## Templates
Templates combine standards and prototype data to create space types and construction sets, templates for each building type are exported to OSM format
0 | 1
Name | Notes
DEER T24 2022 | kW Engineering update to DEER Prototypes to meet T24-2022

## Exterior Lighting
Each row represents exterior lighting power limits for a particular exterior lighting zone and standard. Exterior Lighting Zones used 2010 and later
Exterior Lighting Zone Number | Exerior Lighting Zone Name | Template | Control Option | Building Facade and Landscape Automatic Shut Off | Occupancy Setback Reduction (fraction) | Base Site Allowance Power (W) | Base Site Allowance Fraction (fraction) | Parking Areas and Drives (W/ft^2) | Walkways Less Than 10ft Wide (W/ft) | Walkways 10ft Wide or Greater (W/ft^2) | Stairways (W/ft^2) | Pedestrian Tunnels (W/ft^2) | Landscaping (W/ft^2) | Main Entries (W/ft) | Other Doors (W/ft) | Entry Canopies (W/ft^2) | Loading Docks (W/ft^2) | Sales Canopies (W/ft^2) | Outdoor Sales Open Areas (W/ft^2) | Outdoor Sales Street Frontage for Vehicle Sales (W/ft) | Building Facades (W/ft^2) | Building Facades Alt Perim (W/ft) | Automated Teller Machines per Location (W) | Automated Teller Machines per Machine (W) | Entries and Gates (W/ft^2) | Loading Areas For Emergency Vehicles (W/ft^2) | Drive Through Windows and Doors (W) | Parking near 24 Hour Entrances (W) | Roadway Parking (W) | Notes
0 | Undeveloped Areas Parks | DEER T24 2022 | AstronomicalClock | TRUE | 0.3 | 0 |  | 0 | 0 | 0 | 0 | 0 | 0 | 0 | 0 | 0 | 0 | 0 | 0 | 0 | 0 | 0 | 0 | 0 | 0 | 0 | 0 | 0 | 60 | Same as 90.1-2016; parking projected to be 0.014 W/sf by 2020
1 | Developed Areas Parks | DEER T24 2022 | AstronomicalClock | TRUE | 0.3 | 350 |  | 0.014 | 0.5 | 0.1 | 0.6 | 0.12 | 0.03 | 14 | 14 | 0.25 | 0.5 | 0.6 | 0.25 | 0 | 0 | 0 | 270 | 90 | 0.75 | 0.5 | 400 | 800 | 0 | Same as 90.1-2016; parking projected to be 0.014 W/sf by 2020
2 | Neighborhood | DEER T24 2022 | AstronomicalClock | TRUE | 0.3 | 400 |  | 0.014 | 0.5 | 0.1 | 0.7 | 0.12 | 0.04 | 14 | 14 | 0.25 | 0.5 | 0.6 | 0.25 | 10 | 0.033 | 2.5 | 270 | 90 | 0.75 | 0.5 | 400 | 800 | 0 | Same as 90.1-2016; parking projected to be 0.014 W/sf by 2020
4 | High Activity | DEER T24 2022 | AstronomicalClock | TRUE | 0.3 | 900 |  | 0.014 | 0.7 | 0.14 | 0.7 | 0.21 | 0.04 | 21 | 21 | 0.4 | 0.5 | 1 | 0.7 | 30 | 0.067 | 5 | 270 | 90 | 0.75 | 0.5 | 400 | 800 | 0 | Same as 90.1-2016; parking projected to be 0.014 W/sf by 2020

## Space Types Lighting
A Space Type is a set of interior loads and their schedules to represent a specific use-type area in a building
|  |  | Lighting | [5 empty] | based on 90.1 - 9.6.2
Template | Building Type | Space Type | Lighting Standard | Lighting Primary Space Type | Lighting Secondary Space Type | Lighting per Area (W/ft^2) | Lighting per Person (W/person) | Lighting per Length (W/ft) | Additional Lighting per Area (W/ft^2) | Lighting Fraction to Return Air | Lighting Fraction Radiant | Lighting Fraction Visible | Lighting Fraction Replaceable | LPD Fraction Linear Fluorescent | LPD Fraction Compact Fluorescent | LPD Fraction High Bay | LPD Fraction Specialty Lighting | LPD Fraction Exit Lighting | Lighting Schedule | Compact Fluorescent Lighting Schedule | High Bay Lighting Schedule | Specialty Lighting Schedule | Exit Lighting Schedule | Target Illuminance Setpoint (Lux) | PSA NonGeometry Fraction | SSA NonGeometry Fraction | Lookup | Notes
DEER T24 2022 | Any | Plenum
DEER T24 2022 | Asm | Auditorium | DEER T24 2022 | Any | Auditorium | 1.2 | [7 empty] | 0.2825 | 0.3846 | 0.2825 | 0.0434 | 0.007 | AssemblyLights | [7 empty] | DEER 2015AnyAuditorium
DEER T24 2022 | Asm | Classroom | DEER T24 2022 | Any | Classroom | 1.2 | [7 empty] | 0.565 | 0.3846 | 0 | 0.0434 | 0.007 | SchoolLights | [7 empty] | DEER 2015AnyClassroom
DEER T24 2022 | Asm | Conference | DEER T24 2022 | Any | Conference | 1.4 | [7 empty] | 0.565 | 0.3846 | 0 | 0.0434 | 0.007 | AssemblyLights | [7 empty] | DEER 2015AnyConference
DEER T24 2022 | Asm | Dining | DEER T24 2022 | Any | Dining | 1.3 | [7 empty] | 0.565 | 0.3846 | 0 | 0.0434 | 0.007 | RestaurantLights | [7 empty] | DEER 2015AnyDining
DEER T24 2022 | Asm | Exhibit | DEER T24 2022 | Any | Exhibit | 2 | [7 empty] | 0.565 | 0.3846 | 0 | 0.0434 | 0.007 | AssemblyLights | [7 empty] | DEER 2015AnyExhibit
DEER T24 2022 | Asm | Hall | DEER T24 2022 | Any | Hall | 0.6 | [7 empty] | 0.565 | 0.3846 | 0 | 0.0434 | 0.007 | OfficeLights | [7 empty] | DEER 2015AnyHall
DEER T24 2022 | Asm | Kitchen | DEER T24 2022 | Any | Kitchen | 1.2 | [7 empty] | 0.565 | 0.3846 | 0 | 0.0434 | 0.007 | RestaurantLights | [7 empty] | DEER 2015AnyKitchen
DEER T24 2022 | Asm | LobbyWaiting | DEER T24 2022 | Any | LobbyWaiting | 1.3 | [7 empty] | 0.565 | 0.3846 | 0 | 0.0434 | 0.007 | AssemblyLights | [7 empty] | DEER 2015AnyLobbyWaiting
DEER T24 2022 | Asm | MechElecRoom | DEER T24 2022 | Any | MechElecRoom | 0.7 | [7 empty] | 0.565 | 0.3846 | 0 | 0.0434 | 0.007 | WarehouseLights | [7 empty] | DEER 2015AnyMechElecRoom
DEER T24 2022 | Asm | OfficeGeneral | DEER T24 2022 | Any | OfficeGeneral | 1.3 | [7 empty] | 0.565 | 0.3846 | 0 | 0.0434 | 0.007 | OfficeLights | [7 empty] | DEER 2015AnyOfficeGeneral
DEER T24 2022 | Asm | RelWorship | DEER T24 2022 | Any | RelWorship | 1.5 | [7 empty] | 0.565 | 0.3846 | 0 | 0.0434 | 0.007 | AssemblyLights | [7 empty] | DEER 2015AnyRelWorship
DEER T24 2022 | Asm | Restroom | DEER T24 2022 | Any | Restroom | 0.6 | [7 empty] | 0.565 | 0.3846 | 0 | 0.0434 | 0.007 | OfficeLights | [7 empty] | DEER 2015AnyRestroom
DEER T24 2022 | Asm | RetailSales | DEER T24 2022 | Any | RetailSales | 1.2 | [7 empty] | 0.565 | 0.3846 | 0 | 0.0434 | 0.007 | RetailLights | [7 empty] | DEER 2015AnyRetailSales
DEER T24 2022 | Asm | StockRoom | DEER T24 2022 | Any | StockRoom | 0.6 | [7 empty] | 0.565 | 0.3846 | 0 | 0.0434 | 0.007 | WarehouseLights | [7 empty] | DEER 2015AnyStockRoom
DEER T24 2022 | ECC | Classroom | DEER T24 2022 | Any | Classroom | 1.2 | [7 empty] | 0.8845 | 0.0837 | 0 | 0.0293 | 0.0025 | SchoolLights | [7 empty] | DEER 2015AnyClassroom
DEER T24 2022 | ECC | CompRoomClassRm | DEER T24 2022 | Any | CompRoomClassRm | 1.2 | [7 empty] | 0.8845 | 0.0837 | 0 | 0.0293 | 0.0025 | SchoolLights | [7 empty] | DEER 2015AnyCompRoomClassRm
DEER T24 2022 | ECC | Conference | DEER T24 2022 | Any | Conference | 1.4 | [7 empty] | 0.8845 | 0.0837 | 0 | 0.0293 | 0.0025 | AssemblyLights | [7 empty] | DEER 2015AnyConference
DEER T24 2022 | ECC | CorridorStairway | DEER T24 2022 | Any | CorridorStairway | 0.6 | [7 empty] | 0.8845 | 0.0837 | 0 | 0.0293 | 0.0025 | OfficeLights | [7 empty] | DEER 2015AnyCorridorStairway
DEER T24 2022 | ECC | Dining | DEER T24 2022 | Any | Dining | 1.3 | [7 empty] | 0.59262 | 0.0837 | 0.29189 | 0.0293 | 0.0025 | RestaurantLights | [7 empty] | DEER 2015AnyDining
DEER T24 2022 | ECC | Gymnasium | DEER T24 2022 | Any | Gymnasium | 1 | [7 empty] | 0.44225 | 0.0837 | 0.44225 | 0.0293 | 0.0025 | RetailLights | [7 empty] | DEER 2015AnyGymnasium
DEER T24 2022 | ECC | Kitchen | DEER T24 2022 | Any | Kitchen | 1.2 | [7 empty] | 0.8845 | 0.0837 | 0 | 0.0293 | 0.0025 | RestaurantLights | [7 empty] | DEER 2015AnyKitchen
DEER T24 2022 | ECC | LibraryReading | DEER T24 2022 | Any | LibraryReading | 1.2 | [7 empty] | 0.8845 | 0.0837 | 0 | 0.0293 | 0.0025 | OfficeLights | [7 empty] | DEER 2015AnyLibraryReading
DEER T24 2022 | ECC | MechElecRoom | DEER T24 2022 | Any | MechElecRoom | 0.7 | [7 empty] | 0.8845 | 0.0837 | 0 | 0.0293 | 0.0025 | WarehouseLights | [7 empty] | DEER 2015AnyMechElecRoom
DEER T24 2022 | ECC | OfficeGeneral | DEER T24 2022 | Any | OfficeGeneral | 1.3 | [7 empty] | 0.8845 | 0.0837 | 0 | 0.0293 | 0.0025 | OfficeLights | [7 empty] | DEER 2015AnyOfficeGeneral
DEER T24 2022 | ECC | Restroom | DEER T24 2022 | Any | Restroom | 0.6 | [7 empty] | 0.8845 | 0.0837 | 0 | 0.0293 | 0.0025 | OfficeLights | [7 empty] | DEER 2015AnyRestroom
DEER T24 2022 | ECC | Shop | DEER T24 2022 | Any | Shop | 1.1 | [7 empty] | 0.8845 | 0.0837 | 0 | 0.0293 | 0.0025 | ManufacturingLights | [7 empty] | DEER 2015AnyShop
DEER T24 2022 | ECC | StorageSmlCond | DEER T24 2022 | Any | StorageSmlCond | 0.6 | [7 empty] | 0.8845 | 0.0837 | 0 | 0.0293 | 0.0025 | OfficeLights | [7 empty] | DEER 2015AnyStorageSmlCond
DEER T24 2022 | EPr | Classroom | DEER T24 2022 | Any | Classroom | 1.2 | [7 empty] | 0.9215 | 0.0668 | 0 | 0.0049 | 0.0068 | SchoolLights | [7 empty] | DEER 2015AnyClassroom
DEER T24 2022 | EPr | CompRoomClassRm | DEER T24 2022 | Any | CompRoomClassRm | 1.2 | [7 empty] | 0.9215 | 0.0668 | 0 | 0.0049 | 0.0068 | SchoolLights | [7 empty] | DEER 2015AnyCompRoomClassRm
DEER T24 2022 | EPr | CorridorStairway | DEER T24 2022 | Any | CorridorStairway | 0.6 | [7 empty] | 0.6174 | 0.0668 | 0.3041 | 0.0049 | 0.0068 | OfficeLights | [7 empty] | DEER 2015AnyCorridorStairway
DEER T24 2022 | EPr | Dining | DEER T24 2022 | Any | Dining | 1.3 | [7 empty] | 0.6174 | 0.0668 | 0.3041 | 0.0049 | 0.0068 | RestaurantLights | [7 empty] | DEER 2015AnyDining
DEER T24 2022 | EPr | Gymnasium | DEER T24 2022 | Any | Gymnasium | 1 | [7 empty] | 0.6174 | 0.0668 | 0.3041 | 0.0049 | 0.0068 | RetailLights | [7 empty] | DEER 2015AnyGymnasium
DEER T24 2022 | EPr | Kitchen | DEER T24 2022 | Any | Kitchen | 1.2 | [7 empty] | 0.9215 | 0.0668 | 0 | 0.0049 | 0.0068 | RestaurantLights | [7 empty] | DEER 2015AnyKitchen
DEER T24 2022 | EPr | LibraryReading | DEER T24 2022 | Any | LibraryReading | 1.2 | [7 empty] | 0.9215 | 0.0668 | 0 | 0.0049 | 0.0068 | OfficeLights | [7 empty] | DEER 2015AnyLibraryReading
DEER T24 2022 | EPr | Lobby | DEER T24 2022 | Any | Lobby | 1.5 | [7 empty] | 0.9215 | 0.0668 | 0 | 0.0049 | 0.0068 | AssemblyLights | [7 empty] | DEER 2015AnyLobby
DEER T24 2022 | EPr | OfficeGeneral | DEER T24 2022 | Any | OfficeGeneral | 1.3 | [7 empty] | 0.9215 | 0.0668 | 0 | 0.0049 | 0.0068 | OfficeLights | [7 empty] | DEER 2015AnyOfficeGeneral
DEER T24 2022 | EPr | Restroom | DEER T24 2022 | Any | Restroom | 0.6 | [7 empty] | 0.9215 | 0.0668 | 0 | 0.0049 | 0.0068 | OfficeLights | [7 empty] | DEER 2015AnyRestroom
DEER T24 2022 | EPr | StorageSmlCond | DEER T24 2022 | Any | StorageSmlCond | 0.6 | [7 empty] | 0.9215 | 0.0668 | 0 | 0.0049 | 0.0068 | OfficeLights | [7 empty] | DEER 2015AnyStorageSmlCond
DEER T24 2022 | ERC | Classroom | DEER T24 2022 | Any | Classroom | 1.2 | [7 empty] | 0.6174 | 0.0668 | 0.3041 | 0.0049 | 0.0068 | SchoolLights | [7 empty] | DEER 2015AnyClassroom
DEER T24 2022 | ESe | Classroom | DEER T24 2022 | Any | Classroom | 1.2 | [7 empty] | 0.8754 | 0.0833 | 0 | 0.0373 | 0.004 | SchoolLights | [7 empty] | DEER 2015AnyClassroom
DEER T24 2022 | ESe | CompRoomClassRm | DEER T24 2022 | Any | CompRoomClassRm | 1.2 | [7 empty] | 0.8754 | 0.0833 | 0 | 0.0373 | 0.004 | SchoolLights | [7 empty] | DEER 2015AnyCompRoomClassRm
DEER T24 2022 | ESe | Conference | DEER T24 2022 | Any | Conference | 1.4 | [7 empty] | 0.8754 | 0.0833 | 0 | 0.0373 | 0.004 | AssemblyLights | [7 empty] | DEER 2015AnyConference
DEER T24 2022 | ESe | CorridorStairway | DEER T24 2022 | Any | CorridorStairway | 0.6 | [7 empty] | 0.8754 | 0.0833 | 0 | 0.0373 | 0.004 | OfficeLights | [7 empty] | DEER 2015AnyCorridorStairway
DEER T24 2022 | ESe | Dining | DEER T24 2022 | Any | Dining | 1.3 | [7 empty] | 0.58652 | 0.0833 | 0.28888 | 0.0373 | 0.004 | RestaurantLights | [7 empty] | DEER 2015AnyDining
DEER T24 2022 | ESe | Gymnasium | DEER T24 2022 | Any | Gymnasium | 1 | [7 empty] | 0.4377 | 0.0833 | 0.4377 | 0.0373 | 0.004 | RetailLights | [7 empty] | DEER 2015AnyGymnasium
DEER T24 2022 | ESe | Kitchen | DEER T24 2022 | Any | Kitchen | 1.2 | [7 empty] | 0.8754 | 0.0833 | 0 | 0.0373 | 0.004 | RestaurantLights | [7 empty] | DEER 2015AnyKitchen
DEER T24 2022 | ESe | LibraryReading | DEER T24 2022 | Any | LibraryReading | 1.2 | [7 empty] | 0.8754 | 0.0833 | 0 | 0.0373 | 0.004 | OfficeLights | [7 empty] | DEER 2015AnyLibraryReading
DEER T24 2022 | ESe | MechElecRoom | DEER T24 2022 | Any | MechElecRoom | 0.7 | [7 empty] | 0.8754 | 0.0833 | 0 | 0.0373 | 0.004 | WarehouseLights | [7 empty] | DEER 2015AnyMechElecRoom
DEER T24 2022 | ESe | OfficeGeneral | DEER T24 2022 | Any | OfficeGeneral | 1.3 | [7 empty] | 0.8754 | 0.0833 | 0 | 0.0373 | 0.004 | OfficeLights | [7 empty] | DEER 2015AnyOfficeGeneral
DEER T24 2022 | ESe | Restroom | DEER T24 2022 | Any | Restroom | 0.6 | [7 empty] | 0.8754 | 0.0833 | 0 | 0.0373 | 0.004 | OfficeLights | [7 empty] | DEER 2015AnyRestroom
DEER T24 2022 | ESe | Shop | DEER T24 2022 | Any | Shop | 1.1 | [7 empty] | 0.8754 | 0.0833 | 0 | 0.0373 | 0.004 | ManufacturingLights | [7 empty] | DEER 2015AnyShop
DEER T24 2022 | ESe | StorageSmlCond | DEER T24 2022 | Any | StorageSmlCond | 0.6 | [7 empty] | 0.8754 | 0.0833 | 0 | 0.0373 | 0.004 | OfficeLights | [7 empty] | DEER 2015AnyStorageSmlCond
DEER T24 2022 | EUn | Auditorium | DEER T24 2022 | Any | Auditorium | 1.2 | [7 empty] | 0.45455 | 0.0795 | 0.45455 | 0.0067 | 0.0047 | AssemblyLights | [7 empty] | DEER 2015AnyAuditorium
DEER T24 2022 | EUn | Classroom | DEER T24 2022 | Any | Classroom | 1.2 | [7 empty] | 0.9091 | 0.0795 | 0 | 0.0067 | 0.0047 | SchoolLights | [7 empty] | DEER 2015AnyClassroom
DEER T24 2022 | EUn | CompRoomClassRm | DEER T24 2022 | Any | CompRoomClassRm | 1.2 | [7 empty] | 0.9091 | 0.0795 | 0 | 0.0067 | 0.0047 | SchoolLights | [7 empty] | DEER 2015AnyCompRoomClassRm
DEER T24 2022 | EUn | Conference | DEER T24 2022 | Any | Conference | 1.4 | [7 empty] | 0.9091 | 0.0795 | 0 | 0.0067 | 0.0047 | AssemblyLights | [7 empty] | DEER 2015AnyConference
DEER T24 2022 | EUn | CorridorStairway | DEER T24 2022 | Any | CorridorStairway | 0.6 | [7 empty] | 0.9091 | 0.0795 | 0 | 0.0067 | 0.0047 | OfficeLights | [7 empty] | DEER 2015AnyCorridorStairway
DEER T24 2022 | EUn | Dining | DEER T24 2022 | Any | Dining | 1.3 | [7 empty] | 0.6091 | 0.0795 | 0.3 | 0.0067 | 0.0047 | RestaurantLights | [7 empty] | DEER 2015AnyDining
DEER T24 2022 | EUn | DormitoryRoom | DEER T24 2022 | Any | DormitoryRoom | 0.8 | [7 empty] | 0.9133 | 0.0799 | 0 | 0.0068 | 0 | OfficeLights | [7 empty] | DEER 2015AnyDormitoryRoom
DEER T24 2022 | EUn | FacMaint | DEER T24 2022 | Any | FacMaint | 0.7 | [7 empty] | 0.9091 | 0.0795 | 0 | 0.0067 | 0.0047 | OfficeLights | [7 empty] | DEER 2015AnyFacMaint
DEER T24 2022 | EUn | Gymnasium | DEER T24 2022 | Any | Gymnasium | 1 | [7 empty] | 0.45455 | 0.0795 | 0.45455 | 0.0067 | 0.0047 | RetailLights | [7 empty] | DEER 2015AnyGymnasium
DEER T24 2022 | EUn | Kitchen | DEER T24 2022 | Any | Kitchen | 1.2 | [7 empty] | 0.9091 | 0.0795 | 0 | 0.0067 | 0.0047 | RestaurantLights | [7 empty] | DEER 2015AnyKitchen
DEER T24 2022 | EUn | LibraryReading | DEER T24 2022 | Any | LibraryReading | 1.2 | [7 empty] | 0.9091 | 0.0795 | 0 | 0.0067 | 0.0047 | OfficeLights | [7 empty] | DEER 2015AnyLibraryReading
DEER T24 2022 | EUn | LoungeArea | DEER T24 2022 | Any | LoungeArea | 1.1 | [7 empty] | 0.9091 | 0.0795 | 0 | 0.0067 | 0.0047 | AssemblyLights | [7 empty] | DEER 2015AnyLoungeArea
DEER T24 2022 | EUn | OfficeGeneral | DEER T24 2022 | Any | OfficeGeneral | 1.3 | [7 empty] | 0.9091 | 0.0795 | 0 | 0.0067 | 0.0047 | OfficeLights | [7 empty] | DEER 2015AnyOfficeGeneral
DEER T24 2022 | EUn | Restroom | DEER T24 2022 | Any | Restroom | 0.6 | [7 empty] | 0.9091 | 0.0795 | 0 | 0.0067 | 0.0047 | OfficeLights | [7 empty] | DEER 2015AnyRestroom
DEER T24 2022 | EUn | StorageSmlCond | DEER T24 2022 | Any | StorageSmlCond | 0.6 | [7 empty] | 0.9091 | 0.0795 | 0 | 0.0067 | 0.0047 | OfficeLights | [7 empty] | DEER 2015AnyStorageSmlCond
DEER T24 2022 | Gro | CorridorStairway | DEER T24 2022 | Any | CorridorStairway | 0.6 | [7 empty] | 0.8311 | 0.0486 | 0 | 0.1168 | 0.0035 | OfficeLights | [7 empty] | DEER 2015AnyCorridorStairway
DEER T24 2022 | Gro | GrocSales | DEER T24 2022 | Any | GrocSales | 1.2 | [7 empty] | 0.55684 | 0.0486 | 0.27426 | 0.1168 | 0.0035 | RetailLights | [7 empty] | DEER 2015AnyGrocSales
DEER T24 2022 | Gro | IndLoadDock | DEER T24 2022 | Any | IndLoadDock | 1.1 | [7 empty] | 1 | 0 | 0 | 0 | 0 | WarehouseLights | [7 empty] | DEER 2015AnyIndLoadDock
DEER T24 2022 | Gro | Kitchen | DEER T24 2022 | Any | Kitchen | 1.2 | [7 empty] | 0.8311 | 0.0486 | 0 | 0.1168 | 0.0035 | RestaurantLights | [7 empty] | DEER 2015AnyKitchen
DEER T24 2022 | Gro | MechElecRoom | DEER T24 2022 | Any | MechElecRoom | 0.7 | [7 empty] | 0.8311 | 0.0486 | 0 | 0.1168 | 0.0035 | WarehouseLights | [7 empty] | DEER 2015AnyMechElecRoom
DEER T24 2022 | Gro | OfficeGeneral | DEER T24 2022 | Any | OfficeGeneral | 1.3 | [7 empty] | 0.8311 | 0.0486 | 0 | 0.1168 | 0.0035 | OfficeLights | [7 empty] | DEER 2015AnyOfficeGeneral
DEER T24 2022 | Gro | RefFoodPrep | DEER T24 2022 | Any | RefFoodPrep | 1.2 | [7 empty] | 0.8311 | 0.0486 | 0 | 0.1168 | 0.0035 | RestaurantLights | [7 empty] | DEER 2015AnyRefFoodPrep
DEER T24 2022 | Gro | RefWalkInCool | DEER T24 2022 | Any | RefWalkInCool | 0.7 | [7 empty] | 0.8311 | 0.0486 | 0 | 0.1168 | 0.0035 | WarehouseLights | [7 empty] | DEER 2015AnyRefWalkInCool
DEER T24 2022 | Gro | RefWalkInFreeze | DEER T24 2022 | Any | RefWalkInFreeze | 0.7 | [7 empty] | 0.8311 | 0.0486 | 0 | 0.1168 | 0.0035 | WarehouseLights | [7 empty] | DEER 2015AnyRefWalkInFreeze
DEER T24 2022 | Gro | Restroom | DEER T24 2022 | Any | Restroom | 0.6 | [7 empty] | 0.8311 | 0.0486 | 0 | 0.1168 | 0.0035 | OfficeLights | [7 empty] | DEER 2015AnyRestroom
DEER T24 2022 | Gro | StockRoom | DEER T24 2022 | Any | StockRoom | 0.6 | [7 empty] | 0.8311 | 0.0486 | 0 | 0.1168 | 0.0035 | WarehouseLights | [7 empty] | DEER 2015AnyStockRoom
DEER T24 2022 | Hsp | Dining | DEER T24 2022 | Any | Dining | 1.3 | [7 empty] | 0.58457 | 0.094 | 0.28792 | 0.0293 | 0.0042 | RestaurantLights | [7 empty] | DEER 2015AnyDining
DEER T24 2022 | Hsp | FacMaint | DEER T24 2022 | Any | FacMaint | 0.7 | [7 empty] | 0.8725 | 0.094 | 0 | 0.0293 | 0.0042 | OfficeLights | [7 empty] | DEER 2015AnyFacMaint
DEER T24 2022 | Hsp | Hall | DEER T24 2022 | Any | Hall | 0.6 | [7 empty] | 0.58457 | 0.094 | 0.28792 | 0.0293 | 0.0042 | OfficeLights | [7 empty] | DEER 2015AnyHall
DEER T24 2022 | Hsp | HspNursing | DEER T24 2022 | Any | HspNursing | 1.2 | [7 empty] | 0.8725 | 0.094 | 0 | 0.0293 | 0.0042 | HealthLights | [7 empty] | DEER 2015AnyHspNursing
DEER T24 2022 | Hsp | HspSurgOutptLab | DEER T24 2022 | Any | HspSurgOutptLab | 1.2 | [7 empty] | 0.8725 | 0.094 | 0 | 0.0293 | 0.0042 | HealthLights | [7 empty] | DEER 2015AnyHspSurgOutptLab
DEER T24 2022 | Hsp | Kitchen | DEER T24 2022 | Any | Kitchen | 1.2 | [7 empty] | 0.8725 | 0.094 | 0 | 0.0293 | 0.0042 | RestaurantLights | [7 empty] | DEER 2015AnyKitchen
DEER T24 2022 | Hsp | LobbyWaiting | DEER T24 2022 | Any | LobbyWaiting | 1.3 | [7 empty] | 0.58457 | 0.094 | 0.28792 | 0.0293 | 0.0042 | AssemblyLights | [7 empty] | DEER 2015AnyLobbyWaiting
DEER T24 2022 | Hsp | OfficeGeneral | DEER T24 2022 | Any | OfficeGeneral | 1.3 | [7 empty] | 0.8725 | 0.094 | 0 | 0.0293 | 0.0042 | OfficeLights | [7 empty] | DEER 2015AnyOfficeGeneral
DEER T24 2022 | Hsp | PatientRoom | DEER T24 2022 | Any | PatientRoom | 0.8 | [7 empty] | 0.8725 | 0.094 | 0 | 0.0293 | 0.0042 | HealthLights | [7 empty] | DEER 2015AnyPatientRoom
DEER T24 2022 | Hsp | Restroom | DEER T24 2022 | Any | Restroom | 0.6 | [7 empty] | 0.8725 | 0.094 | 0 | 0.0293 | 0.0042 | OfficeLights | [7 empty] | DEER 2015AnyRestroom
DEER T24 2022 | Hsp | RetailSales | DEER T24 2022 | Any | RetailSales | 1.2 | [7 empty] | 0.8725 | 0.094 | 0 | 0.0293 | 0.0042 | RetailLights | [7 empty] | DEER 2015AnyRetailSales
DEER T24 2022 | Hsp | StockRoom | DEER T24 2022 | Any | StockRoom | 0.6 | [7 empty] | 0.8725 | 0.094 | 0 | 0.0293 | 0.0042 | WarehouseLights | [7 empty] | DEER 2015AnyStockRoom
DEER T24 2022 | Htl | BarCasino | DEER T24 2022 | Any | BarCasino | 1.1 | [7 empty] | 0.246 | 0.689 | 0 | 0.0558 | 0.0092 | RestaurantLights | [7 empty] | DEER 2015AnyBarCasino
DEER T24 2022 | Htl | Dining | DEER T24 2022 | Any | Dining | 1.3 | [7 empty] | 0.123 | 0.689 | 0.123 | 0.0558 | 0.0092 | RestaurantLights | [7 empty] | DEER 2015AnyDining
DEER T24 2022 | Htl | GuestRmCorrid | DEER T24 2022 | Any | GuestRmCorrid | 0.6 | [7 empty] | 0.123 | 0.689 | 0.123 | 0.0558 | 0.0092 | OfficeLights | [7 empty] | DEER 2015AnyGuestRmCorrid
DEER T24 2022 | Htl | GuestRmOcc | DEER T24 2022 | Any | GuestRmOcc | 0.8 | [7 empty] | 0.2483 | 0.6954 | 0 | 0.0563 | 0 | ResidentialLivingLights | [7 empty] | DEER 2015AnyGuestRmOcc
DEER T24 2022 | Htl | GuestRmUnOcc | DEER T24 2022 | Any | GuestRmUnOcc | 0.8 | [7 empty] | 0.2483 | 0.6954 | 0 | 0.0563 | 0 | ResidentialLivingLights | [7 empty] | DEER 2015AnyGuestRmUnOcc
DEER T24 2022 | Htl | HotelLobby | DEER T24 2022 | Any | HotelLobby | 1.1 | [7 empty] | 0.123 | 0.689 | 0.123 | 0.0558 | 0.0092 | AssemblyLights | [7 empty] | DEER 2015AnyHotelLobby
DEER T24 2022 | Htl | Kitchen | DEER T24 2022 | Any | Kitchen | 1.2 | [7 empty] | 0.246 | 0.689 | 0 | 0.0558 | 0.0092 | RestaurantLights | [7 empty] | DEER 2015AnyKitchen
DEER T24 2022 | Htl | Laundry | DEER T24 2022 | Any | Laundry | 0.9 | [7 empty] | 0.123 | 0.689 | 0.123 | 0.0558 | 0.0092 | ResidentialCommonLights | [7 empty] | DEER 2015AnyLaundry
DEER T24 2022 | Htl | OfficeGeneral | DEER T24 2022 | Any | OfficeGeneral | 1.3 | [7 empty] | 0.123 | 0.689 | 0.123 | 0.0558 | 0.0092 | OfficeLights | [7 empty] | DEER 2015AnyOfficeGeneral
DEER T24 2022 | Htl | Restroom | DEER T24 2022 | Any | Restroom | 0.6 | [7 empty] | 0.246 | 0.689 | 0 | 0.0558 | 0.0092 | OfficeLights | [7 empty] | DEER 2015AnyRestroom
DEER T24 2022 | Htl | StockRoom | DEER T24 2022 | Any | StockRoom | 0.6 | [7 empty] | 0.246 | 0.689 | 0 | 0.0558 | 0.0092 | WarehouseLights | [7 empty] | DEER 2015AnyStockRoom
DEER T24 2022 | MBT | Break | DEER T24 2022 | Any | Break | 1.1 | [7 empty] | 0.7692 | 0.2079 | 0 | 0.0189 | 0.004 | AssemblyLights | [7 empty] | DEER 2015AnyBreak
DEER T24 2022 | MBT | CompRoomData | DEER T24 2022 | Any | CompRoomData | 1.05 | [7 empty] | 0.7692 | 0.2079 | 0 | 0.0189 | 0.004 | DataLights | [7 empty] | DEER 2015AnyCompRoomData
DEER T24 2022 | MBT | Conference | DEER T24 2022 | Any | Conference | 1.4 | [7 empty] | 0.7692 | 0.2079 | 0 | 0.0189 | 0.004 | AssemblyLights | [7 empty] | DEER 2015AnyConference
DEER T24 2022 | MBT | CorridorStairway | DEER T24 2022 | Any | CorridorStairway | 0.6 | [7 empty] | 0.7692 | 0.2079 | 0 | 0.0189 | 0.004 | OfficeLights | [7 empty] | DEER 2015AnyCorridorStairway
DEER T24 2022 | MBT | Dining | DEER T24 2022 | Any | Dining | 1.3 | [7 empty] | 0.7687 | 0.208 | 0 | 0.0193 | 0.004 | RestaurantLights | [7 empty] | DEER 2015AnyDining
DEER T24 2022 | MBT | Kitchen | DEER T24 2022 | Any | Kitchen | 1.2 | [7 empty] | 0.76875 | 0.20813 | 0 | 0.01875 | 0.0046 | RestaurantLights | [7 empty] | DEER 2015AnyKitchen
DEER T24 2022 | MBT | Laboratory | DEER T24 2022 | Any | Laboratory | 1.3 | [7 empty] | 0.7692 | 0.2079 | 0 | 0.0189 | 0.004 | LaboratoryLights | [7 empty] | DEER 2015AnyLaboratory
DEER T24 2022 | MBT | LobbyWaiting | DEER T24 2022 | Any | LobbyWaiting | 1.3 | [7 empty] | 0.7692 | 0.2079 | 0 | 0.0189 | 0.004 | AssemblyLights | [7 empty] | DEER 2015AnyLobbyWaiting
DEER T24 2022 | MBT | MechElecRoom | DEER T24 2022 | Any | MechElecRoom | 0.7 | [7 empty] | 0.7692 | 0.2079 | 0 | 0.0189 | 0.004 | WarehouseLights | [7 empty] | DEER 2015AnyMechElecRoom
DEER T24 2022 | MBT | OfficeOpen | DEER T24 2022 | Any | OfficeOpen | 1.05 | [7 empty] | 0.7692 | 0.2079 | 0 | 0.0189 | 0.004 | OfficeLights | [7 empty] | DEER 2015AnyOfficeOpen
DEER T24 2022 | MBT | OfficeSmall | DEER T24 2022 | Any | OfficeSmall | 1.3 | [7 empty] | 0.7692 | 0.2079 | 0 | 0.0189 | 0.004 | OfficeLights | [7 empty] | DEER 2015AnyOfficeSmall
DEER T24 2022 | MBT | Restroom | DEER T24 2022 | Any | Restroom | 0.6 | [7 empty] | 0.7692 | 0.2079 | 0 | 0.0189 | 0.004 | OfficeLights | [7 empty] | DEER 2015AnyRestroom
DEER T24 2022 | MBT | StorageSmlCond | DEER T24 2022 | Any | StorageSmlCond | 0.6 | [7 empty] | 0.7692 | 0.2079 | 0 | 0.0189 | 0.004 | OfficeLights | [7 empty] | DEER 2015AnyStorageSmlCond
DEER T24 2022 | MBT | Work | DEER T24 2022 | Any | Work | 1.3 | [7 empty] | 0.3846 | 0.2079 | 0.3846 | 0.0189 | 0.004 | ManufacturingLights | [7 empty] | DEER 2015AnyWork
DEER T24 2022 | MFm | ResPublicArea | DEER T24 2022 | Any | ResPublicArea | 1 | [7 empty] | 0.65 | 0.3 | 0 | 0.025 | 0.025 | D_MFm_MFPub_ILit_Yr | [7 empty] | DEER 2015AnyResPublicArea
DEER T24 2022 | MFm | ResBedroom | DEER T24 2022 | Any | ResBedroom | 0.36 | [7 empty] | 0.65 | 0.3 | 0 | 0.025 | 0.025 | MidriseApartment Apartment Light | [7 empty] | DEER 2015AnyResBedroom | Stubbed in from 90.1 Midrise data as temp fix for missing data in MASControl2
DEER T24 2022 | MFm | ResLiving | DEER T24 2022 | Any | ResLiving | 0.36 | [7 empty] | 0.65 | 0.3 | 0 | 0.025 | 0.025 | MidriseApartment Apartment Light | [7 empty] | DEER 2015AnyResLiving | Stubbed in from 90.1 Midrise data as temp fix for missing data in MASControl2
DEER T24 2022 | MLI | Break | DEER T24 2022 | Any | Break | 1.1 | [7 empty] | 0.8181 | 0.1039 | 0 | 0.0698 | 0.0082 | AssemblyLights | [7 empty] | DEER Pre-1975AnyBreak
DEER T24 2022 | MLI | CorridorStairway | DEER T24 2022 | Any | CorridorStairway | 0.8 | [7 empty] | 0.40905 | 0.1039 | 0.40905 | 0.0698 | 0.0082 | OfficeLights | [7 empty] | DEER Pre-1975AnyCorridorStairway
DEER T24 2022 | MLI | LobbyWaiting | DEER T24 2022 | Any | LobbyWaiting | 1.5 | [7 empty] | 0.40905 | 0.1039 | 0.40905 | 0.0698 | 0.0082 | AssemblyLights | [7 empty] | DEER Pre-1975AnyLobbyWaiting
DEER T24 2022 | MLI | MechElecRoom | DEER T24 2022 | Any | MechElecRoom | 1.5 | [7 empty] | 0.8181 | 0.1039 | 0 | 0.0698 | 0.0082 | WarehouseLights | [7 empty] | DEER Pre-1975AnyMechElecRoom
DEER T24 2022 | MLI | OfficeGeneral | DEER T24 2022 | Any | OfficeGeneral | 1.3 | [7 empty] | 0.40905 | 0.1039 | 0.40905 | 0.0698 | 0.0082 | OfficeLights | [7 empty] | DEER Pre-1975AnyOfficeGeneral
DEER T24 2022 | MLI | Restroom | DEER T24 2022 | Any | Restroom | 0.8 | [7 empty] | 0.8181 | 0.1039 | 0 | 0.0698 | 0.0082 | OfficeLights | [7 empty] | DEER Pre-1975AnyRestroom
DEER T24 2022 | MLI | RetailSales | DEER T24 2022 | Any | RetailSales | 1.6 | [7 empty] | 0.8181 | 0.1039 | 0 | 0.0698 | 0.0082 | RetailLights | [7 empty] | DEER Pre-1975AnyRetailSales
DEER T24 2022 | MLI | StockRoom | DEER T24 2022 | Any | StockRoom | 0.8 | [7 empty] | 0.40905 | 0.1039 | 0.40905 | 0.0698 | 0.0082 | WarehouseLights | [7 empty] | DEER Pre-1975AnyStockRoom
DEER T24 2022 | MLI | Work | DEER T24 2022 | Any | Work | 1.5 | [7 empty] | 0.40905 | 0.1039 | 0.40905 | 0.0698 | 0.0082 | ManufacturingLights | [7 empty] | DEER Pre-1975AnyWork
DEER T24 2022 | Mtl | Break | DEER T24 2022 | Any | Break | 1.1 | [7 empty] | 0.2926 | 0.6408 | 0 | 0.0437 | 0.0229 | AssemblyLights | [7 empty] | DEER Pre-1975AnyBreak
DEER T24 2022 | Mtl | GuestRmCorrid | DEER T24 2022 | Any | GuestRmCorrid | 0.8 | [7 empty] | 0.1463 | 0.6408 | 0.1463 | 0.0437 | 0.0229 | OfficeLights | [7 empty] | DEER Pre-1975AnyGuestRmCorrid
DEER T24 2022 | Mtl | GuestRmOcc | DEER T24 2022 | Any | GuestRmOcc | 0.8 | [7 empty] | 0.2926 | 0.6408 | 0 | 0.0437 | 0.0229 | ResidentialLivingLights | [7 empty] | DEER Pre-1975AnyGuestRmOcc
DEER T24 2022 | Mtl | GuestRmUnOcc | DEER T24 2022 | Any | GuestRmUnOcc | 0.8 | [7 empty] | 0.2995 | 0.6557 | 0 | 0.0448 | 0 | ResidentialLivingLights | [7 empty] | DEER Pre-1975AnyGuestRmUnOcc
DEER T24 2022 | Mtl | Laundry | DEER T24 2022 | Any | Laundry | 1.5 | [7 empty] | 0.1463 | 0.6408 | 0.1463 | 0.0437 | 0.0229 | ResidentialCommonLights | [7 empty] | DEER Pre-1975AnyLaundry
DEER T24 2022 | Mtl | MechElecRoom | DEER T24 2022 | Any | MechElecRoom | 1.5 | [7 empty] | 0.2926 | 0.6408 | 0 | 0.0437 | 0.0229 | WarehouseLights | [7 empty] | DEER Pre-1975AnyMechElecRoom
DEER T24 2022 | Mtl | OfficeGeneral | DEER T24 2022 | Any | OfficeGeneral | 1.3 | [7 empty] | 0.1463 | 0.6408 | 0.1463 | 0.0437 | 0.0229 | OfficeLights | [7 empty] | DEER Pre-1975AnyOfficeGeneral
DEER T24 2022 | Mtl | Restroom | DEER T24 2022 | Any | Restroom | 0.8 | [7 empty] | 0.2926 | 0.6408 | 0 | 0.0437 | 0.0229 | OfficeLights | [7 empty] | DEER Pre-1975AnyRestroom
DEER T24 2022 | Mtl | StorageSmlCond | DEER T24 2022 | Any | StorageSmlCond | 0.8 | [7 empty] | 0.2926 | 0.6408 | 0 | 0.0437 | 0.0229 | OfficeLights | [7 empty] | DEER Pre-1975AnyStorageSmlCond
DEER T24 2022 | Nrs | CorridorStairway | DEER T24 2022 | Any | CorridorStairway | 0.6 | [7 empty] | 0.4155 | 0.5318 | 0 | 0.0443 | 0.0084 | OfficeLights | [7 empty] | DEER 2015AnyCorridorStairway
DEER T24 2022 | Nrs | Dining | DEER T24 2022 | Any | Dining | 1.3 | [7 empty] | 0.27838 | 0.5318 | 0.13711 | 0.0443 | 0.0084 | RestaurantLights | [7 empty] | DEER 2015AnyDining
DEER T24 2022 | Nrs | Kitchen | DEER T24 2022 | Any | Kitchen | 1.2 | [7 empty] | 0.4155 | 0.5318 | 0 | 0.0443 | 0.0084 | RestaurantLights | [7 empty] | DEER 2015AnyKitchen
DEER T24 2022 | Nrs | Laundry | DEER T24 2022 | Any | Laundry | 0.9 | [7 empty] | 0.4155 | 0.5318 | 0 | 0.0443 | 0.0084 | ResidentialCommonLights | [7 empty] | DEER 2015AnyLaundry
DEER T24 2022 | Nrs | LobbyWaiting | DEER T24 2022 | Any | LobbyWaiting | 1.3 | [7 empty] | 0.4155 | 0.5318 | 0 | 0.0443 | 0.0084 | AssemblyLights | [7 empty] | DEER 2015AnyLobbyWaiting
DEER T24 2022 | Nrs | MechElecRoom | DEER T24 2022 | Any | MechElecRoom | 0.7 | [7 empty] | 0.4155 | 0.5318 | 0 | 0.0443 | 0.0084 | WarehouseLights | [7 empty] | DEER 2015AnyMechElecRoom
DEER T24 2022 | Nrs | OfficeGeneral | DEER T24 2022 | Any | OfficeGeneral | 1.3 | [7 empty] | 0.4155 | 0.5318 | 0 | 0.0443 | 0.0084 | OfficeLights | [7 empty] | DEER 2015AnyOfficeGeneral
DEER T24 2022 | Nrs | PatientRoom | DEER T24 2022 | Any | PatientRoom | 0.8 | [7 empty] | 0.4155 | 0.5318 | 0 | 0.0443 | 0.0084 | HealthLights | [7 empty] | DEER 2015AnyPatientRoom
DEER T24 2022 | Nrs | Restroom | DEER T24 2022 | Any | Restroom | 0.6 | [7 empty] | 0.4155 | 0.5318 | 0 | 0.0443 | 0.0084 | OfficeLights | [7 empty] | DEER 2015AnyRestroom
DEER T24 2022 | Nrs | StorageSmlCond | DEER T24 2022 | Any | StorageSmlCond | 0.6 | [7 empty] | 0.4155 | 0.5318 | 0 | 0.0443 | 0.0084 | OfficeLights | [7 empty] | DEER 2015AnyStorageSmlCond
DEER T24 2022 | OfL | Break | DEER T24 2022 | Any | Break | 1.1 | [7 empty] | 0.8991 | 0.0719 | 0 | 0.0232 | 0.0058 | AssemblyLights | [7 empty] | DEER 2015AnyBreak
DEER T24 2022 | OfL | Conference | DEER T24 2022 | Any | Conference | 1.4 | [7 empty] | 0.8991 | 0.0719 | 0 | 0.0232 | 0.0058 | AssemblyLights | [7 empty] | DEER 2015AnyConference
DEER T24 2022 | OfL | CopyRoom | DEER T24 2022 | Any | CopyRoom | 1.3 | [7 empty] | 0.8991 | 0.0719 | 0 | 0.0232 | 0.0058 | OfficeLights | [7 empty] | DEER 2015AnyCopyRoom
DEER T24 2022 | OfL | CorridorStairway | DEER T24 2022 | Any | CorridorStairway | 0.6 | [7 empty] | 0.8991 | 0.0719 | 0 | 0.0232 | 0.0058 | OfficeLights | [7 empty] | DEER 2015AnyCorridorStairway
DEER T24 2022 | OfL | LobbyWaiting | DEER T24 2022 | Any | LobbyWaiting | 1.3 | [7 empty] | 0.6024 | 0.0719 | 0.2967 | 0.0232 | 0.0058 | AssemblyLights | [7 empty] | DEER 2015AnyLobbyWaiting
DEER T24 2022 | OfL | MechElecRoom | DEER T24 2022 | Any | MechElecRoom | 0.7 | [7 empty] | 0.8991 | 0.0719 | 0 | 0.0232 | 0.0058 | WarehouseLights | [7 empty] | DEER 2015AnyMechElecRoom
DEER T24 2022 | OfL | OfficeOpen | DEER T24 2022 | OfL | OfficeOpen | 1.05 | [7 empty] | 0.6024 | 0.0719 | 0.2967 | 0.0232 | 0.0058 | OfficeLights | [7 empty] | DEER 2015OfLOfficeOpen
DEER T24 2022 | OfL | OfficeSmall | DEER T24 2022 | OfL | OfficeSmall | 1.3 | [7 empty] | 0.8991 | 0.0719 | 0 | 0.0232 | 0.0058 | OfficeLights | [7 empty] | DEER 2015OfLOfficeSmall
DEER T24 2022 | OfL | Restroom | DEER T24 2022 | Any | Restroom | 0.6 | [7 empty] | 0.8991 | 0.0719 | 0 | 0.0232 | 0.0058 | OfficeLights | [7 empty] | DEER 2015AnyRestroom
DEER T24 2022 | OfL | StorageSmlCond | DEER T24 2022 | Any | StorageSmlCond | 0.6 | [7 empty] | 0.8991 | 0.0719 | 0 | 0.0232 | 0.0058 | OfficeLights | [7 empty] | DEER 2015AnyStorageSmlCond
DEER T24 2022 | OfS | Break | DEER T24 2022 | Any | Break | 1.1 | [7 empty] | 0.7797 | 0.1609 | 0 | 0.0529 | 0.0065 | AssemblyLights | [7 empty] | DEER 2015AnyBreak
DEER T24 2022 | OfS | CompRoomData | DEER T24 2022 | Any | CompRoomData | 1.05 | [7 empty] | 0.7797 | 0.1609 | 0 | 0.0529 | 0.0065 | DataLights | [7 empty] | DEER 2015AnyCompRoomData
DEER T24 2022 | OfS | Conference | DEER T24 2022 | Any | Conference | 1.4 | [7 empty] | 0.7797 | 0.1609 | 0 | 0.0529 | 0.0065 | AssemblyLights | [7 empty] | DEER 2015AnyConference
DEER T24 2022 | OfS | CopyRoom | DEER T24 2022 | Any | CopyRoom | 1.3 | [7 empty] | 0.7797 | 0.1609 | 0 | 0.0529 | 0.0065 | OfficeLights | [7 empty] | DEER 2015AnyCopyRoom
DEER T24 2022 | OfS | Hall | DEER T24 2022 | Any | Hall | 0.6 | [7 empty] | 0.7797 | 0.1609 | 0 | 0.0529 | 0.0065 | OfficeLights | [7 empty] | DEER 2015AnyHall
DEER T24 2022 | OfS | LobbyWaiting | DEER T24 2022 | Any | LobbyWaiting | 1.3 | [7 empty] | 0.5224 | 0.1609 | 0.2573 | 0.0529 | 0.0065 | AssemblyLights | [7 empty] | DEER 2015AnyLobbyWaiting
DEER T24 2022 | OfS | MechElecRoom | DEER T24 2022 | Any | MechElecRoom | 0.7 | [7 empty] | 0.7797 | 0.1609 | 0 | 0.0529 | 0.0065 | WarehouseLights | [7 empty] | DEER 2015AnyMechElecRoom
DEER T24 2022 | OfS | OfficeOpen | DEER T24 2022 | Any | OfficeOpen | 1.05 | [7 empty] | 0.5224 | 0.1609 | 0.2573 | 0.0529 | 0.0065 | OfficeLights | [7 empty] | DEER 2015AnyOfficeOpen
DEER T24 2022 | OfS | OfficeSmall | DEER T24 2022 | Any | OfficeSmall | 1.3 | [7 empty] | 0.7797 | 0.1609 | 0 | 0.0529 | 0.0065 | OfficeLights | [7 empty] | DEER 2015AnyOfficeSmall
DEER T24 2022 | OfS | Restroom | DEER T24 2022 | Any | Restroom | 0.6 | [7 empty] | 0.7797 | 0.1609 | 0 | 0.0529 | 0.0065 | OfficeLights | [7 empty] | DEER 2015AnyRestroom
DEER T24 2022 | OfS | StorageSmlCond | DEER T24 2022 | Any | StorageSmlCond | 0.6 | [7 empty] | 0.7797 | 0.1609 | 0 | 0.0529 | 0.0065 | OfficeLights | [7 empty] | DEER 2015AnyStorageSmlCond
DEER T24 2022 | RFF | CorridorStairway | DEER T24 2022 | Any | CorridorStairway | 0.6 | [7 empty] | 0.6534 | 0.2547 | 0 | 0.081 | 0.0109 | OfficeLights | [7 empty] | DEER 2015AnyCorridorStairway
DEER T24 2022 | RFF | Dining | DEER T24 2022 | Any | Dining | 1.3 | [7 empty] | 0.43778 | 0.2547 | 0.21562 | 0.081 | 0.0109 | RestaurantLights | [7 empty] | DEER 2015AnyDining
DEER T24 2022 | RFF | Kitchen | DEER T24 2022 | Any | Kitchen | 1.2 | [7 empty] | 0.75 | 0.125 | 0 | 0.11 | 0.015 | RestaurantLights | [7 empty] | DEER 2015AnyKitchen
DEER T24 2022 | RFF | LobbyWaiting | DEER T24 2022 | Any | LobbyWaiting | 1.3 | [7 empty] | 0.43778 | 0.2547 | 0.21562 | 0.081 | 0.0109 | AssemblyLights | [7 empty] | DEER 2015AnyLobbyWaiting
DEER T24 2022 | RFF | OfficeGeneral | DEER T24 2022 | Any | OfficeGeneral | 1.3 | [7 empty] | 0.6534 | 0.2547 | 0 | 0.081 | 0.0109 | OfficeLights | [7 empty] | DEER 2015AnyOfficeGeneral
DEER T24 2022 | RFF | Restroom | DEER T24 2022 | Any | Restroom | 0.6 | [7 empty] | 0.6534 | 0.2547 | 0 | 0.081 | 0.0109 | OfficeLights | [7 empty] | DEER 2015AnyRestroom
DEER T24 2022 | RFF | StockRoom | DEER T24 2022 | Any | StockRoom | 0.6 | [7 empty] | 0.6534 | 0.2547 | 0 | 0.081 | 0.0109 | WarehouseLights | [7 empty] | DEER 2015AnyStockRoom
DEER T24 2022 | RSD | CorridorStairway | DEER T24 2022 | Any | CorridorStairway | 0.6 | [7 empty] | 0.386 | 0.4928 | 0 | 0.1104 | 0.0108 | OfficeLights | [7 empty] | DEER 2015AnyCorridorStairway
DEER T24 2022 | RSD | Dining | DEER T24 2022 | Any | Dining | 1.3 | [7 empty] | 0.25862 | 0.4928 | 0.12738 | 0.1104 | 0.0108 | RestaurantLights | [7 empty] | DEER 2015AnyDining
DEER T24 2022 | RSD | Kitchen | DEER T24 2022 | Any | Kitchen | 1.2 | [7 empty] | 0.75 | 0.125 | 0 | 0.1104 | 0.0146 | RestaurantLights | [7 empty] | DEER 2015AnyKitchen
DEER T24 2022 | RSD | LobbyWaiting | DEER T24 2022 | Any | LobbyWaiting | 1.3 | [7 empty] | 0.25862 | 0.4928 | 0.12738 | 0.1104 | 0.0108 | AssemblyLights | [7 empty] | DEER 2015AnyLobbyWaiting
DEER T24 2022 | RSD | OfficeGeneral | DEER T24 2022 | Any | OfficeGeneral | 1.3 | [7 empty] | 0.386 | 0.4928 | 0 | 0.1104 | 0.0108 | OfficeLights | [7 empty] | DEER 2015AnyOfficeGeneral
DEER T24 2022 | RSD | Restroom | DEER T24 2022 | Any | Restroom | 0.6 | [7 empty] | 0.386 | 0.4928 | 0 | 0.1104 | 0.0108 | OfficeLights | [7 empty] | DEER 2015AnyRestroom
DEER T24 2022 | RSD | StockRoom | DEER T24 2022 | Any | StockRoom | 0.6 | [7 empty] | 0.386 | 0.4928 | 0 | 0.1104 | 0.0108 | WarehouseLights | [7 empty] | DEER 2015AnyStockRoom
DEER T24 2022 | Rt3 | Break | DEER T24 2022 | Any | Break | 1.1 | [7 empty] | 0.8436 | 0.0576 | 0 | 0.096 | 0.0028 | AssemblyLights | [7 empty] | DEER 2015AnyBreak
DEER T24 2022 | Rt3 | CorridorStairway | DEER T24 2022 | Any | CorridorStairway | 0.6 | [7 empty] | 0.8436 | 0.0576 | 0 | 0.096 | 0.0028 | OfficeLights | [7 empty] | DEER 2015AnyCorridorStairway
DEER T24 2022 | Rt3 | MechElecRoom | DEER T24 2022 | Any | MechElecRoom | 0.7 | [7 empty] | 0.8436 | 0.0576 | 0 | 0.096 | 0.0028 | WarehouseLights | [7 empty] | DEER 2015AnyMechElecRoom
DEER T24 2022 | Rt3 | OfficeGeneral | DEER T24 2022 | Any | OfficeGeneral | 1.3 | [7 empty] | 0.8436 | 0.0576 | 0 | 0.096 | 0.0028 | OfficeLights | [7 empty] | DEER 2015AnyOfficeGeneral
DEER T24 2022 | Rt3 | Restroom | DEER T24 2022 | Any | Restroom | 0.6 | [7 empty] | 0.8436 | 0.0576 | 0 | 0.096 | 0.0028 | OfficeLights | [7 empty] | DEER 2015AnyRestroom
DEER T24 2022 | Rt3 | RetailSales | DEER T24 2022 | Any | RetailSales | 1.2 | [7 empty] | 0.56521 | 0.0576 | 0.27839 | 0.096 | 0.0028 | RetailLights | [7 empty] | DEER 2015AnyRetailSales
DEER T24 2022 | Rt3 | StockRoom | DEER T24 2022 | Any | StockRoom | 0.6 | [7 empty] | 0.56521 | 0.0576 | 0.27839 | 0.096 | 0.0028 | WarehouseLights | [7 empty] | DEER 2015AnyStockRoom
DEER T24 2022 | Rt3 | Work | DEER T24 2022 | Any | Work | 1.3 | [7 empty] | 0.56521 | 0.0576 | 0.27839 | 0.096 | 0.0028 | ManufacturingLights | [7 empty] | DEER 2015AnyWork
DEER T24 2022 | RtL | Break | DEER T24 2022 | Any | Break | 1.1 | [7 empty] | 0.7481 | 0.2248 | 0 | 0.0248 | 0.0023 | AssemblyLights | [7 empty] | DEER 2015AnyBreak
DEER T24 2022 | RtL | Kitchen | DEER T24 2022 | Any | Kitchen | 1.2 | [7 empty] | 1 | 0 | 0 | 0 | 0 | RestaurantLights | [7 empty] | DEER 2015AnyKitchen
DEER T24 2022 | RtL | MechElecRoom | DEER T24 2022 | Any | MechElecRoom | 0.7 | [7 empty] | 0.7481 | 0.2248 | 0 | 0.0248 | 0.0023 | WarehouseLights | [7 empty] | DEER 2015AnyMechElecRoom
DEER T24 2022 | RtL | OfficeGeneral | DEER T24 2022 | Any | OfficeGeneral | 1.3 | [7 empty] | 0.7481 | 0.2248 | 0 | 0.0248 | 0.0023 | OfficeLights | [7 empty] | DEER 2015AnyOfficeGeneral
DEER T24 2022 | RtL | Restroom | DEER T24 2022 | Any | Restroom | 0.6 | [7 empty] | 0.7481 | 0.2248 | 0 | 0.0248 | 0.0023 | OfficeLights | [7 empty] | DEER 2015AnyRestroom
DEER T24 2022 | RtL | RetailSales | DEER T24 2022 | Any | RetailSales | 1.2 | [7 empty] | 0.50123 | 0.2248 | 0.24687 | 0.0248 | 0.0023 | RetailLights | [7 empty] | DEER 2015AnyRetailSales
DEER T24 2022 | RtL | StockRoom | DEER T24 2022 | Any | StockRoom | 0.6 | [7 empty] | 0.50123 | 0.2248 | 0.24687 | 0.0248 | 0.0023 | WarehouseLights | [7 empty] | DEER 2015AnyStockRoom
DEER T24 2022 | RtL | Work | DEER T24 2022 | Any | Work | 1.3 | [7 empty] | 0.50123 | 0.2248 | 0.24687 | 0.0248 | 0.0023 | ManufacturingLights | [7 empty] | DEER 2015AnyWork
DEER T24 2022 | RtS | Break | DEER T24 2022 | Any | Break | 1.1 | [7 empty] | 0.6201 | 0.1702 | 0 | 0.208 | 0.0017 | AssemblyLights | [7 empty] | DEER 2015AnyBreak
DEER T24 2022 | RtS | Hall | DEER T24 2022 | Any | Hall | 0.6 | [7 empty] | 0.6201 | 0.1702 | 0 | 0.208 | 0.0017 | OfficeLights | [7 empty] | DEER 2015AnyHall
DEER T24 2022 | RtS | MechElecRoom | DEER T24 2022 | Any | MechElecRoom | 0.7 | [7 empty] | 0.6201 | 0.1702 | 0 | 0.208 | 0.0017 | WarehouseLights | [7 empty] | DEER 2015AnyMechElecRoom
DEER T24 2022 | RtS | OfficeGeneral | DEER T24 2022 | Any | OfficeGeneral | 1.3 | [7 empty] | 0.6201 | 0.1702 | 0 | 0.208 | 0.0017 | OfficeLights | [7 empty] | DEER 2015AnyOfficeGeneral
DEER T24 2022 | RtS | Restroom | DEER T24 2022 | Any | Restroom | 0.6 | [7 empty] | 0.6201 | 0.1702 | 0 | 0.208 | 0.0017 | OfficeLights | [7 empty] | DEER 2015AnyRestroom
DEER T24 2022 | RtS | RetailSales | DEER T24 2022 | Any | RetailSales | 1.2 | [7 empty] | 0.41547 | 0.1702 | 0.20463 | 0.208 | 0.0017 | RetailLights | [7 empty] | DEER 2015AnyRetailSales
DEER T24 2022 | RtS | StockRoom | DEER T24 2022 | Any | StockRoom | 0.6 | [7 empty] | 0.41547 | 0.1702 | 0.20463 | 0.208 | 0.0017 | WarehouseLights | [7 empty] | DEER 2015AnyStockRoom
DEER T24 2022 | SCn | Break | DEER T24 2022 | Any | Break | 1.1 | [7 empty] | 0.7319 | 0.2573 | 0 | 0.0084 | 0.0024 | AssemblyLights | [7 empty] | DEER 2015AnyBreak
DEER T24 2022 | SCn | Hall | DEER T24 2022 | Any | Hall | 0.6 | [7 empty] | 0.7319 | 0.2573 | 0 | 0.0084 | 0.0024 | OfficeLights | [7 empty] | DEER 2015AnyHall
DEER T24 2022 | SCn | OfficeGeneral | DEER T24 2022 | Any | OfficeGeneral | 1.3 | [7 empty] | 0.7319 | 0.2573 | 0 | 0.0084 | 0.0024 | OfficeLights | [7 empty] | DEER 2015AnyOfficeGeneral
DEER T24 2022 | SCn | Restroom | DEER T24 2022 | Any | Restroom | 0.6 | [7 empty] | 0.7319 | 0.2573 | 0 | 0.0084 | 0.0024 | OfficeLights | [7 empty] | DEER 2015AnyRestroom
DEER T24 2022 | SCn | WarehouseCond | DEER T24 2022 | Any | WarehouseCond | 0.6 | [7 empty] | 0.24153 | 0.2573 | 0.49037 | 0.0084 | 0.0024 | WarehouseLights | [7 empty] | DEER 2015AnyWarehouseCond
DEER T24 2022 | SUn | OfficeGeneral | DEER T24 2022 | Any | OfficeGeneral | 1.3 | [7 empty] | 0.8444 | 0.1514 | 0 | 0.0017 | 0.0025 | OfficeLights | [7 empty] | DEER 2015AnyOfficeGeneral
DEER T24 2022 | SUn | Restroom | DEER T24 2022 | Any | Restroom | 0.6 | [7 empty] | 0.8444 | 0.1514 | 0 | 0.0017 | 0.0025 | OfficeLights | [7 empty] | DEER 2015AnyRestroom
DEER T24 2022 | SUn | WarehouseUnCond | DEER T24 2022 | Any | WarehouseUnCond | 0.6 | [7 empty] | 0.4222 | 0.1514 | 0.4222 | 0.0017 | 0.0025 | WarehouseLights | [7 empty] | DEER 2015AnyWarehouseUnCond
DEER T24 2022 | WRf | IndLoadDock | DEER T24 2022 | Any | IndLoadDock | 1.1 | [7 empty] | 0.2552 | 0.4844 | 0.2552 | 0.0027 | 0.0025 | WarehouseLights | [7 empty] | DEER 2015AnyIndLoadDock
DEER T24 2022 | WRf | MechElecRoom | DEER T24 2022 | Any | MechElecRoom | 0.7 | [7 empty] | 0.5104 | 0.4844 | 0 | 0.0027 | 0.0025 | WarehouseLights | [7 empty] | DEER 2015AnyMechElecRoom
DEER T24 2022 | WRf | OfficeGeneral | DEER T24 2022 | Any | OfficeGeneral | 1.3 | [7 empty] | 0.5104 | 0.4844 | 0 | 0.0027 | 0.0025 | OfficeLights | [7 empty] | DEER 2015AnyOfficeGeneral
DEER T24 2022 | WRf | RefStorCooler | DEER T24 2022 | Any | RefStorCooler | 0.7 | [7 empty] | 0.5104 | 0.4844 | 0 | 0.0027 | 0.0025 | WarehouseLights | [7 empty] | DEER 2015AnyRefStorCooler
DEER T24 2022 | WRf | RefStorFreezer | DEER T24 2022 | Any | RefStorFreezer | 0.7 | [7 empty] | 0.5104 | 0.4844 | 0 | 0.0027 | 0.0025 | WarehouseLights | [7 empty] | DEER 2015AnyRefStorFreezer
DEER T24 2022 | WRf | Restroom | DEER T24 2022 | Any | Restroom | 0.6 | [7 empty] | 0.5104 | 0.4844 | 0 | 0.0027 | 0.0025 | OfficeLights | [7 empty] | DEER 2015AnyRestroom

## Space Types Ventilation
A Space Type is a set of interior loads and their schedules to represent a specific use-type area in a building
Ventilation
Template | Building Type | Space Type | Ventilation Standard | Ventilation Primary Space Type | Ventilation Secondary Space Type | Ventilation per Area (ft^3/min*ft^2) | Ventilation per Person (ft^3/min*person) | Ventilation Air Changes (ach) | Minimum Total Air Changes (ach) | Lookup
DEER T24 2022 | Any | Plenum
DEER T24 2022 | Asm | Auditorium | DEER T24 2022 | Any | Auditorium | 1.07 | 15 |  |  | DEER T24 2022AnyAuditorium
DEER T24 2022 | Asm | Classroom | DEER T24 2022 | Any | Classroom | 0.38 | 15 |  |  | DEER T24 2022AnyClassroom
DEER T24 2022 | Asm | Conference | DEER T24 2022 | Any | Conference | 0.5 | 15 |  |  | DEER T24 2022AnyConference
DEER T24 2022 | Asm | Dining | DEER T24 2022 | Any | Dining | 0.5 | 15 |  |  | DEER T24 2022AnyDining
DEER T24 2022 | Asm | Exhibit | DEER T24 2022 | Any | Exhibit | 0.25 | 15 |  |  | DEER T24 2022AnyExhibit
DEER T24 2022 | Asm | Hall | DEER T24 2022 | Any | Hall | 0.15 | 15 |  |  | DEER T24 2022AnyHall
DEER T24 2022 | Asm | Kitchen | DEER T24 2022 | Any | Kitchen | 0.15 | 15 |  |  | DEER T24 2022AnyKitchen
DEER T24 2022 | Asm | LobbyWaiting | DEER T24 2022 | Any | LobbyWaiting | 0.5 | 15 |  |  | DEER T24 2022AnyLobbyWaiting
DEER T24 2022 | Asm | MechElecRoom | DEER T24 2022 | Any | MechElecRoom | 0.15 | 15 |  |  | DEER T24 2022AnyMechElecRoom
DEER T24 2022 | Asm | OfficeGeneral | DEER T24 2022 | Any | OfficeGeneral | 0.15 | 15 |  |  | DEER T24 2022AnyOfficeGeneral
DEER T24 2022 | Asm | RelWorship | DEER T24 2022 | Any | RelWorship | 1.07 | 15 |  |  | DEER T24 2022AnyRelWorship
DEER T24 2022 | Asm | Restroom | DEER T24 2022 | Any | Restroom | 0 | 0 |  |  | DEER T24 2022AnyRestroom
DEER T24 2022 | Asm | RetailSales | DEER T24 2022 | Any | RetailSales | 0.25 | 15 |  |  | DEER T24 2022AnyRetailSales
DEER T24 2022 | Asm | StockRoom | DEER T24 2022 | Any | StockRoom | 0.15 | 15 |  |  | DEER T24 2022AnyStockRoom
DEER T24 2022 | ECC | Classroom | DEER T24 2022 | Any | Classroom | 0.38 | 15 |  |  | DEER T24 2022AnyClassroom
DEER T24 2022 | ECC | CompRoomClassRm | DEER T24 2022 | Any | CompRoomClassRm | 0.15 | 15 |  |  | DEER T24 2022AnyCompRoomClassRm
DEER T24 2022 | ECC | Conference | DEER T24 2022 | Any | Conference | 0.5 | 15 |  |  | DEER T24 2022AnyConference
DEER T24 2022 | ECC | CorridorStairway | DEER T24 2022 | Any | CorridorStairway | 0.15 | 15 |  |  | DEER T24 2022AnyCorridorStairway
DEER T24 2022 | ECC | Dining | DEER T24 2022 | Any | Dining | 0.5 | 15 |  |  | DEER T24 2022AnyDining
DEER T24 2022 | ECC | Gymnasium | DEER T24 2022 | Any | Gymnasium | 0.5 | 15 |  |  | DEER T24 2022AnyGymnasium
DEER T24 2022 | ECC | Kitchen | DEER T24 2022 | Any | Kitchen | 0.15 | 15 |  |  | DEER T24 2022AnyKitchen
DEER T24 2022 | ECC | LibraryReading | DEER T24 2022 | Any | LibraryReading | 0.15 | 15 |  |  | DEER T24 2022AnyLibraryReading
DEER T24 2022 | ECC | MechElecRoom | DEER T24 2022 | Any | MechElecRoom | 0.15 | 15 |  |  | DEER T24 2022AnyMechElecRoom
DEER T24 2022 | ECC | OfficeGeneral | DEER T24 2022 | Any | OfficeGeneral | 0.15 | 15 |  |  | DEER T24 2022AnyOfficeGeneral
DEER T24 2022 | ECC | Restroom | DEER T24 2022 | Any | Restroom | 0 | 0 |  |  | DEER T24 2022AnyRestroom
DEER T24 2022 | ECC | Shop | DEER T24 2022 | Any | Shop | 0.15 | 15 |  |  | DEER T24 2022AnyShop
DEER T24 2022 | ECC | StorageSmlCond | DEER T24 2022 | Any | StorageSmlCond | 0.15 | 15 |  |  | DEER T24 2022AnyStorageSmlCond
DEER T24 2022 | EPr | Classroom | DEER T24 2022 | Any | Classroom | 0.38 | 15 |  |  | DEER T24 2022AnyClassroom
DEER T24 2022 | EPr | CompRoomClassRm | DEER T24 2022 | Any | CompRoomClassRm | 0.15 | 15 |  |  | DEER T24 2022AnyCompRoomClassRm
DEER T24 2022 | EPr | CorridorStairway | DEER T24 2022 | Any | CorridorStairway | 0.15 | 15 |  |  | DEER T24 2022AnyCorridorStairway
DEER T24 2022 | EPr | Dining | DEER T24 2022 | Any | Dining | 0.5 | 15 |  |  | DEER T24 2022AnyDining
DEER T24 2022 | EPr | Gymnasium | DEER T24 2022 | Any | Gymnasium | 0.5 | 15 |  |  | DEER T24 2022AnyGymnasium
DEER T24 2022 | EPr | Kitchen | DEER T24 2022 | Any | Kitchen | 0.15 | 15 |  |  | DEER T24 2022AnyKitchen
DEER T24 2022 | EPr | LibraryReading | DEER T24 2022 | Any | LibraryReading | 0.15 | 15 |  |  | DEER T24 2022AnyLibraryReading
DEER T24 2022 | EPr | Lobby | DEER T24 2022 | Any | Lobby | 0.5 | 15 |  |  | DEER T24 2022AnyLobby
DEER T24 2022 | EPr | OfficeGeneral | DEER T24 2022 | Any | OfficeGeneral | 0.15 | 15 |  |  | DEER T24 2022AnyOfficeGeneral
DEER T24 2022 | EPr | Restroom | DEER T24 2022 | Any | Restroom | 0 | 0 |  |  | DEER T24 2022AnyRestroom
DEER T24 2022 | EPr | StorageSmlCond | DEER T24 2022 | Any | StorageSmlCond | 0.15 | 15 |  |  | DEER T24 2022AnyStorageSmlCond
DEER T24 2022 | ERC | Classroom | DEER T24 2022 | Any | Classroom | 0.38 | 15 |  |  | DEER T24 2022AnyClassroom
DEER T24 2022 | ESe | Classroom | DEER T24 2022 | Any | Classroom | 0.38 | 15 |  |  | DEER T24 2022AnyClassroom
DEER T24 2022 | ESe | CompRoomClassRm | DEER T24 2022 | Any | CompRoomClassRm | 0.15 | 15 |  |  | DEER T24 2022AnyCompRoomClassRm
DEER T24 2022 | ESe | Conference | DEER T24 2022 | Any | Conference | 0.5 | 15 |  |  | DEER T24 2022AnyConference
DEER T24 2022 | ESe | CorridorStairway | DEER T24 2022 | Any | CorridorStairway | 0.15 | 15 |  |  | DEER T24 2022AnyCorridorStairway
DEER T24 2022 | ESe | Dining | DEER T24 2022 | Any | Dining | 0.5 | 15 |  |  | DEER T24 2022AnyDining
DEER T24 2022 | ESe | Gymnasium | DEER T24 2022 | Any | Gymnasium | 0.5 | 15 |  |  | DEER T24 2022AnyGymnasium
DEER T24 2022 | ESe | Kitchen | DEER T24 2022 | Any | Kitchen | 0.15 | 15 |  |  | DEER T24 2022AnyKitchen
DEER T24 2022 | ESe | LibraryReading | DEER T24 2022 | Any | LibraryReading | 0.15 | 15 |  |  | DEER T24 2022AnyLibraryReading
DEER T24 2022 | ESe | MechElecRoom | DEER T24 2022 | Any | MechElecRoom | 0.15 | 15 |  |  | DEER T24 2022AnyMechElecRoom
DEER T24 2022 | ESe | OfficeGeneral | DEER T24 2022 | Any | OfficeGeneral | 0.15 | 15 |  |  | DEER T24 2022AnyOfficeGeneral
DEER T24 2022 | ESe | Restroom | DEER T24 2022 | Any | Restroom | 0 | 0 |  |  | DEER T24 2022AnyRestroom
DEER T24 2022 | ESe | Shop | DEER T24 2022 | Any | Shop | 0.15 | 15 |  |  | DEER T24 2022AnyShop
DEER T24 2022 | ESe | StorageSmlCond | DEER T24 2022 | Any | StorageSmlCond | 0.15 | 15 |  |  | DEER T24 2022AnyStorageSmlCond
DEER T24 2022 | EUn | Auditorium | DEER T24 2022 | Any | Auditorium | 1.07 | 15 |  |  | DEER T24 2022AnyAuditorium
DEER T24 2022 | EUn | Classroom | DEER T24 2022 | Any | Classroom | 0.38 | 15 |  |  | DEER T24 2022AnyClassroom
DEER T24 2022 | EUn | CompRoomClassRm | DEER T24 2022 | Any | CompRoomClassRm | 0.15 | 15 |  |  | DEER T24 2022AnyCompRoomClassRm
DEER T24 2022 | EUn | Conference | DEER T24 2022 | Any | Conference | 0.5 | 15 |  |  | DEER T24 2022AnyConference
DEER T24 2022 | EUn | CorridorStairway | DEER T24 2022 | Any | CorridorStairway | 0.15 | 15 |  |  | DEER T24 2022AnyCorridorStairway
DEER T24 2022 | EUn | Dining | DEER T24 2022 | Any | Dining | 0.5 | 15 |  |  | DEER T24 2022AnyDining
DEER T24 2022 | EUn | DormitoryRoom | DEER T24 2022 | Any | DormitoryRoom | 0.15 | 15 |  |  | DEER T24 2022AnyDormitoryRoom
DEER T24 2022 | EUn | FacMaint | DEER T24 2022 | Any | FacMaint | 0.15 | 15 |  |  | DEER T24 2022AnyFacMaint
DEER T24 2022 | EUn | Gymnasium | DEER T24 2022 | Any | Gymnasium | 0.5 | 15 |  |  | DEER T24 2022AnyGymnasium
DEER T24 2022 | EUn | Kitchen | DEER T24 2022 | Any | Kitchen | 0.15 | 15 |  |  | DEER T24 2022AnyKitchen
DEER T24 2022 | EUn | LibraryReading | DEER T24 2022 | Any | LibraryReading | 0.15 | 15 |  |  | DEER T24 2022AnyLibraryReading
DEER T24 2022 | EUn | LoungeArea | DEER T24 2022 | Any | LoungeArea | 0.5 | 15 |  |  | DEER T24 2022AnyLoungeArea
DEER T24 2022 | EUn | OfficeGeneral | DEER T24 2022 | Any | OfficeGeneral | 0.15 | 15 |  |  | DEER T24 2022AnyOfficeGeneral
DEER T24 2022 | EUn | Restroom | DEER T24 2022 | Any | Restroom | 0 | 0 |  |  | DEER T24 2022AnyRestroom
DEER T24 2022 | EUn | StorageSmlCond | DEER T24 2022 | Any | StorageSmlCond | 0.15 | 15 |  |  | DEER T24 2022AnyStorageSmlCond
DEER T24 2022 | Gro | CorridorStairway | DEER T24 2022 | Any | CorridorStairway | 0.15 | 15 |  |  | DEER T24 2022AnyCorridorStairway
DEER T24 2022 | Gro | GrocSales | DEER T24 2022 | Any | GrocSales | 0.25 | 15 |  |  | DEER T24 2022AnyGrocSales
DEER T24 2022 | Gro | IndLoadDock | DEER T24 2022 | Any | IndLoadDock | 0.15 | 15 |  |  | DEER T24 2022AnyIndLoadDock
DEER T24 2022 | Gro | Kitchen | DEER T24 2022 | Any | Kitchen | 0.15 | 15 |  |  | DEER T24 2022AnyKitchen
DEER T24 2022 | Gro | MechElecRoom | DEER T24 2022 | Any | MechElecRoom | 0.15 | 15 |  |  | DEER T24 2022AnyMechElecRoom
DEER T24 2022 | Gro | OfficeGeneral | DEER T24 2022 | Any | OfficeGeneral | 0.15 | 15 |  |  | DEER T24 2022AnyOfficeGeneral
DEER T24 2022 | Gro | RefFoodPrep | DEER T24 2022 | Any | RefFoodPrep | 0.15 | 15 |  |  | DEER T24 2022AnyRefFoodPrep
DEER T24 2022 | Gro | RefWalkInCool | DEER T24 2022 | Any | RefWalkInCool | 0 | 0 |  |  | DEER T24 2022AnyRefWalkInCool
DEER T24 2022 | Gro | RefWalkInFreeze | DEER T24 2022 | Any | RefWalkInFreeze | 0 | 0 |  |  | DEER T24 2022AnyRefWalkInFreeze
DEER T24 2022 | Gro | Restroom | DEER T24 2022 | Any | Restroom | 0 | 0 |  |  | DEER T24 2022AnyRestroom
DEER T24 2022 | Gro | StockRoom | DEER T24 2022 | Any | StockRoom | 0.15 | 15 |  |  | DEER T24 2022AnyStockRoom
DEER T24 2022 | Hsp | Dining | DEER T24 2022 | Any | Dining | 0.5 | 15 |  |  | DEER T24 2022AnyDining
DEER T24 2022 | Hsp | FacMaint | DEER T24 2022 | Any | FacMaint | 0.15 | 15 |  |  | DEER T24 2022AnyFacMaint
DEER T24 2022 | Hsp | Hall | DEER T24 2022 | Any | Hall | 0.15 | 15 |  |  | DEER T24 2022AnyHall
DEER T24 2022 | Hsp | HspNursing | DEER T24 2022 | Any | HspNursing | 0.15 | 15 |  |  | DEER T24 2022AnyHspNursing
DEER T24 2022 | Hsp | HspSurgOutptLab | DEER T24 2022 | Any | HspSurgOutptLab | 0.15 | 15 |  |  | DEER T24 2022AnyHspSurgOutptLab
DEER T24 2022 | Hsp | Kitchen | DEER T24 2022 | Any | Kitchen | 0.15 | 15 |  |  | DEER T24 2022AnyKitchen
DEER T24 2022 | Hsp | LobbyWaiting | DEER T24 2022 | Any | LobbyWaiting | 0.5 | 15 |  |  | DEER T24 2022AnyLobbyWaiting
DEER T24 2022 | Hsp | OfficeGeneral | DEER T24 2022 | Any | OfficeGeneral | 0.15 | 15 |  |  | DEER T24 2022AnyOfficeGeneral
DEER T24 2022 | Hsp | PatientRoom | DEER T24 2022 | Any | PatientRoom | 0.15 | 15 |  |  | DEER T24 2022AnyPatientRoom
DEER T24 2022 | Hsp | Restroom | DEER T24 2022 | Any | Restroom | 0 | 0 |  |  | DEER T24 2022AnyRestroom
DEER T24 2022 | Hsp | RetailSales | DEER T24 2022 | Any | RetailSales | 0.25 | 15 |  |  | DEER T24 2022AnyRetailSales
DEER T24 2022 | Hsp | StockRoom | DEER T24 2022 | Any | StockRoom | 0.15 | 15 |  |  | DEER T24 2022AnyStockRoom
DEER T24 2022 | Htl | BarCasino | DEER T24 2022 | Any | BarCasino | 0.5 | 15 |  |  | DEER T24 2022AnyBarCasino
DEER T24 2022 | Htl | Dining | DEER T24 2022 | Any | Dining | 0.5 | 15 |  |  | DEER T24 2022AnyDining
DEER T24 2022 | Htl | GuestRmCorrid | DEER T24 2022 | Any | GuestRmCorrid | 0.15 | 15 |  |  | DEER T24 2022AnyGuestRmCorrid
DEER T24 2022 | Htl | GuestRmOcc | DEER T24 2022 | Any | GuestRmOcc | 0.15 | 15 |  |  | DEER T24 2022AnyGuestRmOcc
DEER T24 2022 | Htl | GuestRmUnOcc | DEER T24 2022 | Any | GuestRmUnOcc | 0.15 | 15 |  |  | DEER T24 2022AnyGuestRmUnOcc
DEER T24 2022 | Htl | HotelLobby | DEER T24 2022 | Any | HotelLobby | 0.5 | 15 |  |  | DEER T24 2022AnyHotelLobby
DEER T24 2022 | Htl | Kitchen | DEER T24 2022 | Any | Kitchen | 0.15 | 15 |  |  | DEER T24 2022AnyKitchen
DEER T24 2022 | Htl | Laundry | DEER T24 2022 | Any | Laundry | 0.15 | 15 |  |  | DEER T24 2022AnyLaundry
DEER T24 2022 | Htl | OfficeGeneral | DEER T24 2022 | Any | OfficeGeneral | 0.15 | 15 |  |  | DEER T24 2022AnyOfficeGeneral
DEER T24 2022 | Htl | Restroom | DEER T24 2022 | Any | Restroom | 0 | 0 |  |  | DEER T24 2022AnyRestroom
DEER T24 2022 | Htl | StockRoom | DEER T24 2022 | Any | StockRoom | 0.15 | 15 |  |  | DEER T24 2022AnyStockRoom
DEER T24 2022 | MBT | Break | DEER T24 2022 | Any | Break | 0.5 | 15 |  |  | DEER T24 2022AnyBreak
DEER T24 2022 | MBT | CompRoomData | DEER T24 2022 | Any | CompRoomData | 0.15 | 15 |  |  | DEER T24 2022AnyCompRoomData
DEER T24 2022 | MBT | Conference | DEER T24 2022 | Any | Conference | 0.5 | 15 |  |  | DEER T24 2022AnyConference
DEER T24 2022 | MBT | CorridorStairway | DEER T24 2022 | Any | CorridorStairway | 0.15 | 15 |  |  | DEER T24 2022AnyCorridorStairway
DEER T24 2022 | MBT | Dining | DEER T24 2022 | Any | Dining | 0.5 | 15 |  |  | DEER T24 2022AnyDining
DEER T24 2022 | MBT | Kitchen | DEER T24 2022 | Any | Kitchen | 0.15 | 15 |  |  | DEER T24 2022AnyKitchen
DEER T24 2022 | MBT | Laboratory | DEER T24 2022 | Any | Laboratory | 0.15 | 15 |  |  | DEER T24 2022AnyLaboratory
DEER T24 2022 | MBT | LobbyWaiting | DEER T24 2022 | Any | LobbyWaiting | 0.5 | 15 |  |  | DEER T24 2022AnyLobbyWaiting
DEER T24 2022 | MBT | MechElecRoom | DEER T24 2022 | Any | MechElecRoom | 0.15 | 15 |  |  | DEER T24 2022AnyMechElecRoom
DEER T24 2022 | MBT | OfficeOpen | DEER T24 2022 | Any | OfficeOpen | 0.15 | 15 |  |  | DEER T24 2022AnyOfficeOpen
DEER T24 2022 | MBT | OfficeSmall | DEER T24 2022 | Any | OfficeSmall | 0.15 | 15 |  |  | DEER T24 2022AnyOfficeSmall
DEER T24 2022 | MBT | Restroom | DEER T24 2022 | Any | Restroom | 0 | 0 |  |  | DEER T24 2022AnyRestroom
DEER T24 2022 | MBT | StorageSmlCond | DEER T24 2022 | Any | StorageSmlCond | 0.15 | 15 |  |  | DEER T24 2022AnyStorageSmlCond
DEER T24 2022 | MBT | Work | DEER T24 2022 | Any | Work | 0.15 | 15 |  |  | DEER T24 2022AnyWork
DEER T24 2022 | MFm | ResPublicArea | DEER T24 2022 | Any | ResPublicArea | 0.05 | 0 |  |  | DEER T24 2022AnyResPublicArea
DEER T24 2022 | MFm | ResBedroom | DEER T24 2022 | Any | ResBedroom | 0 | 36 | 0 |  | DEER T24 2022AnyResBedroom
DEER T24 2022 | MFm | ResLiving | DEER T24 2022 | Any | ResLiving | 0 | 36 | 0 |  | DEER T24 2022AnyResLiving
DEER T24 2022 | MLI | Break | DEER T24 2022 | Any | Break | 0.5 | 15 |  |  | DEER T24 2022AnyBreak
DEER T24 2022 | MLI | CorridorStairway | DEER T24 2022 | Any | CorridorStairway | 0.15 | 15 |  |  | DEER T24 2022AnyCorridorStairway
DEER T24 2022 | MLI | LobbyWaiting | DEER T24 2022 | Any | LobbyWaiting | 0.5 | 15 |  |  | DEER T24 2022AnyLobbyWaiting
DEER T24 2022 | MLI | MechElecRoom | DEER T24 2022 | Any | MechElecRoom | 0.15 | 15 |  |  | DEER T24 2022AnyMechElecRoom
DEER T24 2022 | MLI | OfficeGeneral | DEER T24 2022 | Any | OfficeGeneral | 0.15 | 15 |  |  | DEER T24 2022AnyOfficeGeneral
DEER T24 2022 | MLI | Restroom | DEER T24 2022 | Any | Restroom | 0 | 0 |  |  | DEER T24 2022AnyRestroom
DEER T24 2022 | MLI | RetailSales | DEER T24 2022 | Any | RetailSales | 0.25 | 15 |  |  | DEER T24 2022AnyRetailSales
DEER T24 2022 | MLI | StockRoom | DEER T24 2022 | Any | StockRoom | 0.15 | 15 |  |  | DEER T24 2022AnyStockRoom
DEER T24 2022 | MLI | Work | DEER T24 2022 | Any | Work | 0.15 | 15 |  |  | DEER T24 2022AnyWork
DEER T24 2022 | Mtl | Break | DEER T24 2022 | Any | Break | 0.5 | 15 |  |  | DEER T24 2022AnyBreak
DEER T24 2022 | Mtl | GuestRmCorrid | DEER T24 2022 | Any | GuestRmCorrid | 0.15 | 15 |  |  | DEER T24 2022AnyGuestRmCorrid
DEER T24 2022 | Mtl | GuestRmOcc | DEER T24 2022 | Any | GuestRmOcc | 0.15 | 15 |  |  | DEER T24 2022AnyGuestRmOcc
DEER T24 2022 | Mtl | GuestRmUnOcc | DEER T24 2022 | Any | GuestRmUnOcc | 0.15 | 15 |  |  | DEER T24 2022AnyGuestRmUnOcc
DEER T24 2022 | Mtl | Laundry | DEER T24 2022 | Any | Laundry | 0.15 | 15 |  |  | DEER T24 2022AnyLaundry
DEER T24 2022 | Mtl | MechElecRoom | DEER T24 2022 | Any | MechElecRoom | 0.15 | 15 |  |  | DEER T24 2022AnyMechElecRoom
DEER T24 2022 | Mtl | OfficeGeneral | DEER T24 2022 | Any | OfficeGeneral | 0.15 | 15 |  |  | DEER T24 2022AnyOfficeGeneral
DEER T24 2022 | Mtl | Restroom | DEER T24 2022 | Any | Restroom | 0 | 0 |  |  | DEER T24 2022AnyRestroom
DEER T24 2022 | Mtl | StorageSmlCond | DEER T24 2022 | Any | StorageSmlCond | 0.15 | 15 |  |  | DEER T24 2022AnyStorageSmlCond
DEER T24 2022 | Nrs | CorridorStairway | DEER T24 2022 | Any | CorridorStairway | 0.15 | 15 |  |  | DEER T24 2022AnyCorridorStairway
DEER T24 2022 | Nrs | Dining | DEER T24 2022 | Any | Dining | 0.5 | 15 |  |  | DEER T24 2022AnyDining
DEER T24 2022 | Nrs | Kitchen | DEER T24 2022 | Any | Kitchen | 0.15 | 15 |  |  | DEER T24 2022AnyKitchen
DEER T24 2022 | Nrs | Laundry | DEER T24 2022 | Any | Laundry | 0.15 | 15 |  |  | DEER T24 2022AnyLaundry
DEER T24 2022 | Nrs | LobbyWaiting | DEER T24 2022 | Any | LobbyWaiting | 0.5 | 15 |  |  | DEER T24 2022AnyLobbyWaiting
DEER T24 2022 | Nrs | MechElecRoom | DEER T24 2022 | Any | MechElecRoom | 0.15 | 15 |  |  | DEER T24 2022AnyMechElecRoom
DEER T24 2022 | Nrs | OfficeGeneral | DEER T24 2022 | Any | OfficeGeneral | 0.15 | 15 |  |  | DEER T24 2022AnyOfficeGeneral
DEER T24 2022 | Nrs | PatientRoom | DEER T24 2022 | Any | PatientRoom | 0.15 | 15 |  |  | DEER T24 2022AnyPatientRoom
DEER T24 2022 | Nrs | Restroom | DEER T24 2022 | Any | Restroom | 0 | 0 |  |  | DEER T24 2022AnyRestroom
DEER T24 2022 | Nrs | StorageSmlCond | DEER T24 2022 | Any | StorageSmlCond | 0.15 | 15 |  |  | DEER T24 2022AnyStorageSmlCond
DEER T24 2022 | OfL | Break | DEER T24 2022 | Any | Break | 0.5 | 15 |  |  | DEER T24 2022AnyBreak
DEER T24 2022 | OfL | Conference | DEER T24 2022 | Any | Conference | 0.5 | 15 |  |  | DEER T24 2022AnyConference
DEER T24 2022 | OfL | CopyRoom | DEER T24 2022 | Any | CopyRoom | 0 | 0 |  |  | DEER T24 2022AnyCopyRoom
DEER T24 2022 | OfL | CorridorStairway | DEER T24 2022 | Any | CorridorStairway | 0.15 | 15 |  |  | DEER T24 2022AnyCorridorStairway
DEER T24 2022 | OfL | LobbyWaiting | DEER T24 2022 | Any | LobbyWaiting | 0.5 | 15 |  |  | DEER T24 2022AnyLobbyWaiting
DEER T24 2022 | OfL | MechElecRoom | DEER T24 2022 | Any | MechElecRoom | 0.15 | 15 |  |  | DEER T24 2022AnyMechElecRoom
DEER T24 2022 | OfL | OfficeOpen | DEER T24 2022 | OfL | OfficeOpen | 0.15 | 15 |  |  | DEER T24 2022OfLOfficeOpen
DEER T24 2022 | OfL | OfficeSmall | DEER T24 2022 | OfL | OfficeSmall | 0.15 | 15 |  |  | DEER T24 2022OfLOfficeSmall
DEER T24 2022 | OfL | Restroom | DEER T24 2022 | Any | Restroom | 0 | 0 |  |  | DEER T24 2022AnyRestroom
DEER T24 2022 | OfL | StorageSmlCond | DEER T24 2022 | Any | StorageSmlCond | 0.15 | 15 |  |  | DEER T24 2022AnyStorageSmlCond
DEER T24 2022 | OfS | Break | DEER T24 2022 | Any | Break | 0.5 | 15 |  |  | DEER T24 2022AnyBreak
DEER T24 2022 | OfS | CompRoomData | DEER T24 2022 | Any | CompRoomData | 0.15 | 15 |  |  | DEER T24 2022AnyCompRoomData
DEER T24 2022 | OfS | Conference | DEER T24 2022 | Any | Conference | 0.5 | 15 |  |  | DEER T24 2022AnyConference
DEER T24 2022 | OfS | CopyRoom | DEER T24 2022 | Any | CopyRoom | 0 | 0 |  |  | DEER T24 2022AnyCopyRoom
DEER T24 2022 | OfS | Hall | DEER T24 2022 | Any | Hall | 0.15 | 15 |  |  | DEER T24 2022AnyHall
DEER T24 2022 | OfS | LobbyWaiting | DEER T24 2022 | Any | LobbyWaiting | 0.5 | 15 |  |  | DEER T24 2022AnyLobbyWaiting
DEER T24 2022 | OfS | MechElecRoom | DEER T24 2022 | Any | MechElecRoom | 0.15 | 15 |  |  | DEER T24 2022AnyMechElecRoom
DEER T24 2022 | OfS | OfficeOpen | DEER T24 2022 | Any | OfficeOpen | 0.15 | 15 |  |  | DEER T24 2022AnyOfficeOpen
DEER T24 2022 | OfS | OfficeSmall | DEER T24 2022 | Any | OfficeSmall | 0.15 | 15 |  |  | DEER T24 2022AnyOfficeSmall
DEER T24 2022 | OfS | Restroom | DEER T24 2022 | Any | Restroom | 0 | 0 |  |  | DEER T24 2022AnyRestroom
DEER T24 2022 | OfS | StorageSmlCond | DEER T24 2022 | Any | StorageSmlCond | 0.15 | 15 |  |  | DEER T24 2022AnyStorageSmlCond
DEER T24 2022 | RFF | CorridorStairway | DEER T24 2022 | Any | CorridorStairway | 0.15 | 15 |  |  | DEER T24 2022AnyCorridorStairway
DEER T24 2022 | RFF | Dining | DEER T24 2022 | Any | Dining | 0.5 | 15 |  |  | DEER T24 2022AnyDining
DEER T24 2022 | RFF | Kitchen | DEER T24 2022 | Any | Kitchen | 0.15 | 15 |  |  | DEER T24 2022AnyKitchen
DEER T24 2022 | RFF | LobbyWaiting | DEER T24 2022 | Any | LobbyWaiting | 0.5 | 15 |  |  | DEER T24 2022AnyLobbyWaiting
DEER T24 2022 | RFF | OfficeGeneral | DEER T24 2022 | Any | OfficeGeneral | 0.15 | 15 |  |  | DEER T24 2022AnyOfficeGeneral
DEER T24 2022 | RFF | Restroom | DEER T24 2022 | Any | Restroom | 0 | 0 |  |  | DEER T24 2022AnyRestroom
DEER T24 2022 | RFF | StockRoom | DEER T24 2022 | Any | StockRoom | 0.15 | 15 |  |  | DEER T24 2022AnyStockRoom
DEER T24 2022 | RSD | CorridorStairway | DEER T24 2022 | Any | CorridorStairway | 0.15 | 15 |  |  | DEER T24 2022AnyCorridorStairway
DEER T24 2022 | RSD | Dining | DEER T24 2022 | Any | Dining | 0.5 | 15 |  |  | DEER T24 2022AnyDining
DEER T24 2022 | RSD | Kitchen | DEER T24 2022 | Any | Kitchen | 0.15 | 15 |  |  | DEER T24 2022AnyKitchen
DEER T24 2022 | RSD | LobbyWaiting | DEER T24 2022 | Any | LobbyWaiting | 0.5 | 15 |  |  | DEER T24 2022AnyLobbyWaiting
DEER T24 2022 | RSD | OfficeGeneral | DEER T24 2022 | Any | OfficeGeneral | 0.15 | 15 |  |  | DEER T24 2022AnyOfficeGeneral
DEER T24 2022 | RSD | Restroom | DEER T24 2022 | Any | Restroom | 0 | 0 |  |  | DEER T24 2022AnyRestroom
DEER T24 2022 | RSD | StockRoom | DEER T24 2022 | Any | StockRoom | 0.15 | 15 |  |  | DEER T24 2022AnyStockRoom
DEER T24 2022 | Rt3 | Break | DEER T24 2022 | Any | Break | 0.5 | 15 |  |  | DEER T24 2022AnyBreak
DEER T24 2022 | Rt3 | CorridorStairway | DEER T24 2022 | Any | CorridorStairway | 0.15 | 15 |  |  | DEER T24 2022AnyCorridorStairway
DEER T24 2022 | Rt3 | MechElecRoom | DEER T24 2022 | Any | MechElecRoom | 0.15 | 15 |  |  | DEER T24 2022AnyMechElecRoom
DEER T24 2022 | Rt3 | OfficeGeneral | DEER T24 2022 | Any | OfficeGeneral | 0.15 | 15 |  |  | DEER T24 2022AnyOfficeGeneral
DEER T24 2022 | Rt3 | Restroom | DEER T24 2022 | Any | Restroom | 0 | 0 |  |  | DEER T24 2022AnyRestroom
DEER T24 2022 | Rt3 | RetailSales | DEER T24 2022 | Any | RetailSales | 0.25 | 15 |  |  | DEER T24 2022AnyRetailSales
DEER T24 2022 | Rt3 | StockRoom | DEER T24 2022 | Any | StockRoom | 0.15 | 15 |  |  | DEER T24 2022AnyStockRoom
DEER T24 2022 | Rt3 | Work | DEER T24 2022 | Any | Work | 0.15 | 15 |  |  | DEER T24 2022AnyWork
DEER T24 2022 | RtL | Break | DEER T24 2022 | Any | Break | 0.5 | 15 |  |  | DEER T24 2022AnyBreak
DEER T24 2022 | RtL | Kitchen | DEER T24 2022 | Any | Kitchen | 0.15 | 15 |  |  | DEER T24 2022AnyKitchen
DEER T24 2022 | RtL | MechElecRoom | DEER T24 2022 | Any | MechElecRoom | 0.15 | 15 |  |  | DEER T24 2022AnyMechElecRoom
DEER T24 2022 | RtL | OfficeGeneral | DEER T24 2022 | Any | OfficeGeneral | 0.15 | 15 |  |  | DEER T24 2022AnyOfficeGeneral
DEER T24 2022 | RtL | Restroom | DEER T24 2022 | Any | Restroom | 0 | 0 |  |  | DEER T24 2022AnyRestroom
DEER T24 2022 | RtL | RetailSales | DEER T24 2022 | Any | RetailSales | 0.25 | 15 |  |  | DEER T24 2022AnyRetailSales
DEER T24 2022 | RtL | StockRoom | DEER T24 2022 | Any | StockRoom | 0.15 | 15 |  |  | DEER T24 2022AnyStockRoom
DEER T24 2022 | RtL | Work | DEER T24 2022 | Any | Work | 0.15 | 15 |  |  | DEER T24 2022AnyWork
DEER T24 2022 | RtS | Break | DEER T24 2022 | Any | Break | 0.5 | 15 |  |  | DEER T24 2022AnyBreak
DEER T24 2022 | RtS | Hall | DEER T24 2022 | Any | Hall | 0.15 | 15 |  |  | DEER T24 2022AnyHall
DEER T24 2022 | RtS | MechElecRoom | DEER T24 2022 | Any | MechElecRoom | 0.15 | 15 |  |  | DEER T24 2022AnyMechElecRoom
DEER T24 2022 | RtS | OfficeGeneral | DEER T24 2022 | Any | OfficeGeneral | 0.15 | 15 |  |  | DEER T24 2022AnyOfficeGeneral
DEER T24 2022 | RtS | Restroom | DEER T24 2022 | Any | Restroom | 0 | 0 |  |  | DEER T24 2022AnyRestroom
DEER T24 2022 | RtS | RetailSales | DEER T24 2022 | Any | RetailSales | 0.25 | 15 |  |  | DEER T24 2022AnyRetailSales
DEER T24 2022 | RtS | StockRoom | DEER T24 2022 | Any | StockRoom | 0.15 | 15 |  |  | DEER T24 2022AnyStockRoom
DEER T24 2022 | SCn | Break | DEER T24 2022 | Any | Break | 0.5 | 15 |  |  | DEER T24 2022AnyBreak
DEER T24 2022 | SCn | Hall | DEER T24 2022 | Any | Hall | 0.15 | 15 |  |  | DEER T24 2022AnyHall
DEER T24 2022 | SCn | OfficeGeneral | DEER T24 2022 | Any | OfficeGeneral | 0.15 | 15 |  |  | DEER T24 2022AnyOfficeGeneral
DEER T24 2022 | SCn | Restroom | DEER T24 2022 | Any | Restroom | 0 | 0 |  |  | DEER T24 2022AnyRestroom
DEER T24 2022 | SCn | WarehouseCond | DEER T24 2022 | Any | WarehouseCond | 0.15 | 15 |  |  | DEER T24 2022AnyWarehouseCond
DEER T24 2022 | SUn | OfficeGeneral | DEER T24 2022 | Any | OfficeGeneral | 0.15 | 15 |  |  | DEER T24 2022AnyOfficeGeneral
DEER T24 2022 | SUn | Restroom | DEER T24 2022 | Any | Restroom | 0 | 0 |  |  | DEER T24 2022AnyRestroom
DEER T24 2022 | SUn | WarehouseUnCond | DEER T24 2022 | Any | WarehouseUnCond | 0.15 | 15 |  |  | DEER T24 2022AnyWarehouseUnCond
DEER T24 2022 | WRf | IndLoadDock | DEER T24 2022 | Any | IndLoadDock | 0.15 | 15 |  |  | DEER T24 2022AnyIndLoadDock
DEER T24 2022 | WRf | MechElecRoom | DEER T24 2022 | Any | MechElecRoom | 0.15 | 15 |  |  | DEER T24 2022AnyMechElecRoom
DEER T24 2022 | WRf | OfficeGeneral | DEER T24 2022 | Any | OfficeGeneral | 0.15 | 15 |  |  | DEER T24 2022AnyOfficeGeneral
DEER T24 2022 | WRf | RefStorCooler | DEER T24 2022 | Any | RefStorCooler | 0 | 0 |  |  | DEER T24 2022AnyRefStorCooler
DEER T24 2022 | WRf | RefStorFreezer | DEER T24 2022 | Any | RefStorFreezer | 0 | 0 |  |  | DEER T24 2022AnyRefStorFreezer
DEER T24 2022 | WRf | Restroom | DEER T24 2022 | Any | Restroom | 0 | 0 |  |  | DEER T24 2022AnyRestroom

## Space Types Occupancy
A Space Type is a set of interior loads and their schedules to represent a specific use-type area in a building
Occupancy
Template | Building Type | Space Type | Occupancy Standard | Occupancy Primary Space Type | Occupancy Secondary Space Type | Occupancy per Area (people/1000 ft^2) | Occupancy Schedule | Occupancy Activity Schedule | Is Residential | Lookup | Notes
DEER T24 2022 | Any | Plenum
DEER T24 2022 | Asm | Auditorium | DEER T24 2022 | Any | Auditorium | 71.43 | AssemblyOccupancy | DEER Activity 103W/person |  | DEER T24 2022AnyAuditorium
DEER T24 2022 | Asm | Classroom | DEER T24 2022 | Any | Classroom | 25 | SchoolOccupancy | DEER Activity 117W/person |  | DEER T24 2022AnyClassroom
DEER T24 2022 | Asm | Conference | DEER T24 2022 | Any | Conference | 33.335 | AssemblyOccupancy | DEER Activity 117W/person |  | DEER T24 2022AnyConference
DEER T24 2022 | Asm | Dining | DEER T24 2022 | Any | Dining | 33.335 | RestaurantOccupancy | DEER Activity 161W/person |  | DEER T24 2022AnyDining
DEER T24 2022 | Asm | Exhibit | DEER T24 2022 | Any | Exhibit | 33.335 | AssemblyOccupancy | DEER Activity 147W/person |  | DEER T24 2022AnyExhibit
DEER T24 2022 | Asm | Hall | DEER T24 2022 | Any | Hall | 5 | OfficeOccupancy | DEER Activity 147W/person |  | DEER T24 2022AnyHall
DEER T24 2022 | Asm | Kitchen | DEER T24 2022 | Any | Kitchen | 2.5 | RestaurantOccupancy | DEER Activity 220W/person |  | DEER T24 2022AnyKitchen
DEER T24 2022 | Asm | LobbyWaiting | DEER T24 2022 | Any | LobbyWaiting | 33.335 | AssemblyOccupancy | DEER Activity 147W/person |  | DEER T24 2022AnyLobbyWaiting
DEER T24 2022 | Asm | MechElecRoom | DEER T24 2022 | Any | MechElecRoom | 1.5 | WarehouseOccupancy | DEER Activity 147W/person |  | DEER T24 2022AnyMechElecRoom
DEER T24 2022 | Asm | OfficeGeneral | DEER T24 2022 | Any | OfficeGeneral | 5 | OfficeOccupancy | DEER Activity 132W/person |  | DEER T24 2022AnyOfficeGeneral
DEER T24 2022 | Asm | RelWorship | DEER T24 2022 | Any | RelWorship | 71.43 | AssemblyOccupancy | DEER Activity 103W/person |  | DEER T24 2022AnyRelWorship
DEER T24 2022 | Asm | Restroom | DEER T24 2022 | Any | Restroom | 5 | OfficeOccupancy | DEER Activity 147W/person |  | DEER T24 2022AnyRestroom
DEER T24 2022 | Asm | RetailSales | DEER T24 2022 | Any | RetailSales | 8.335 | RetailOccupancy | DEER Activity 132W/person |  | DEER T24 2022AnyRetailSales
DEER T24 2022 | Asm | StockRoom | DEER T24 2022 | Any | StockRoom | 2.5 | WarehouseOccupancy | DEER Activity 220W/person |  | DEER T24 2022AnyStockRoom
DEER T24 2022 | ECC | Classroom | DEER T24 2022 | Any | Classroom | 25 | SchoolOccupancy | DEER Activity 117W/person |  | DEER T24 2022AnyClassroom
DEER T24 2022 | ECC | CompRoomClassRm | DEER T24 2022 | Any | CompRoomClassRm | 25 | SchoolOccupancy | DEER Activity 117W/person |  | DEER T24 2022AnyCompRoomClassRm
DEER T24 2022 | ECC | Conference | DEER T24 2022 | Any | Conference | 33.335 | AssemblyOccupancy | DEER Activity 117W/person |  | DEER T24 2022AnyConference
DEER T24 2022 | ECC | CorridorStairway | DEER T24 2022 | Any | CorridorStairway | 5 | OfficeOccupancy | DEER Activity 147W/person |  | DEER T24 2022AnyCorridorStairway
DEER T24 2022 | ECC | Dining | DEER T24 2022 | Any | Dining | 33.335 | RestaurantOccupancy | DEER Activity 161W/person |  | DEER T24 2022AnyDining
DEER T24 2022 | ECC | Gymnasium | DEER T24 2022 | Any | Gymnasium | 10 | RetailOccupancy | DEER Activity 331W/person |  | DEER T24 2022AnyGymnasium
DEER T24 2022 | ECC | Kitchen | DEER T24 2022 | Any | Kitchen | 2.5 | RestaurantOccupancy | DEER Activity 220W/person |  | DEER T24 2022AnyKitchen
DEER T24 2022 | ECC | LibraryReading | DEER T24 2022 | Any | LibraryReading | 10 | OfficeOccupancy | DEER Activity 132W/person |  | DEER T24 2022AnyLibraryReading
DEER T24 2022 | ECC | MechElecRoom | DEER T24 2022 | Any | MechElecRoom | 1.5 | WarehouseOccupancy | DEER Activity 147W/person |  | DEER T24 2022AnyMechElecRoom
DEER T24 2022 | ECC | OfficeGeneral | DEER T24 2022 | Any | OfficeGeneral | 5 | OfficeOccupancy | DEER Activity 132W/person |  | DEER T24 2022AnyOfficeGeneral
DEER T24 2022 | ECC | Restroom | DEER T24 2022 | Any | Restroom | 5 | OfficeOccupancy | DEER Activity 147W/person |  | DEER T24 2022AnyRestroom
DEER T24 2022 | ECC | Shop | DEER T24 2022 | Any | Shop | 5 | ManufacturingOccupancy | DEER Activity 220W/person |  | DEER T24 2022AnyShop
DEER T24 2022 | ECC | StorageSmlCond | DEER T24 2022 | Any | StorageSmlCond | 5 | OfficeOccupancy | DEER Activity 132W/person |  | DEER T24 2022AnyStorageSmlCond
DEER T24 2022 | EPr | Classroom | DEER T24 2022 | Any | Classroom | 25 | SchoolOccupancy | DEER Activity 117W/person |  | DEER T24 2022AnyClassroom
DEER T24 2022 | EPr | CompRoomClassRm | DEER T24 2022 | Any | CompRoomClassRm | 25 | SchoolOccupancy | DEER Activity 117W/person |  | DEER T24 2022AnyCompRoomClassRm
DEER T24 2022 | EPr | CorridorStairway | DEER T24 2022 | Any | CorridorStairway | 5 | OfficeOccupancy | DEER Activity 147W/person |  | DEER T24 2022AnyCorridorStairway
DEER T24 2022 | EPr | Dining | DEER T24 2022 | Any | Dining | 33.335 | RestaurantOccupancy | DEER Activity 161W/person |  | DEER T24 2022AnyDining
DEER T24 2022 | EPr | Gymnasium | DEER T24 2022 | Any | Gymnasium | 10 | RetailOccupancy | DEER Activity 331W/person |  | DEER T24 2022AnyGymnasium
DEER T24 2022 | EPr | Kitchen | DEER T24 2022 | Any | Kitchen | 2.5 | RestaurantOccupancy | DEER Activity 220W/person |  | DEER T24 2022AnyKitchen
DEER T24 2022 | EPr | LibraryReading | DEER T24 2022 | Any | LibraryReading | 10 | OfficeOccupancy | DEER Activity 132W/person |  | DEER T24 2022AnyLibraryReading
DEER T24 2022 | EPr | Lobby | DEER T24 2022 | Any | Lobby | 33.335 | AssemblyOccupancy | DEER Activity 147W/person |  | DEER T24 2022AnyLobby
DEER T24 2022 | EPr | OfficeGeneral | DEER T24 2022 | Any | OfficeGeneral | 5 | OfficeOccupancy | DEER Activity 132W/person |  | DEER T24 2022AnyOfficeGeneral
DEER T24 2022 | EPr | Restroom | DEER T24 2022 | Any | Restroom | 5 | OfficeOccupancy | DEER Activity 147W/person |  | DEER T24 2022AnyRestroom
DEER T24 2022 | EPr | StorageSmlCond | DEER T24 2022 | Any | StorageSmlCond | 5 | OfficeOccupancy | DEER Activity 132W/person |  | DEER T24 2022AnyStorageSmlCond
DEER T24 2022 | ERC | Classroom | DEER T24 2022 | Any | Classroom | 25 | SchoolOccupancy | DEER Activity 117W/person |  | DEER T24 2022AnyClassroom
DEER T24 2022 | ESe | Classroom | DEER T24 2022 | Any | Classroom | 25 | SchoolOccupancy | DEER Activity 117W/person |  | DEER T24 2022AnyClassroom
DEER T24 2022 | ESe | CompRoomClassRm | DEER T24 2022 | Any | CompRoomClassRm | 25 | SchoolOccupancy | DEER Activity 117W/person |  | DEER T24 2022AnyCompRoomClassRm
DEER T24 2022 | ESe | Conference | DEER T24 2022 | Any | Conference | 33.335 | AssemblyOccupancy | DEER Activity 117W/person |  | DEER T24 2022AnyConference
DEER T24 2022 | ESe | CorridorStairway | DEER T24 2022 | Any | CorridorStairway | 5 | OfficeOccupancy | DEER Activity 147W/person |  | DEER T24 2022AnyCorridorStairway
DEER T24 2022 | ESe | Dining | DEER T24 2022 | Any | Dining | 33.335 | RestaurantOccupancy | DEER Activity 161W/person |  | DEER T24 2022AnyDining
DEER T24 2022 | ESe | Gymnasium | DEER T24 2022 | Any | Gymnasium | 10 | RetailOccupancy | DEER Activity 331W/person |  | DEER T24 2022AnyGymnasium
DEER T24 2022 | ESe | Kitchen | DEER T24 2022 | Any | Kitchen | 2.5 | RestaurantOccupancy | DEER Activity 220W/person |  | DEER T24 2022AnyKitchen
DEER T24 2022 | ESe | LibraryReading | DEER T24 2022 | Any | LibraryReading | 10 | OfficeOccupancy | DEER Activity 132W/person |  | DEER T24 2022AnyLibraryReading
DEER T24 2022 | ESe | MechElecRoom | DEER T24 2022 | Any | MechElecRoom | 1.5 | WarehouseOccupancy | DEER Activity 147W/person |  | DEER T24 2022AnyMechElecRoom
DEER T24 2022 | ESe | OfficeGeneral | DEER T24 2022 | Any | OfficeGeneral | 5 | OfficeOccupancy | DEER Activity 132W/person |  | DEER T24 2022AnyOfficeGeneral
DEER T24 2022 | ESe | Restroom | DEER T24 2022 | Any | Restroom | 5 | OfficeOccupancy | DEER Activity 147W/person |  | DEER T24 2022AnyRestroom
DEER T24 2022 | ESe | Shop | DEER T24 2022 | Any | Shop | 5 | ManufacturingOccupancy | DEER Activity 220W/person |  | DEER T24 2022AnyShop
DEER T24 2022 | ESe | StorageSmlCond | DEER T24 2022 | Any | StorageSmlCond | 5 | OfficeOccupancy | DEER Activity 132W/person |  | DEER T24 2022AnyStorageSmlCond
DEER T24 2022 | EUn | Auditorium | DEER T24 2022 | Any | Auditorium | 71.43 | AssemblyOccupancy | DEER Activity 103W/person |  | DEER T24 2022AnyAuditorium
DEER T24 2022 | EUn | Classroom | DEER T24 2022 | Any | Classroom | 25 | SchoolOccupancy | DEER Activity 117W/person |  | DEER T24 2022AnyClassroom
DEER T24 2022 | EUn | CompRoomClassRm | DEER T24 2022 | Any | CompRoomClassRm | 25 | SchoolOccupancy | DEER Activity 117W/person |  | DEER T24 2022AnyCompRoomClassRm
DEER T24 2022 | EUn | Conference | DEER T24 2022 | Any | Conference | 33.335 | AssemblyOccupancy | DEER Activity 117W/person |  | DEER T24 2022AnyConference
DEER T24 2022 | EUn | CorridorStairway | DEER T24 2022 | Any | CorridorStairway | 5 | OfficeOccupancy | DEER Activity 147W/person |  | DEER T24 2022AnyCorridorStairway
DEER T24 2022 | EUn | Dining | DEER T24 2022 | Any | Dining | 33.335 | RestaurantOccupancy | DEER Activity 161W/person |  | DEER T24 2022AnyDining
DEER T24 2022 | EUn | DormitoryRoom | DEER T24 2022 | Any | DormitoryRoom | 5 | OfficeOccupancy | DEER Activity 132W/person |  | DEER T24 2022AnyDormitoryRoom
DEER T24 2022 | EUn | FacMaint | DEER T24 2022 | Any | FacMaint | 5 | OfficeOccupancy | DEER Activity 132W/person |  | DEER T24 2022AnyFacMaint
DEER T24 2022 | EUn | Gymnasium | DEER T24 2022 | Any | Gymnasium | 10 | RetailOccupancy | DEER Activity 331W/person |  | DEER T24 2022AnyGymnasium
DEER T24 2022 | EUn | Kitchen | DEER T24 2022 | Any | Kitchen | 2.5 | RestaurantOccupancy | DEER Activity 220W/person |  | DEER T24 2022AnyKitchen
DEER T24 2022 | EUn | LibraryReading | DEER T24 2022 | Any | LibraryReading | 10 | OfficeOccupancy | DEER Activity 132W/person |  | DEER T24 2022AnyLibraryReading
DEER T24 2022 | EUn | LoungeArea | DEER T24 2022 | Any | LoungeArea | 33.335 | AssemblyOccupancy | DEER Activity 161W/person |  | DEER T24 2022AnyLoungeArea
DEER T24 2022 | EUn | OfficeGeneral | DEER T24 2022 | Any | OfficeGeneral | 5 | OfficeOccupancy | DEER Activity 132W/person |  | DEER T24 2022AnyOfficeGeneral
DEER T24 2022 | EUn | Restroom | DEER T24 2022 | Any | Restroom | 5 | OfficeOccupancy | DEER Activity 147W/person |  | DEER T24 2022AnyRestroom
DEER T24 2022 | EUn | StorageSmlCond | DEER T24 2022 | Any | StorageSmlCond | 5 | OfficeOccupancy | DEER Activity 132W/person |  | DEER T24 2022AnyStorageSmlCond
DEER T24 2022 | Gro | CorridorStairway | DEER T24 2022 | Any | CorridorStairway | 5 | OfficeOccupancy | DEER Activity 147W/person |  | DEER T24 2022AnyCorridorStairway
DEER T24 2022 | Gro | GrocSales | DEER T24 2022 | Any | GrocSales | 8.335 | RetailOccupancy | DEER Activity 132W/person |  | DEER T24 2022AnyGrocSales
DEER T24 2022 | Gro | IndLoadDock | DEER T24 2022 | Any | IndLoadDock | 2.5 | WarehouseOccupancy | DEER Activity 220W/person |  | DEER T24 2022AnyIndLoadDock
DEER T24 2022 | Gro | Kitchen | DEER T24 2022 | Any | Kitchen | 2.5 | RestaurantOccupancy | DEER Activity 220W/person |  | DEER T24 2022AnyKitchen
DEER T24 2022 | Gro | MechElecRoom | DEER T24 2022 | Any | MechElecRoom | 1.5 | WarehouseOccupancy | DEER Activity 147W/person |  | DEER T24 2022AnyMechElecRoom
DEER T24 2022 | Gro | OfficeGeneral | DEER T24 2022 | Any | OfficeGeneral | 5 | OfficeOccupancy | DEER Activity 132W/person |  | DEER T24 2022AnyOfficeGeneral
DEER T24 2022 | Gro | RefFoodPrep | DEER T24 2022 | Any | RefFoodPrep | 2.5 | RestaurantOccupancy | DEER Activity 220W/person |  | DEER T24 2022AnyRefFoodPrep
DEER T24 2022 | Gro | RefWalkInCool | DEER T24 2022 | Any | RefWalkInCool | 0 | WarehouseOccupancy | DEER Activity 220W/person |  | DEER T24 2022AnyRefWalkInCool
DEER T24 2022 | Gro | RefWalkInFreeze | DEER T24 2022 | Any | RefWalkInFreeze | 0 | WarehouseOccupancy | DEER Activity 220W/person |  | DEER T24 2022AnyRefWalkInFreeze
DEER T24 2022 | Gro | Restroom | DEER T24 2022 | Any | Restroom | 5 | OfficeOccupancy | DEER Activity 147W/person |  | DEER T24 2022AnyRestroom
DEER T24 2022 | Gro | StockRoom | DEER T24 2022 | Any | StockRoom | 2.5 | WarehouseOccupancy | DEER Activity 220W/person |  | DEER T24 2022AnyStockRoom
DEER T24 2022 | Hsp | Dining | DEER T24 2022 | Any | Dining | 33.335 | RestaurantOccupancy | DEER Activity 161W/person |  | DEER T24 2022AnyDining
DEER T24 2022 | Hsp | FacMaint | DEER T24 2022 | Any | FacMaint | 5 | OfficeOccupancy | DEER Activity 132W/person |  | DEER T24 2022AnyFacMaint
DEER T24 2022 | Hsp | Hall | DEER T24 2022 | Any | Hall | 5 | OfficeOccupancy | DEER Activity 147W/person |  | DEER T24 2022AnyHall
DEER T24 2022 | Hsp | HspNursing | DEER T24 2022 | Any | HspNursing | 5 | HealthOccupancy | DEER Activity 132W/person |  | DEER T24 2022AnyHspNursing
DEER T24 2022 | Hsp | HspSurgOutptLab | DEER T24 2022 | Any | HspSurgOutptLab | 5 | HealthOccupancy | DEER Activity 132W/person |  | DEER T24 2022AnyHspSurgOutptLab
DEER T24 2022 | Hsp | Kitchen | DEER T24 2022 | Any | Kitchen | 2.5 | RestaurantOccupancy | DEER Activity 220W/person |  | DEER T24 2022AnyKitchen
DEER T24 2022 | Hsp | LobbyWaiting | DEER T24 2022 | Any | LobbyWaiting | 33.335 | AssemblyOccupancy | DEER Activity 147W/person |  | DEER T24 2022AnyLobbyWaiting
DEER T24 2022 | Hsp | OfficeGeneral | DEER T24 2022 | Any | OfficeGeneral | 5 | OfficeOccupancy | DEER Activity 132W/person |  | DEER T24 2022AnyOfficeGeneral
DEER T24 2022 | Hsp | PatientRoom | DEER T24 2022 | Any | PatientRoom | 5 | HealthOccupancy | DEER Activity 132W/person |  | DEER T24 2022AnyPatientRoom
DEER T24 2022 | Hsp | Restroom | DEER T24 2022 | Any | Restroom | 5 | OfficeOccupancy | DEER Activity 147W/person |  | DEER T24 2022AnyRestroom
DEER T24 2022 | Hsp | RetailSales | DEER T24 2022 | Any | RetailSales | 8.335 | RetailOccupancy | DEER Activity 132W/person |  | DEER T24 2022AnyRetailSales
DEER T24 2022 | Hsp | StockRoom | DEER T24 2022 | Any | StockRoom | 2.5 | WarehouseOccupancy | DEER Activity 220W/person |  | DEER T24 2022AnyStockRoom
DEER T24 2022 | Htl | BarCasino | DEER T24 2022 | Any | BarCasino | 33.335 | RestaurantOccupancy | DEER Activity 161W/person |  | DEER T24 2022AnyBarCasino
DEER T24 2022 | Htl | Dining | DEER T24 2022 | Any | Dining | 33.335 | RestaurantOccupancy | DEER Activity 161W/person |  | DEER T24 2022AnyDining
DEER T24 2022 | Htl | GuestRmCorrid | DEER T24 2022 | Any | GuestRmCorrid | 5 | OfficeOccupancy | DEER Activity 147W/person |  | DEER T24 2022AnyGuestRmCorrid
DEER T24 2022 | Htl | GuestRmOcc | DEER T24 2022 | Any | GuestRm240cc | 2.5 | ResidentialLivingOccupancy | DEER Activity 117W/person |  | DEER T24 2022AnyGuestRmOcc
DEER T24 2022 | Htl | GuestRmUnOcc | DEER T24 2022 | Any | GuestRmUnOcc | 2.5 | ResidentialLivingOccupancy | DEER Activity 117W/person |  | DEER T24 2022AnyGuestRmUnOcc
DEER T24 2022 | Htl | HotelLobby | DEER T24 2022 | Any | HotelLobby | 71.43 | AssemblyOccupancy | DEER Activity 132W/person |  | DEER T24 2022AnyHotelLobby
DEER T24 2022 | Htl | Kitchen | DEER T24 2022 | Any | Kitchen | 2.5 | RestaurantOccupancy | DEER Activity 220W/person |  | DEER T24 2022AnyKitchen
DEER T24 2022 | Htl | Laundry | DEER T24 2022 | Any | Laundry | 5 | ResidentialCommonOccupancy | DEER Activity 147W/person |  | DEER T24 2022AnyLaundry
DEER T24 2022 | Htl | OfficeGeneral | DEER T24 2022 | Any | OfficeGeneral | 5 | OfficeOccupancy | DEER Activity 132W/person |  | DEER T24 2022AnyOfficeGeneral
DEER T24 2022 | Htl | Restroom | DEER T24 2022 | Any | Restroom | 5 | OfficeOccupancy | DEER Activity 147W/person |  | DEER T24 2022AnyRestroom
DEER T24 2022 | Htl | StockRoom | DEER T24 2022 | Any | StockRoom | 2.5 | WarehouseOccupancy | DEER Activity 220W/person |  | DEER T24 2022AnyStockRoom
DEER T24 2022 | MBT | Break | DEER T24 2022 | Any | Break | 33.335 | AssemblyOccupancy | DEER Activity 161W/person |  | DEER T24 2022AnyBreak
DEER T24 2022 | MBT | CompRoomData | DEER T24 2022 | Any | CompRoomData | 1.5 | DataOccupancy | DEER Activity 220W/person |  | DEER T24 2022AnyCompRoomData
DEER T24 2022 | MBT | Conference | DEER T24 2022 | Any | Conference | 33.335 | AssemblyOccupancy | DEER Activity 117W/person |  | DEER T24 2022AnyConference
DEER T24 2022 | MBT | CorridorStairway | DEER T24 2022 | Any | CorridorStairway | 5 | OfficeOccupancy | DEER Activity 147W/person |  | DEER T24 2022AnyCorridorStairway
DEER T24 2022 | MBT | Dining | DEER T24 2022 | Any | Dining | 33.335 | RestaurantOccupancy | DEER Activity 161W/person |  | DEER T24 2022AnyDining
DEER T24 2022 | MBT | Kitchen | DEER T24 2022 | Any | Kitchen | 2.5 | RestaurantOccupancy | DEER Activity 220W/person |  | DEER T24 2022AnyKitchen
DEER T24 2022 | MBT | Laboratory | DEER T24 2022 | Any | Laboratory | 5 | LaboratoryOccupancy | DEER Activity 132W/person |  | DEER T24 2022AnyLaboratory
DEER T24 2022 | MBT | LobbyWaiting | DEER T24 2022 | Any | LobbyWaiting | 33.335 | AssemblyOccupancy | DEER Activity 147W/person |  | DEER T24 2022AnyLobbyWaiting
DEER T24 2022 | MBT | MechElecRoom | DEER T24 2022 | Any | MechElecRoom | 1.5 | WarehouseOccupancy | DEER Activity 147W/person |  | DEER T24 2022AnyMechElecRoom
DEER T24 2022 | MBT | OfficeOpen | DEER T24 2022 | Any | OfficeOpen | 5 | OfficeOccupancy | DEER Activity 132W/person |  | DEER T24 2022AnyOfficeOpen
DEER T24 2022 | MBT | OfficeSmall | DEER T24 2022 | Any | OfficeSmall | 5 | OfficeOccupancy | DEER Activity 132W/person |  | DEER T24 2022AnyOfficeSmall
DEER T24 2022 | MBT | Restroom | DEER T24 2022 | Any | Restroom | 5 | OfficeOccupancy | DEER Activity 147W/person |  | DEER T24 2022AnyRestroom
DEER T24 2022 | MBT | StorageSmlCond | DEER T24 2022 | Any | StorageSmlCond | 5 | OfficeOccupancy | DEER Activity 132W/person |  | DEER T24 2022AnyStorageSmlCond
DEER T24 2022 | MBT | Work | DEER T24 2022 | Any | Work | 5 | ManufacturingOccupancy | DEER Activity 220W/person |  | DEER T24 2022AnyWork
DEER T24 2022 | MFm | ResPublicArea | DEER T24 2022 | Any | ResPublicArea | 6.7 | D_MFm_MFPub_Occup_Yr |  |  | DEER T24 2022AnyResPublicArea
DEER T24 2022 | MFm | ResBedroom | DEER T24 2022 | Any | ResBedroom | 2.63 | MidriseApartment Apartment Occ |  | Yes | DEER T24 2022AnyResBedroom
DEER T24 2022 | MFm | ResLiving | DEER T24 2022 | Any | ResLiving | 2.63 | MidriseApartment Apartment Occ |  | Yes | DEER T24 2022AnyResLiving
DEER T24 2022 | MLI | Break | DEER T24 2022 | Any | Break | 33.335 | AssemblyOccupancy | DEER Activity 161W/person |  | DEER T24 2022AnyBreak
DEER T24 2022 | MLI | CorridorStairway | DEER T24 2022 | Any | CorridorStairway | 5 | OfficeOccupancy | DEER Activity 147W/person |  | DEER T24 2022AnyCorridorStairway
DEER T24 2022 | MLI | LobbyWaiting | DEER T24 2022 | Any | LobbyWaiting | 33.335 | AssemblyOccupancy | DEER Activity 147W/person |  | DEER T24 2022AnyLobbyWaiting
DEER T24 2022 | MLI | MechElecRoom | DEER T24 2022 | Any | MechElecRoom | 1.5 | WarehouseOccupancy | DEER Activity 147W/person |  | DEER T24 2022AnyMechElecRoom
DEER T24 2022 | MLI | OfficeGeneral | DEER T24 2022 | Any | OfficeGeneral | 5 | OfficeOccupancy | DEER Activity 132W/person |  | DEER T24 2022AnyOfficeGeneral
DEER T24 2022 | MLI | Restroom | DEER T24 2022 | Any | Restroom | 5 | OfficeOccupancy | DEER Activity 147W/person |  | DEER T24 2022AnyRestroom
DEER T24 2022 | MLI | RetailSales | DEER T24 2022 | Any | RetailSales | 8.335 | RetailOccupancy | DEER Activity 132W/person |  | DEER T24 2022AnyRetailSales
DEER T24 2022 | MLI | StockRoom | DEER T24 2022 | Any | StockRoom | 2.5 | WarehouseOccupancy | DEER Activity 220W/person |  | DEER T24 2022AnyStockRoom
DEER T24 2022 | MLI | Work | DEER T24 2022 | Any | Work | 5 | ManufacturingOccupancy | DEER Activity 220W/person |  | DEER T24 2022AnyWork
DEER T24 2022 | Mtl | Break | DEER T24 2022 | Any | Break | 33.335 | AssemblyOccupancy | DEER Activity 161W/person |  | DEER T24 2022AnyBreak
DEER T24 2022 | Mtl | GuestRmCorrid | DEER T24 2022 | Any | GuestRmCorrid | 5 | OfficeOccupancy | DEER Activity 147W/person |  | DEER T24 2022AnyGuestRmCorrid
DEER T24 2022 | Mtl | GuestRmOcc | DEER T24 2022 | Any | GuestRm240cc | 2.5 | ResidentialLivingOccupancy | DEER Activity 117W/person |  | DEER T24 2022AnyGuestRmOcc
DEER T24 2022 | Mtl | GuestRmUnOcc | DEER T24 2022 | Any | GuestRmUnOcc | 2.5 | ResidentialLivingOccupancy | DEER Activity 117W/person |  | DEER T24 2022AnyGuestRmUnOcc
DEER T24 2022 | Mtl | Laundry | DEER T24 2022 | Any | Laundry | 5 | ResidentialCommonOccupancy | DEER Activity 147W/person |  | DEER T24 2022AnyLaundry
DEER T24 2022 | Mtl | MechElecRoom | DEER T24 2022 | Any | MechElecRoom | 1.5 | WarehouseOccupancy | DEER Activity 147W/person |  | DEER T24 2022AnyMechElecRoom
DEER T24 2022 | Mtl | OfficeGeneral | DEER T24 2022 | Any | OfficeGeneral | 5 | OfficeOccupancy | DEER Activity 132W/person |  | DEER T24 2022AnyOfficeGeneral
DEER T24 2022 | Mtl | Restroom | DEER T24 2022 | Any | Restroom | 5 | OfficeOccupancy | DEER Activity 147W/person |  | DEER T24 2022AnyRestroom
DEER T24 2022 | Mtl | StorageSmlCond | DEER T24 2022 | Any | StorageSmlCond | 5 | OfficeOccupancy | DEER Activity 132W/person |  | DEER T24 2022AnyStorageSmlCond
DEER T24 2022 | Nrs | CorridorStairway | DEER T24 2022 | Any | CorridorStairway | 5 | OfficeOccupancy | DEER Activity 147W/person |  | DEER T24 2022AnyCorridorStairway
DEER T24 2022 | Nrs | Dining | DEER T24 2022 | Any | Dining | 33.335 | RestaurantOccupancy | DEER Activity 161W/person |  | DEER T24 2022AnyDining
DEER T24 2022 | Nrs | Kitchen | DEER T24 2022 | Any | Kitchen | 2.5 | RestaurantOccupancy | DEER Activity 220W/person |  | DEER T24 2022AnyKitchen
DEER T24 2022 | Nrs | Laundry | DEER T24 2022 | Any | Laundry | 5 | ResidentialCommonOccupancy | DEER Activity 147W/person |  | DEER T24 2022AnyLaundry
DEER T24 2022 | Nrs | LobbyWaiting | DEER T24 2022 | Any | LobbyWaiting | 33.335 | AssemblyOccupancy | DEER Activity 147W/person |  | DEER T24 2022AnyLobbyWaiting
DEER T24 2022 | Nrs | MechElecRoom | DEER T24 2022 | Any | MechElecRoom | 1.5 | WarehouseOccupancy | DEER Activity 147W/person |  | DEER T24 2022AnyMechElecRoom
DEER T24 2022 | Nrs | OfficeGeneral | DEER T24 2022 | Any | OfficeGeneral | 5 | OfficeOccupancy | DEER Activity 132W/person |  | DEER T24 2022AnyOfficeGeneral
DEER T24 2022 | Nrs | PatientRoom | DEER T24 2022 | Any | PatientRoom | 5 | HealthOccupancy | DEER Activity 132W/person |  | DEER T24 2022AnyPatientRoom
DEER T24 2022 | Nrs | Restroom | DEER T24 2022 | Any | Restroom | 5 | OfficeOccupancy | DEER Activity 147W/person |  | DEER T24 2022AnyRestroom
DEER T24 2022 | Nrs | StorageSmlCond | DEER T24 2022 | Any | StorageSmlCond | 5 | OfficeOccupancy | DEER Activity 132W/person |  | DEER T24 2022AnyStorageSmlCond
DEER T24 2022 | OfL | Break | DEER T24 2022 | Any | Break | 33.335 | AssemblyOccupancy | DEER Activity 161W/person |  | DEER T24 2022AnyBreak
DEER T24 2022 | OfL | Conference | DEER T24 2022 | Any | Conference | 33.335 | AssemblyOccupancy | DEER Activity 117W/person |  | DEER T24 2022AnyConference
DEER T24 2022 | OfL | CopyRoom | DEER T24 2022 | Any | CopyRoom | 5 | OfficeOccupancy | DEER Activity 147W/person |  | DEER T24 2022AnyCopyRoom
DEER T24 2022 | OfL | CorridorStairway | DEER T24 2022 | Any | CorridorStairway | 5 | OfficeOccupancy | DEER Activity 147W/person |  | DEER T24 2022AnyCorridorStairway
DEER T24 2022 | OfL | LobbyWaiting | DEER T24 2022 | Any | LobbyWaiting | 33.335 | AssemblyOccupancy | DEER Activity 147W/person |  | DEER T24 2022AnyLobbyWaiting
DEER T24 2022 | OfL | MechElecRoom | DEER T24 2022 | Any | MechElecRoom | 1.5 | WarehouseOccupancy | DEER Activity 147W/person |  | DEER T24 2022AnyMechElecRoom
DEER T24 2022 | OfL | OfficeOpen | DEER T24 2022 | Any | OfficeOpen | 5 | OfficeOccupancy | DEER Activity 132W/person |  | DEER T24 2022AnyOfficeOpen
DEER T24 2022 | OfL | OfficeSmall | DEER T24 2022 | Any | OfficeSmall | 5 | OfficeOccupancy | DEER Activity 132W/person |  | DEER T24 2022AnyOfficeSmall
DEER T24 2022 | OfL | Restroom | DEER T24 2022 | Any | Restroom | 5 | OfficeOccupancy | DEER Activity 147W/person |  | DEER T24 2022AnyRestroom
DEER T24 2022 | OfL | StorageSmlCond | DEER T24 2022 | Any | StorageSmlCond | 5 | OfficeOccupancy | DEER Activity 132W/person |  | DEER T24 2022AnyStorageSmlCond
DEER T24 2022 | OfS | Break | DEER T24 2022 | Any | Break | 33.335 | AssemblyOccupancy | DEER Activity 161W/person |  | DEER T24 2022AnyBreak
DEER T24 2022 | OfS | CompRoomData | DEER T24 2022 | Any | CompRoomData | 1.5 | DataOccupancy | DEER Activity 220W/person |  | DEER T24 2022AnyCompRoomData
DEER T24 2022 | OfS | Conference | DEER T24 2022 | Any | Conference | 33.335 | AssemblyOccupancy | DEER Activity 117W/person |  | DEER T24 2022AnyConference
DEER T24 2022 | OfS | CopyRoom | DEER T24 2022 | Any | CopyRoom | 5 | OfficeOccupancy | DEER Activity 147W/person |  | DEER T24 2022AnyCopyRoom
DEER T24 2022 | OfS | Hall | DEER T24 2022 | Any | Hall | 5 | OfficeOccupancy | DEER Activity 147W/person |  | DEER T24 2022AnyHall
DEER T24 2022 | OfS | LobbyWaiting | DEER T24 2022 | Any | LobbyWaiting | 33.335 | AssemblyOccupancy | DEER Activity 147W/person |  | DEER T24 2022AnyLobbyWaiting
DEER T24 2022 | OfS | MechElecRoom | DEER T24 2022 | Any | MechElecRoom | 1.5 | WarehouseOccupancy | DEER Activity 147W/person |  | DEER T24 2022AnyMechElecRoom
DEER T24 2022 | OfS | OfficeOpen | DEER T24 2022 | Any | OfficeOpen | 5 | OfficeOccupancy | DEER Activity 132W/person |  | DEER T24 2022AnyOfficeOpen
DEER T24 2022 | OfS | OfficeSmall | DEER T24 2022 | Any | OfficeSmall | 5 | OfficeOccupancy | DEER Activity 132W/person |  | DEER T24 2022AnyOfficeSmall
DEER T24 2022 | OfS | Restroom | DEER T24 2022 | Any | Restroom | 5 | OfficeOccupancy | DEER Activity 147W/person |  | DEER T24 2022AnyRestroom
DEER T24 2022 | OfS | StorageSmlCond | DEER T24 2022 | Any | StorageSmlCond | 5 | OfficeOccupancy | DEER Activity 132W/person |  | DEER T24 2022AnyStorageSmlCond
DEER T24 2022 | RFF | CorridorStairway | DEER T24 2022 | Any | CorridorStairway | 5 | OfficeOccupancy | DEER Activity 147W/person |  | DEER T24 2022AnyCorridorStairway
DEER T24 2022 | RFF | Dining | DEER T24 2022 | Any | Dining | 33.335 | RestaurantOccupancy | DEER Activity 161W/person |  | DEER T24 2022AnyDining
DEER T24 2022 | RFF | Kitchen | DEER T24 2022 | Any | Kitchen | 2.5 | RestaurantOccupancy | DEER Activity 220W/person |  | DEER T24 2022AnyKitchen
DEER T24 2022 | RFF | LobbyWaiting | DEER T24 2022 | Any | LobbyWaiting | 33.335 | AssemblyOccupancy | DEER Activity 147W/person |  | DEER T24 2022AnyLobbyWaiting
DEER T24 2022 | RFF | OfficeGeneral | DEER T24 2022 | Any | OfficeGeneral | 5 | OfficeOccupancy | DEER Activity 132W/person |  | DEER T24 2022AnyOfficeGeneral
DEER T24 2022 | RFF | Restroom | DEER T24 2022 | Any | Restroom | 5 | OfficeOccupancy | DEER Activity 147W/person |  | DEER T24 2022AnyRestroom
DEER T24 2022 | RFF | StockRoom | DEER T24 2022 | Any | StockRoom | 2.5 | WarehouseOccupancy | DEER Activity 220W/person |  | DEER T24 2022AnyStockRoom
DEER T24 2022 | RSD | CorridorStairway | DEER T24 2022 | Any | CorridorStairway | 5 | OfficeOccupancy | DEER Activity 147W/person |  | DEER T24 2022AnyCorridorStairway
DEER T24 2022 | RSD | Dining | DEER T24 2022 | Any | Dining | 33.335 | RestaurantOccupancy | DEER Activity 161W/person |  | DEER T24 2022AnyDining
DEER T24 2022 | RSD | Kitchen | DEER T24 2022 | Any | Kitchen | 2.5 | RestaurantOccupancy | DEER Activity 220W/person |  | DEER T24 2022AnyKitchen
DEER T24 2022 | RSD | LobbyWaiting | DEER T24 2022 | Any | LobbyWaiting | 33.335 | AssemblyOccupancy | DEER Activity 147W/person |  | DEER T24 2022AnyLobbyWaiting
DEER T24 2022 | RSD | OfficeGeneral | DEER T24 2022 | Any | OfficeGeneral | 5 | OfficeOccupancy | DEER Activity 132W/person |  | DEER T24 2022AnyOfficeGeneral
DEER T24 2022 | RSD | Restroom | DEER T24 2022 | Any | Restroom | 5 | OfficeOccupancy | DEER Activity 147W/person |  | DEER T24 2022AnyRestroom
DEER T24 2022 | RSD | StockRoom | DEER T24 2022 | Any | StockRoom | 2.5 | WarehouseOccupancy | DEER Activity 220W/person |  | DEER T24 2022AnyStockRoom
DEER T24 2022 | Rt3 | Break | DEER T24 2022 | Any | Break | 33.335 | AssemblyOccupancy | DEER Activity 161W/person |  | DEER T24 2022AnyBreak
DEER T24 2022 | Rt3 | CorridorStairway | DEER T24 2022 | Any | CorridorStairway | 5 | OfficeOccupancy | DEER Activity 147W/person |  | DEER T24 2022AnyCorridorStairway
DEER T24 2022 | Rt3 | MechElecRoom | DEER T24 2022 | Any | MechElecRoom | 1.5 | WarehouseOccupancy | DEER Activity 147W/person |  | DEER T24 2022AnyMechElecRoom
DEER T24 2022 | Rt3 | OfficeGeneral | DEER T24 2022 | Any | OfficeGeneral | 5 | OfficeOccupancy | DEER Activity 132W/person |  | DEER T24 2022AnyOfficeGeneral
DEER T24 2022 | Rt3 | Restroom | DEER T24 2022 | Any | Restroom | 5 | OfficeOccupancy | DEER Activity 147W/person |  | DEER T24 2022AnyRestroom
DEER T24 2022 | Rt3 | RetailSales | DEER T24 2022 | Any | RetailSales | 8.335 | RetailOccupancy | DEER Activity 132W/person |  | DEER T24 2022AnyRetailSales
DEER T24 2022 | Rt3 | StockRoom | DEER T24 2022 | Any | StockRoom | 2.5 | WarehouseOccupancy | DEER Activity 220W/person |  | DEER T24 2022AnyStockRoom
DEER T24 2022 | Rt3 | Work | DEER T24 2022 | Any | Work | 5 | ManufacturingOccupancy | DEER Activity 220W/person |  | DEER T24 2022AnyWork
DEER T24 2022 | RtL | Break | DEER T24 2022 | Any | Break | 33.335 | AssemblyOccupancy | DEER Activity 161W/person |  | DEER T24 2022AnyBreak
DEER T24 2022 | RtL | Kitchen | DEER T24 2022 | Any | Kitchen | 2.5 | RestaurantOccupancy | DEER Activity 220W/person |  | DEER T24 2022AnyKitchen
DEER T24 2022 | RtL | MechElecRoom | DEER T24 2022 | Any | MechElecRoom | 1.5 | WarehouseOccupancy | DEER Activity 147W/person |  | DEER T24 2022AnyMechElecRoom
DEER T24 2022 | RtL | OfficeGeneral | DEER T24 2022 | Any | OfficeGeneral | 5 | OfficeOccupancy | DEER Activity 132W/person |  | DEER T24 2022AnyOfficeGeneral
DEER T24 2022 | RtL | Restroom | DEER T24 2022 | Any | Restroom | 5 | OfficeOccupancy | DEER Activity 147W/person |  | DEER T24 2022AnyRestroom
DEER T24 2022 | RtL | RetailSales | DEER T24 2022 | Any | RetailSales | 8.335 | RetailOccupancy | DEER Activity 132W/person |  | DEER T24 2022AnyRetailSales
DEER T24 2022 | RtL | StockRoom | DEER T24 2022 | Any | StockRoom | 2.5 | WarehouseOccupancy | DEER Activity 220W/person |  | DEER T24 2022AnyStockRoom
DEER T24 2022 | RtL | Work | DEER T24 2022 | Any | Work | 5 | ManufacturingOccupancy | DEER Activity 220W/person |  | DEER T24 2022AnyWork
DEER T24 2022 | RtS | Break | DEER T24 2022 | Any | Break | 33.335 | AssemblyOccupancy | DEER Activity 161W/person |  | DEER T24 2022AnyBreak
DEER T24 2022 | RtS | Hall | DEER T24 2022 | Any | Hall | 5 | OfficeOccupancy | DEER Activity 147W/person |  | DEER T24 2022AnyHall
DEER T24 2022 | RtS | MechElecRoom | DEER T24 2022 | Any | MechElecRoom | 1.5 | WarehouseOccupancy | DEER Activity 147W/person |  | DEER T24 2022AnyMechElecRoom
DEER T24 2022 | RtS | OfficeGeneral | DEER T24 2022 | Any | OfficeGeneral | 5 | OfficeOccupancy | DEER Activity 132W/person |  | DEER T24 2022AnyOfficeGeneral
DEER T24 2022 | RtS | Restroom | DEER T24 2022 | Any | Restroom | 5 | OfficeOccupancy | DEER Activity 147W/person |  | DEER T24 2022AnyRestroom
DEER T24 2022 | RtS | RetailSales | DEER T24 2022 | Any | RetailSales | 8.335 | RetailOccupancy | DEER Activity 132W/person |  | DEER T24 2022AnyRetailSales
DEER T24 2022 | RtS | StockRoom | DEER T24 2022 | Any | StockRoom | 2.5 | WarehouseOccupancy | DEER Activity 220W/person |  | DEER T24 2022AnyStockRoom
DEER T24 2022 | SCn | Break | DEER T24 2022 | Any | Break | 33.335 | AssemblyOccupancy | DEER Activity 161W/person |  | DEER T24 2022AnyBreak
DEER T24 2022 | SCn | Hall | DEER T24 2022 | Any | Hall | 5 | OfficeOccupancy | DEER Activity 147W/person |  | DEER T24 2022AnyHall
DEER T24 2022 | SCn | OfficeGeneral | DEER T24 2022 | Any | OfficeGeneral | 5 | OfficeOccupancy | DEER Activity 132W/person |  | DEER T24 2022AnyOfficeGeneral
DEER T24 2022 | SCn | Restroom | DEER T24 2022 | Any | Restroom | 5 | OfficeOccupancy | DEER Activity 147W/person |  | DEER T24 2022AnyRestroom
DEER T24 2022 | SCn | WarehouseCond | DEER T24 2022 | Any | WarehouseCond | 1 | WarehouseOccupancy | DEER Activity 220W/person |  | DEER T24 2022AnyWarehouseCond
DEER T24 2022 | SUn | OfficeGeneral | DEER T24 2022 | Any | OfficeGeneral | 5 | OfficeOccupancy | DEER Activity 132W/person |  | DEER T24 2022AnyOfficeGeneral
DEER T24 2022 | SUn | Restroom | DEER T24 2022 | Any | Restroom | 5 | OfficeOccupancy | DEER Activity 147W/person |  | DEER T24 2022AnyRestroom
DEER T24 2022 | SUn | WarehouseUnCond | DEER T24 2022 | Any | WarehouseUnCond | 1 | WarehouseOccupancy | DEER Activity 220W/person |  | DEER T24 2022AnyWarehouseUnCond
DEER T24 2022 | WRf | IndLoadDock | DEER T24 2022 | Any | IndLoadDock | 2.5 | WarehouseOccupancy | DEER Activity 220W/person |  | DEER T24 2022AnyIndLoadDock
DEER T24 2022 | WRf | MechElecRoom | DEER T24 2022 | Any | MechElecRoom | 1.5 | WarehouseOccupancy | DEER Activity 147W/person |  | DEER T24 2022AnyMechElecRoom
DEER T24 2022 | WRf | OfficeGeneral | DEER T24 2022 | Any | OfficeGeneral | 5 | OfficeOccupancy | DEER Activity 132W/person |  | DEER T24 2022AnyOfficeGeneral
DEER T24 2022 | WRf | RefStorCooler | DEER T24 2022 | Any | RefStorCooler | 0 | WarehouseOccupancy | DEER Activity 220W/person |  | DEER T24 2022AnyRefStorCooler
DEER T24 2022 | WRf | RefStorFreezer | DEER T24 2022 | Any | RefStorFreezer | 0 | WarehouseOccupancy | DEER Activity 220W/person |  | DEER T24 2022AnyRefStorFreezer
DEER T24 2022 | WRf | Restroom | DEER T24 2022 | Any | Restroom | 5 | OfficeOccupancy | DEER Activity 147W/person |  | DEER T24 2022AnyRestroom

## Space Types Infiltration
A Space Type is a set of interior loads and their schedules to represent a specific use-type area in a building
Infiltration
Template | Building Type | Space Type | Infiltration per Exterior Area (ft^3/min*ft^2 ext) | Infiltration per Exterior Wall Area (ft^3/min*ft^2 ext) | Infiltration Air Changes (ach) | Infiltration Schedule | Infiltration Schedule Perimeter
DEER T24 2022 | Any | Plenum
DEER T24 2022 | Asm | Auditorium |  |  |  | AssemblyInfiltration
DEER T24 2022 | Asm | Classroom |  |  |  | SchoolInfiltration
DEER T24 2022 | Asm | Conference |  |  |  | AssemblyInfiltration
DEER T24 2022 | Asm | Dining |  |  |  | RestaurantInfiltration
DEER T24 2022 | Asm | Exhibit |  |  |  | AssemblyInfiltration
DEER T24 2022 | Asm | Hall |  |  |  | OfficeInfiltration
DEER T24 2022 | Asm | Kitchen |  |  |  | RestaurantInfiltration
DEER T24 2022 | Asm | LobbyWaiting |  |  |  | AssemblyInfiltration
DEER T24 2022 | Asm | MechElecRoom |  |  |  | WarehouseInfiltration
DEER T24 2022 | Asm | OfficeGeneral |  |  |  | OfficeInfiltration
DEER T24 2022 | Asm | RelWorship |  |  |  | AssemblyInfiltration
DEER T24 2022 | Asm | Restroom |  |  |  | OfficeInfiltration
DEER T24 2022 | Asm | RetailSales |  |  |  | RetailInfiltration
DEER T24 2022 | Asm | StockRoom |  |  |  | WarehouseInfiltration
DEER T24 2022 | ECC | Classroom |  |  |  | SchoolInfiltration
DEER T24 2022 | ECC | CompRoomClassRm |  |  |  | SchoolInfiltration
DEER T24 2022 | ECC | Conference |  |  |  | AssemblyInfiltration
DEER T24 2022 | ECC | CorridorStairway |  |  |  | OfficeInfiltration
DEER T24 2022 | ECC | Dining |  |  |  | RestaurantInfiltration
DEER T24 2022 | ECC | Gymnasium |  |  |  | RetailInfiltration
DEER T24 2022 | ECC | Kitchen |  |  |  | RestaurantInfiltration
DEER T24 2022 | ECC | LibraryReading |  |  |  | OfficeInfiltration
DEER T24 2022 | ECC | MechElecRoom |  |  |  | WarehouseInfiltration
DEER T24 2022 | ECC | OfficeGeneral |  |  |  | OfficeInfiltration
DEER T24 2022 | ECC | Restroom |  |  |  | OfficeInfiltration
DEER T24 2022 | ECC | Shop |  |  |  | ManufacturingInfiltration
DEER T24 2022 | ECC | StorageSmlCond |  |  |  | OfficeInfiltration
DEER T24 2022 | EPr | Classroom |  |  |  | SchoolInfiltration
DEER T24 2022 | EPr | CompRoomClassRm |  |  |  | SchoolInfiltration
DEER T24 2022 | EPr | CorridorStairway |  |  |  | OfficeInfiltration
DEER T24 2022 | EPr | Dining |  |  |  | RestaurantInfiltration
DEER T24 2022 | EPr | Gymnasium |  |  |  | RetailInfiltration
DEER T24 2022 | EPr | Kitchen |  |  |  | RestaurantInfiltration
DEER T24 2022 | EPr | LibraryReading |  |  |  | OfficeInfiltration
DEER T24 2022 | EPr | Lobby |  |  |  | AssemblyInfiltration
DEER T24 2022 | EPr | OfficeGeneral |  |  |  | OfficeInfiltration
DEER T24 2022 | EPr | Restroom |  |  |  | OfficeInfiltration
DEER T24 2022 | EPr | StorageSmlCond |  |  |  | OfficeInfiltration
DEER T24 2022 | ERC | Classroom |  |  |  | SchoolInfiltration
DEER T24 2022 | ESe | Classroom |  |  |  | SchoolInfiltration
DEER T24 2022 | ESe | CompRoomClassRm |  |  |  | SchoolInfiltration
DEER T24 2022 | ESe | Conference |  |  |  | AssemblyInfiltration
DEER T24 2022 | ESe | CorridorStairway |  |  |  | OfficeInfiltration
DEER T24 2022 | ESe | Dining |  |  |  | RestaurantInfiltration
DEER T24 2022 | ESe | Gymnasium |  |  |  | RetailInfiltration
DEER T24 2022 | ESe | Kitchen |  |  |  | RestaurantInfiltration
DEER T24 2022 | ESe | LibraryReading |  |  |  | OfficeInfiltration
DEER T24 2022 | ESe | MechElecRoom |  |  |  | WarehouseInfiltration
DEER T24 2022 | ESe | OfficeGeneral |  |  |  | OfficeInfiltration
DEER T24 2022 | ESe | Restroom |  |  |  | OfficeInfiltration
DEER T24 2022 | ESe | Shop |  |  |  | ManufacturingInfiltration
DEER T24 2022 | ESe | StorageSmlCond |  |  |  | OfficeInfiltration
DEER T24 2022 | EUn | Auditorium |  |  |  | AssemblyInfiltration
DEER T24 2022 | EUn | Classroom |  |  |  | SchoolInfiltration
DEER T24 2022 | EUn | CompRoomClassRm |  |  |  | SchoolInfiltration
DEER T24 2022 | EUn | Conference |  |  |  | AssemblyInfiltration
DEER T24 2022 | EUn | CorridorStairway |  |  |  | OfficeInfiltration
DEER T24 2022 | EUn | Dining |  |  |  | RestaurantInfiltration
DEER T24 2022 | EUn | DormitoryRoom |  |  |  | OfficeInfiltration
DEER T24 2022 | EUn | FacMaint |  |  |  | OfficeInfiltration
DEER T24 2022 | EUn | Gymnasium |  |  |  | RetailInfiltration
DEER T24 2022 | EUn | Kitchen |  |  |  | RestaurantInfiltration
DEER T24 2022 | EUn | LibraryReading |  |  |  | OfficeInfiltration
DEER T24 2022 | EUn | LoungeArea |  |  |  | AssemblyInfiltration
DEER T24 2022 | EUn | OfficeGeneral |  |  |  | OfficeInfiltration
DEER T24 2022 | EUn | Restroom |  |  |  | OfficeInfiltration
DEER T24 2022 | EUn | StorageSmlCond |  |  |  | OfficeInfiltration
DEER T24 2022 | Gro | CorridorStairway |  |  |  | OfficeInfiltration
DEER T24 2022 | Gro | GrocSales |  |  |  | RetailInfiltration
DEER T24 2022 | Gro | IndLoadDock |  |  |  | WarehouseInfiltration
DEER T24 2022 | Gro | Kitchen |  |  |  | RestaurantInfiltration
DEER T24 2022 | Gro | MechElecRoom |  |  |  | WarehouseInfiltration
DEER T24 2022 | Gro | OfficeGeneral |  |  |  | OfficeInfiltration
DEER T24 2022 | Gro | RefFoodPrep |  |  |  | RestaurantInfiltration
DEER T24 2022 | Gro | RefWalkInCool |  |  |  | WarehouseInfiltration
DEER T24 2022 | Gro | RefWalkInFreeze |  |  |  | WarehouseInfiltration
DEER T24 2022 | Gro | Restroom |  |  |  | OfficeInfiltration
DEER T24 2022 | Gro | StockRoom |  |  |  | WarehouseInfiltration
DEER T24 2022 | Hsp | Dining |  |  |  | RestaurantInfiltration
DEER T24 2022 | Hsp | FacMaint |  |  |  | OfficeInfiltration
DEER T24 2022 | Hsp | Hall |  |  |  | OfficeInfiltration
DEER T24 2022 | Hsp | HspNursing |  |  |  | HealthInfiltration
DEER T24 2022 | Hsp | HspSurgOutptLab |  |  |  | HealthInfiltration
DEER T24 2022 | Hsp | Kitchen |  |  |  | RestaurantInfiltration
DEER T24 2022 | Hsp | LobbyWaiting |  |  |  | AssemblyInfiltration
DEER T24 2022 | Hsp | OfficeGeneral |  |  |  | OfficeInfiltration
DEER T24 2022 | Hsp | PatientRoom |  |  |  | HealthInfiltration
DEER T24 2022 | Hsp | Restroom |  |  |  | OfficeInfiltration
DEER T24 2022 | Hsp | RetailSales |  |  |  | RetailInfiltration
DEER T24 2022 | Hsp | StockRoom |  |  |  | WarehouseInfiltration
DEER T24 2022 | Htl | BarCasino |  |  |  | RestaurantInfiltration
DEER T24 2022 | Htl | Dining |  |  |  | RestaurantInfiltration
DEER T24 2022 | Htl | GuestRmCorrid |  |  |  | OfficeInfiltration
DEER T24 2022 | Htl | GuestRmOcc |  |  |  | ResidentialLivingInfiltration
DEER T24 2022 | Htl | GuestRmUnOcc |  |  |  | ResidentialLivingInfiltration
DEER T24 2022 | Htl | HotelLobby |  |  |  | AssemblyInfiltration
DEER T24 2022 | Htl | Kitchen |  |  |  | RestaurantInfiltration
DEER T24 2022 | Htl | Laundry |  |  |  | ResidentialCommonInfiltration
DEER T24 2022 | Htl | OfficeGeneral |  |  |  | OfficeInfiltration
DEER T24 2022 | Htl | Restroom |  |  |  | OfficeInfiltration
DEER T24 2022 | Htl | StockRoom |  |  |  | WarehouseInfiltration
DEER T24 2022 | MBT | Break |  |  |  | AssemblyInfiltration
DEER T24 2022 | MBT | CompRoomData |  |  |  | DataInfiltration
DEER T24 2022 | MBT | Conference |  |  |  | AssemblyInfiltration
DEER T24 2022 | MBT | CorridorStairway |  |  |  | OfficeInfiltration
DEER T24 2022 | MBT | Dining |  |  |  | RestaurantInfiltration
DEER T24 2022 | MBT | Kitchen |  |  |  | RestaurantInfiltration
DEER T24 2022 | MBT | Laboratory |  |  |  | LaboratoryInfiltration
DEER T24 2022 | MBT | LobbyWaiting |  |  |  | AssemblyInfiltration
DEER T24 2022 | MBT | MechElecRoom |  |  |  | WarehouseInfiltration
DEER T24 2022 | MBT | OfficeOpen |  |  |  | OfficeInfiltration
DEER T24 2022 | MBT | OfficeSmall |  |  |  | OfficeInfiltration
DEER T24 2022 | MBT | Restroom |  |  |  | OfficeInfiltration
DEER T24 2022 | MBT | StorageSmlCond |  |  |  | OfficeInfiltration
DEER T24 2022 | MBT | Work |  |  |  | ManufacturingInfiltration
DEER T24 2022 | MFm | ResPublicArea |  |  |  | D_MFm_All_C_Inf_Yr
DEER T24 2022 | MFm | ResBedroom |  | 0.223 |  | MidriseApartment Infil
DEER T24 2022 | MFm | ResLiving |  | 0.223 |  | MidriseApartment Infil
DEER T24 2022 | MLI | Break |  |  |  | AssemblyInfiltration
DEER T24 2022 | MLI | CorridorStairway |  |  |  | OfficeInfiltration
DEER T24 2022 | MLI | LobbyWaiting |  |  |  | AssemblyInfiltration
DEER T24 2022 | MLI | MechElecRoom |  |  |  | WarehouseInfiltration
DEER T24 2022 | MLI | OfficeGeneral |  |  |  | OfficeInfiltration
DEER T24 2022 | MLI | Restroom |  |  |  | OfficeInfiltration
DEER T24 2022 | MLI | RetailSales |  |  |  | RetailInfiltration
DEER T24 2022 | MLI | StockRoom |  |  |  | WarehouseInfiltration
DEER T24 2022 | MLI | Work |  |  |  | ManufacturingInfiltration
DEER T24 2022 | Mtl | Break |  |  |  | AssemblyInfiltration
DEER T24 2022 | Mtl | GuestRmCorrid |  |  |  | OfficeInfiltration
DEER T24 2022 | Mtl | GuestRmOcc |  |  |  | ResidentialLivingInfiltration
DEER T24 2022 | Mtl | GuestRmUnOcc |  |  |  | ResidentialLivingInfiltration
DEER T24 2022 | Mtl | Laundry |  |  |  | ResidentialCommonInfiltration
DEER T24 2022 | Mtl | MechElecRoom |  |  |  | WarehouseInfiltration
DEER T24 2022 | Mtl | OfficeGeneral |  |  |  | OfficeInfiltration
DEER T24 2022 | Mtl | Restroom |  |  |  | OfficeInfiltration
DEER T24 2022 | Mtl | StorageSmlCond |  |  |  | OfficeInfiltration
DEER T24 2022 | Nrs | CorridorStairway |  |  |  | OfficeInfiltration
DEER T24 2022 | Nrs | Dining |  |  |  | RestaurantInfiltration
DEER T24 2022 | Nrs | Kitchen |  |  |  | RestaurantInfiltration
DEER T24 2022 | Nrs | Laundry |  |  |  | ResidentialCommonInfiltration
DEER T24 2022 | Nrs | LobbyWaiting |  |  |  | AssemblyInfiltration
DEER T24 2022 | Nrs | MechElecRoom |  |  |  | WarehouseInfiltration
DEER T24 2022 | Nrs | OfficeGeneral |  |  |  | OfficeInfiltration
DEER T24 2022 | Nrs | PatientRoom |  |  |  | HealthInfiltration
DEER T24 2022 | Nrs | Restroom |  |  |  | OfficeInfiltration
DEER T24 2022 | Nrs | StorageSmlCond |  |  |  | OfficeInfiltration
DEER T24 2022 | OfL | Break |  |  |  | AssemblyInfiltration
DEER T24 2022 | OfL | Conference |  |  |  | AssemblyInfiltration
DEER T24 2022 | OfL | CopyRoom |  |  |  | OfficeInfiltration
DEER T24 2022 | OfL | CorridorStairway |  |  |  | OfficeInfiltration
DEER T24 2022 | OfL | LobbyWaiting |  |  |  | AssemblyInfiltration
DEER T24 2022 | OfL | MechElecRoom |  |  |  | WarehouseInfiltration
DEER T24 2022 | OfL | OfficeOpen |  |  |  | OfficeInfiltration
DEER T24 2022 | OfL | OfficeSmall |  |  |  | OfficeInfiltration
DEER T24 2022 | OfL | Restroom |  |  |  | OfficeInfiltration
DEER T24 2022 | OfL | StorageSmlCond |  |  |  | OfficeInfiltration
DEER T24 2022 | OfS | Break |  |  |  | AssemblyInfiltration
DEER T24 2022 | OfS | CompRoomData |  |  |  | DataInfiltration
DEER T24 2022 | OfS | Conference |  |  |  | AssemblyInfiltration
DEER T24 2022 | OfS | CopyRoom |  |  |  | OfficeInfiltration
DEER T24 2022 | OfS | Hall |  |  |  | OfficeInfiltration
DEER T24 2022 | OfS | LobbyWaiting |  |  |  | AssemblyInfiltration
DEER T24 2022 | OfS | MechElecRoom |  |  |  | WarehouseInfiltration
DEER T24 2022 | OfS | OfficeOpen |  |  |  | OfficeInfiltration
DEER T24 2022 | OfS | OfficeSmall |  |  |  | OfficeInfiltration
DEER T24 2022 | OfS | Restroom |  |  |  | OfficeInfiltration
DEER T24 2022 | OfS | StorageSmlCond |  |  |  | OfficeInfiltration
DEER T24 2022 | RFF | CorridorStairway |  |  |  | OfficeInfiltration
DEER T24 2022 | RFF | Dining |  |  |  | RestaurantInfiltration
DEER T24 2022 | RFF | Kitchen |  |  |  | RestaurantInfiltration
DEER T24 2022 | RFF | LobbyWaiting |  |  |  | AssemblyInfiltration
DEER T24 2022 | RFF | OfficeGeneral |  |  |  | OfficeInfiltration
DEER T24 2022 | RFF | Restroom |  |  |  | OfficeInfiltration
DEER T24 2022 | RFF | StockRoom |  |  |  | WarehouseInfiltration
DEER T24 2022 | RSD | CorridorStairway |  |  |  | OfficeInfiltration
DEER T24 2022 | RSD | Dining |  |  |  | RestaurantInfiltration
DEER T24 2022 | RSD | Kitchen |  |  |  | RestaurantInfiltration
DEER T24 2022 | RSD | LobbyWaiting |  |  |  | AssemblyInfiltration
DEER T24 2022 | RSD | OfficeGeneral |  |  |  | OfficeInfiltration
DEER T24 2022 | RSD | Restroom |  |  |  | OfficeInfiltration
DEER T24 2022 | RSD | StockRoom |  |  |  | WarehouseInfiltration
DEER T24 2022 | Rt3 | Break |  |  |  | AssemblyInfiltration
DEER T24 2022 | Rt3 | CorridorStairway |  |  |  | OfficeInfiltration
DEER T24 2022 | Rt3 | MechElecRoom |  |  |  | WarehouseInfiltration
DEER T24 2022 | Rt3 | OfficeGeneral |  |  |  | OfficeInfiltration
DEER T24 2022 | Rt3 | Restroom |  |  |  | OfficeInfiltration
DEER T24 2022 | Rt3 | RetailSales |  |  |  | RetailInfiltration
DEER T24 2022 | Rt3 | StockRoom |  |  |  | WarehouseInfiltration
DEER T24 2022 | Rt3 | Work |  |  |  | ManufacturingInfiltration
DEER T24 2022 | RtL | Break |  |  |  | AssemblyInfiltration
DEER T24 2022 | RtL | Kitchen |  |  |  | RestaurantInfiltration
DEER T24 2022 | RtL | MechElecRoom |  |  |  | WarehouseInfiltration
DEER T24 2022 | RtL | OfficeGeneral |  |  |  | OfficeInfiltration
DEER T24 2022 | RtL | Restroom |  |  |  | OfficeInfiltration
DEER T24 2022 | RtL | RetailSales |  |  |  | RetailInfiltration
DEER T24 2022 | RtL | StockRoom |  |  |  | WarehouseInfiltration
DEER T24 2022 | RtL | Work |  |  |  | ManufacturingInfiltration
DEER T24 2022 | RtS | Break |  |  |  | AssemblyInfiltration
DEER T24 2022 | RtS | Hall |  |  |  | OfficeInfiltration
DEER T24 2022 | RtS | MechElecRoom |  |  |  | WarehouseInfiltration
DEER T24 2022 | RtS | OfficeGeneral |  |  |  | OfficeInfiltration
DEER T24 2022 | RtS | Restroom |  |  |  | OfficeInfiltration
DEER T24 2022 | RtS | RetailSales |  |  |  | RetailInfiltration
DEER T24 2022 | RtS | StockRoom |  |  |  | WarehouseInfiltration
DEER T24 2022 | SCn | Break |  |  |  | AssemblyInfiltration
DEER T24 2022 | SCn | Hall |  |  |  | OfficeInfiltration
DEER T24 2022 | SCn | OfficeGeneral |  |  |  | OfficeInfiltration
DEER T24 2022 | SCn | Restroom |  |  |  | OfficeInfiltration
DEER T24 2022 | SCn | WarehouseCond |  |  |  | WarehouseInfiltration
DEER T24 2022 | SUn | OfficeGeneral |  |  |  | OfficeInfiltration
DEER T24 2022 | SUn | Restroom |  |  |  | OfficeInfiltration
DEER T24 2022 | SUn | WarehouseUnCond |  |  |  | WarehouseInfiltration
DEER T24 2022 | WRf | IndLoadDock |  |  |  | WarehouseInfiltration
DEER T24 2022 | WRf | MechElecRoom |  |  |  | WarehouseInfiltration
DEER T24 2022 | WRf | OfficeGeneral |  |  |  | OfficeInfiltration
DEER T24 2022 | WRf | RefStorCooler |  |  |  | WarehouseInfiltration
DEER T24 2022 | WRf | RefStorFreezer |  |  |  | WarehouseInfiltration
DEER T24 2022 | WRf | Restroom |  |  |  | OfficeInfiltration

## Space Types Equipment
A Space Type is a set of interior loads and their schedules to represent a specific use-type area in a building
|  |  | Gas Equipment |  |  |  |  | Electric Plug Loads
Template | Building Type | Space Type | Gas Equipment per Area (Btu/hr*ft^2) | Gas Equipment Fraction Latent | Gas Equipment Fraction Radiant | Gas Equipment Fraction Lost | Gas Equipment Schedule | Electric Equipment per Area (W/ft^2) | Electric Equipment Fraction Latent | Electric Equipment Fraction Radiant | Electric Equipment Fraction Lost | Electric Equipment Schedule | Additional Electric Equipment Schedule | Additional Gas Equipment Schedule | Notes
DEER T24 2022 | Any | Plenum
DEER T24 2022 | Asm | Auditorium | [5 empty] | 1 | 0 | 0.2 | 0 | AssemblyReceptacle
DEER T24 2022 | Asm | Classroom | [5 empty] | 1 | 0 | 0.2 | 0 | SchoolReceptacle
DEER T24 2022 | Asm | Conference | [5 empty] | 1 | 0 | 0.2 | 0 | AssemblyReceptacle
DEER T24 2022 | Asm | Dining | [5 empty] | 0.5 | 0 | 0.2 | 0 | RestaurantReceptacle
DEER T24 2022 | Asm | Exhibit | [5 empty] | 1.5 | 0 | 0.2 | 0 | AssemblyReceptacle
DEER T24 2022 | Asm | Hall | [5 empty] | 0 | 0 | 0.2 | 0 | OfficeReceptacle
DEER T24 2022 | Asm | Kitchen | 17.5377 |  | 0.15 |  | RestaurantGasEquip | 1.5 | 0 | 0.2 | 0 | RestaurantReceptacle
DEER T24 2022 | Asm | LobbyWaiting | [5 empty] | 0.5 | 0 | 0.2 | 0 | AssemblyReceptacle
DEER T24 2022 | Asm | MechElecRoom | [5 empty] | 3 | 0 | 0.2 | 0 | WarehouseReceptacle
DEER T24 2022 | Asm | OfficeGeneral | [5 empty] | 1.5 | 0 | 0.2 | 0 | OfficeReceptacle
DEER T24 2022 | Asm | RelWorship | [5 empty] | 0.5 | 0 | 0.2 | 0 | AssemblyReceptacle
DEER T24 2022 | Asm | Restroom | [5 empty] | 0 | 0 | 0.2 | 0 | OfficeReceptacle
DEER T24 2022 | Asm | RetailSales | [5 empty] | 1 | 0 | 0.2 | 0 | RetailReceptacle
DEER T24 2022 | Asm | StockRoom | [5 empty] | 0.5 | 0 | 0.2 | 0 | WarehouseReceptacle
DEER T24 2022 | ECC | Classroom | [5 empty] | 1 | 0 | 0.2 | 0 | SchoolReceptacle
DEER T24 2022 | ECC | CompRoomClassRm | [5 empty] | 1 | 0 | 0.2 | 0 | SchoolReceptacle
DEER T24 2022 | ECC | Conference | [5 empty] | 1 | 0 | 0.2 | 0 | AssemblyReceptacle
DEER T24 2022 | ECC | CorridorStairway | [5 empty] | 0 | 0 | 0.2 | 0 | OfficeReceptacle
DEER T24 2022 | ECC | Dining | [5 empty] | 0.5 | 0 | 0.2 | 0 | RestaurantReceptacle
DEER T24 2022 | ECC | Gymnasium | [5 empty] | 0.5 | 0 | 0.2 | 0 | RetailReceptacle
DEER T24 2022 | ECC | Kitchen | 17.5377 |  | 0.15 |  | RestaurantGasEquip | 1.5 | 0 | 0.2 | 0 | RestaurantReceptacle
DEER T24 2022 | ECC | LibraryReading | [5 empty] | 1.5 | 0 | 0.2 | 0 | OfficeReceptacle
DEER T24 2022 | ECC | MechElecRoom | [5 empty] | 3 | 0 | 0.2 | 0 | WarehouseReceptacle
DEER T24 2022 | ECC | OfficeGeneral | [5 empty] | 1.5 | 0 | 0.2 | 0 | OfficeReceptacle
DEER T24 2022 | ECC | Restroom | [5 empty] | 0 | 0 | 0.2 | 0 | OfficeReceptacle
DEER T24 2022 | ECC | Shop | [5 empty] | 1 | 0 | 0.2 | 0 | ManufacturingReceptacle
DEER T24 2022 | ECC | StorageSmlCond | [5 empty] | 1 | 0 | 0.2 | 0 | OfficeReceptacle
DEER T24 2022 | EPr | Classroom | [5 empty] | 1 | 0 | 0.2 | 0 | SchoolReceptacle
DEER T24 2022 | EPr | CompRoomClassRm | [5 empty] | 1 | 0 | 0.2 | 0 | SchoolReceptacle
DEER T24 2022 | EPr | CorridorStairway | [5 empty] | 0 | 0 | 0.2 | 0 | OfficeReceptacle
DEER T24 2022 | EPr | Dining | [5 empty] | 0.5 | 0 | 0.2 | 0 | RestaurantReceptacle
DEER T24 2022 | EPr | Gymnasium | [5 empty] | 0.5 | 0 | 0.2 | 0 | RetailReceptacle
DEER T24 2022 | EPr | Kitchen | 17.5377 |  | 0.15 |  | RestaurantGasEquip | 1.5 | 0 | 0.2 | 0 | RestaurantReceptacle
DEER T24 2022 | EPr | LibraryReading | [5 empty] | 1.5 | 0 | 0.2 | 0 | OfficeReceptacle
DEER T24 2022 | EPr | Lobby | [5 empty] | 0.5 | 0 | 0.2 | 0 | AssemblyReceptacle
DEER T24 2022 | EPr | OfficeGeneral | [5 empty] | 1.5 | 0 | 0.2 | 0 | OfficeReceptacle
DEER T24 2022 | EPr | Restroom | [5 empty] | 0 | 0 | 0.2 | 0 | OfficeReceptacle
DEER T24 2022 | EPr | StorageSmlCond | [5 empty] | 1 | 0 | 0.2 | 0 | OfficeReceptacle
DEER T24 2022 | ERC | Classroom | [5 empty] | 1 | 0 | 0.2 | 0 | SchoolReceptacle
DEER T24 2022 | ESe | Classroom | [5 empty] | 1 | 0 | 0.2 | 0 | SchoolReceptacle
DEER T24 2022 | ESe | CompRoomClassRm | [5 empty] | 1 | 0 | 0.2 | 0 | SchoolReceptacle
DEER T24 2022 | ESe | Conference | [5 empty] | 1 | 0 | 0.2 | 0 | AssemblyReceptacle
DEER T24 2022 | ESe | CorridorStairway | [5 empty] | 0 | 0 | 0.2 | 0 | OfficeReceptacle
DEER T24 2022 | ESe | Dining | [5 empty] | 0.5 | 0 | 0.2 | 0 | RestaurantReceptacle
DEER T24 2022 | ESe | Gymnasium | [5 empty] | 0.5 | 0 | 0.2 | 0 | RetailReceptacle
DEER T24 2022 | ESe | Kitchen | 17.5377 |  | 0.15 |  | RestaurantGasEquip | 1.5 | 0 | 0.2 | 0 | RestaurantReceptacle
DEER T24 2022 | ESe | LibraryReading | [5 empty] | 1.5 | 0 | 0.2 | 0 | OfficeReceptacle
DEER T24 2022 | ESe | MechElecRoom | [5 empty] | 3 | 0 | 0.2 | 0 | WarehouseReceptacle
DEER T24 2022 | ESe | OfficeGeneral | [5 empty] | 1.5 | 0 | 0.2 | 0 | OfficeReceptacle
DEER T24 2022 | ESe | Restroom | [5 empty] | 0 | 0 | 0.2 | 0 | OfficeReceptacle
DEER T24 2022 | ESe | Shop | [5 empty] | 1 | 0 | 0.2 | 0 | ManufacturingReceptacle
DEER T24 2022 | ESe | StorageSmlCond | [5 empty] | 1 | 0 | 0.2 | 0 | OfficeReceptacle
DEER T24 2022 | EUn | Auditorium | [5 empty] | 1 | 0 | 0.2 | 0 | AssemblyReceptacle
DEER T24 2022 | EUn | Classroom | [5 empty] | 1 | 0 | 0.2 | 0 | SchoolReceptacle
DEER T24 2022 | EUn | CompRoomClassRm | [5 empty] | 1 | 0 | 0.2 | 0 | SchoolReceptacle
DEER T24 2022 | EUn | Conference | [5 empty] | 1 | 0 | 0.2 | 0 | AssemblyReceptacle
DEER T24 2022 | EUn | CorridorStairway | [5 empty] | 0 | 0 | 0.2 | 0 | OfficeReceptacle
DEER T24 2022 | EUn | Dining | [5 empty] | 0.5 | 0 | 0.2 | 0 | RestaurantReceptacle
DEER T24 2022 | EUn | DormitoryRoom | [5 empty] | 1 | 0 | 0.2 | 0 | OfficeReceptacle
DEER T24 2022 | EUn | FacMaint | [5 empty] | 1 | 0 | 0.2 | 0 | OfficeReceptacle
DEER T24 2022 | EUn | Gymnasium | [5 empty] | 0.5 | 0 | 0.2 | 0 | RetailReceptacle
DEER T24 2022 | EUn | Kitchen | 17.5377 |  | 0.15 |  | RestaurantGasEquip | 1.5 | 0 | 0.2 | 0 | RestaurantReceptacle
DEER T24 2022 | EUn | LibraryReading | [5 empty] | 1.5 | 0 | 0.2 | 0 | OfficeReceptacle
DEER T24 2022 | EUn | LoungeArea | [5 empty] | 1 | 0 | 0.2 | 0 | AssemblyReceptacle
DEER T24 2022 | EUn | OfficeGeneral | [5 empty] | 1.5 | 0 | 0.2 | 0 | OfficeReceptacle
DEER T24 2022 | EUn | Restroom | [5 empty] | 0 | 0 | 0.2 | 0 | OfficeReceptacle
DEER T24 2022 | EUn | StorageSmlCond | [5 empty] | 1 | 0 | 0.2 | 0 | OfficeReceptacle
DEER T24 2022 | Gro | CorridorStairway | [5 empty] | 0 | 0 | 0.2 | 0 | OfficeReceptacle
DEER T24 2022 | Gro | GrocSales | [5 empty] | 1 | 0 | 0.2 | 0 | RetailReceptacle
DEER T24 2022 | Gro | IndLoadDock | [5 empty] | 0.5 | 0 | 0.2 | 0 | WarehouseReceptacle
DEER T24 2022 | Gro | Kitchen | 17.5377 |  | 0.15 |  | RestaurantGasEquip | 1.5 | 0 | 0.2 | 0 | RestaurantReceptacle
DEER T24 2022 | Gro | MechElecRoom | [5 empty] | 3 | 0 | 0.2 | 0 | WarehouseReceptacle
DEER T24 2022 | Gro | OfficeGeneral | [5 empty] | 1.5 | 0 | 0.2 | 0 | OfficeReceptacle
DEER T24 2022 | Gro | RefFoodPrep | 17.5377 |  | 0.15 |  | RestaurantGasEquip | 1.5 | 0 | 0.2 | 0 | RestaurantReceptacle
DEER T24 2022 | Gro | RefWalkInCool | [5 empty] | 0.2 | 0 | 0.2 | 0 | WarehouseReceptacle
DEER T24 2022 | Gro | RefWalkInFreeze | [5 empty] | 0.2 | 0 | 0.2 | 0 | WarehouseReceptacle
DEER T24 2022 | Gro | Restroom | [5 empty] | 0 | 0 | 0.2 | 0 | OfficeReceptacle
DEER T24 2022 | Gro | StockRoom | [5 empty] | 0.5 | 0 | 0.2 | 0 | WarehouseReceptacle
DEER T24 2022 | Hsp | Dining | [5 empty] | 0.5 | 0 | 0.2 | 0 | RestaurantReceptacle
DEER T24 2022 | Hsp | FacMaint | [5 empty] | 1 | 0 | 0.2 | 0 | OfficeReceptacle
DEER T24 2022 | Hsp | Hall | [5 empty] | 0 | 0 | 0.2 | 0 | OfficeReceptacle
DEER T24 2022 | Hsp | HspNursing | [5 empty] | 1.5 | 0 | 0.2 | 0 | HealthReceptacle
DEER T24 2022 | Hsp | HspSurgOutptLab | [5 empty] | 1.5 | 0 | 0.2 | 0 | HealthReceptacle
DEER T24 2022 | Hsp | Kitchen | 17.5377 |  | 0.15 |  | RestaurantGasEquip | 1.5 | 0 | 0.2 | 0 | RestaurantReceptacle
DEER T24 2022 | Hsp | LobbyWaiting | [5 empty] | 0.5 | 0 | 0.2 | 0 | AssemblyReceptacle
DEER T24 2022 | Hsp | OfficeGeneral | [5 empty] | 1.5 | 0 | 0.2 | 0 | OfficeReceptacle
DEER T24 2022 | Hsp | PatientRoom | [5 empty] | 1.5 | 0 | 0.2 | 0 | HealthReceptacle
DEER T24 2022 | Hsp | Restroom | [5 empty] | 0 | 0 | 0.2 | 0 | OfficeReceptacle
DEER T24 2022 | Hsp | RetailSales | [5 empty] | 1 | 0 | 0.2 | 0 | RetailReceptacle
DEER T24 2022 | Hsp | StockRoom | [5 empty] | 0.5 | 0 | 0.2 | 0 | WarehouseReceptacle
DEER T24 2022 | Htl | BarCasino | [5 empty] | 0.5 | 0 | 0.2 | 0 | RestaurantReceptacle
DEER T24 2022 | Htl | Dining | [5 empty] | 0.5 | 0 | 0.2 | 0 | RestaurantReceptacle
DEER T24 2022 | Htl | GuestRmCorrid | [5 empty] | 0 | 0 | 0.2 | 0 | OfficeReceptacle
DEER T24 2022 | Htl | GuestRmOcc | [5 empty] | 0.5 | 0 | 0.2 | 0 | ResidentialLivingReceptacle
DEER T24 2022 | Htl | GuestRmUnOcc | [5 empty] | 0.5 | 0 | 0.2 | 0 | ResidentialLivingReceptacle
DEER T24 2022 | Htl | HotelLobby | [5 empty] | 0.5 | 0 | 0.2 | 0 | AssemblyReceptacle
DEER T24 2022 | Htl | Kitchen | 17.5377 |  | 0.15 |  | RestaurantGasEquip | 1.5 | 0 | 0.2 | 0 | RestaurantReceptacle
DEER T24 2022 | Htl | Laundry | 0.75064 |  | 0.15 |  | ResidentialCommonGasEquip | 3 | 0 | 0.2 | 0 | ResidentialCommonReceptacle
DEER T24 2022 | Htl | OfficeGeneral | [5 empty] | 1.5 | 0 | 0.2 | 0 | OfficeReceptacle
DEER T24 2022 | Htl | Restroom | [5 empty] | 0 | 0 | 0.2 | 0 | OfficeReceptacle
DEER T24 2022 | Htl | StockRoom | [5 empty] | 0.5 | 0 | 0.2 | 0 | WarehouseReceptacle
DEER T24 2022 | MBT | Break | [5 empty] | 1 | 0 | 0.2 | 0 | AssemblyReceptacle
DEER T24 2022 | MBT | CompRoomData | [5 empty] | 0 | 0 | 0.2 | 0 | DataReceptacle
DEER T24 2022 | MBT | Conference | [5 empty] | 1 | 0 | 0.2 | 0 | AssemblyReceptacle
DEER T24 2022 | MBT | CorridorStairway | [5 empty] | 0 | 0 | 0.2 | 0 | OfficeReceptacle
DEER T24 2022 | MBT | Dining | [5 empty] | 0.5 | 0 | 0.2 | 0 | RestaurantReceptacle
DEER T24 2022 | MBT | Kitchen | 17.5377 |  | 0.15 |  | RestaurantGasEquip | 1.5 | 0 | 0.2 | 0 | RestaurantReceptacle
DEER T24 2022 | MBT | Laboratory | 12.6926 |  | 0.15 |  | LaboratoryGasEquip | 2 | 0 | 0.2 | 0 | LaboratoryReceptacle
DEER T24 2022 | MBT | LobbyWaiting | [5 empty] | 0.5 | 0 | 0.2 | 0 | AssemblyReceptacle
DEER T24 2022 | MBT | MechElecRoom | [5 empty] | 3 | 0 | 0.2 | 0 | WarehouseReceptacle
DEER T24 2022 | MBT | OfficeOpen | [5 empty] | 1.5 | 0 | 0.2 | 0 | OfficeReceptacle
DEER T24 2022 | MBT | OfficeSmall | [5 empty] | 1.5 | 0 | 0.2 | 0 | OfficeReceptacle
DEER T24 2022 | MBT | Restroom | [5 empty] | 0 | 0 | 0.2 | 0 | OfficeReceptacle
DEER T24 2022 | MBT | StorageSmlCond | [5 empty] | 1 | 0 | 0.2 | 0 | OfficeReceptacle
DEER T24 2022 | MBT | Work | [5 empty] | 1 | 0 | 0.2 | 0 | ManufacturingReceptacle
DEER T24 2022 | MFm | ResPublicArea | [5 empty] | 0.1 | 0 | 0.2 | 0 | D_MFm_MFPub_Plugs_Yr
DEER T24 2022 | MFm | ResBedroom | [5 empty] | 0.5 | 0 | 0.2 | 0 | ApartmentMidRise EQP_APT_SCH |  |  | Stubbed in from 90.1 Midrise data as temp fix for missing data in MASControl2
DEER T24 2022 | MFm | ResLiving | [5 empty] | 0.5 | 0 | 0.2 | 0 | ApartmentMidRise EQP_APT_SCH |  |  | Stubbed in from 90.1 Midrise data as temp fix for missing data in MASControl2
DEER T24 2022 | MLI | Break | [5 empty] | 1 | 0 | 0.2 | 0 | AssemblyReceptacle
DEER T24 2022 | MLI | CorridorStairway | [5 empty] | 0 | 0 | 0.2 | 0 | OfficeReceptacle
DEER T24 2022 | MLI | LobbyWaiting | [5 empty] | 0.5 | 0 | 0.2 | 0 | AssemblyReceptacle
DEER T24 2022 | MLI | MechElecRoom | [5 empty] | 3 | 0 | 0.2 | 0 | WarehouseReceptacle
DEER T24 2022 | MLI | OfficeGeneral | [5 empty] | 1.5 | 0 | 0.2 | 0 | OfficeReceptacle
DEER T24 2022 | MLI | Restroom | [5 empty] | 0 | 0 | 0.2 | 0 | OfficeReceptacle
DEER T24 2022 | MLI | RetailSales | [5 empty] | 1 | 0 | 0.2 | 0 | RetailReceptacle
DEER T24 2022 | MLI | StockRoom | [5 empty] | 0.5 | 0 | 0.2 | 0 | WarehouseReceptacle
DEER T24 2022 | MLI | Work | [5 empty] | 1 | 0 | 0.2 | 0 | ManufacturingReceptacle
DEER T24 2022 | Mtl | Break | [5 empty] | 1 | 0 | 0.2 | 0 | AssemblyReceptacle
DEER T24 2022 | Mtl | GuestRmCorrid | [5 empty] | 0 | 0 | 0.2 | 0 | OfficeReceptacle
DEER T24 2022 | Mtl | GuestRmOcc | [5 empty] | 0.5 | 0 | 0.2 | 0 | ResidentialLivingReceptacle
DEER T24 2022 | Mtl | GuestRmUnOcc | [5 empty] | 0.5 | 0 | 0.2 | 0 | ResidentialLivingReceptacle
DEER T24 2022 | Mtl | Laundry | 0.75064 |  | 0.15 |  | ResidentialCommonGasEquip | 3 | 0 | 0.2 | 0 | ResidentialCommonReceptacle
DEER T24 2022 | Mtl | MechElecRoom | [5 empty] | 3 | 0 | 0.2 | 0 | WarehouseReceptacle
DEER T24 2022 | Mtl | OfficeGeneral | [5 empty] | 1.5 | 0 | 0.2 | 0 | OfficeReceptacle
DEER T24 2022 | Mtl | Restroom | [5 empty] | 0 | 0 | 0.2 | 0 | OfficeReceptacle
DEER T24 2022 | Mtl | StorageSmlCond | [5 empty] | 1 | 0 | 0.2 | 0 | OfficeReceptacle
DEER T24 2022 | Nrs | CorridorStairway | [5 empty] | 0 | 0 | 0.2 | 0 | OfficeReceptacle
DEER T24 2022 | Nrs | Dining | [5 empty] | 0.5 | 0 | 0.2 | 0 | RestaurantReceptacle
DEER T24 2022 | Nrs | Kitchen | 17.5377 |  | 0.15 |  | RestaurantGasEquip | 1.5 | 0 | 0.2 | 0 | RestaurantReceptacle
DEER T24 2022 | Nrs | Laundry | 0.75064 |  | 0.15 |  | ResidentialCommonGasEquip | 3 | 0 | 0.2 | 0 | ResidentialCommonReceptacle
DEER T24 2022 | Nrs | LobbyWaiting | [5 empty] | 0.5 | 0 | 0.2 | 0 | AssemblyReceptacle
DEER T24 2022 | Nrs | MechElecRoom | [5 empty] | 3 | 0 | 0.2 | 0 | WarehouseReceptacle
DEER T24 2022 | Nrs | OfficeGeneral | [5 empty] | 1.5 | 0 | 0.2 | 0 | OfficeReceptacle
DEER T24 2022 | Nrs | PatientRoom | [5 empty] | 1.5 | 0 | 0.2 | 0 | HealthReceptacle
DEER T24 2022 | Nrs | Restroom | [5 empty] | 0 | 0 | 0.2 | 0 | OfficeReceptacle
DEER T24 2022 | Nrs | StorageSmlCond | [5 empty] | 1 | 0 | 0.2 | 0 | OfficeReceptacle
DEER T24 2022 | OfL | Break | [5 empty] | 1 | 0 | 0.2 | 0 | AssemblyReceptacle
DEER T24 2022 | OfL | Conference | [5 empty] | 1 | 0 | 0.2 | 0 | AssemblyReceptacle
DEER T24 2022 | OfL | CopyRoom | [5 empty] | 1 | 0 | 0.2 | 0 | OfficeReceptacle
DEER T24 2022 | OfL | CorridorStairway | [5 empty] | 0 | 0 | 0.2 | 0 | OfficeReceptacle
DEER T24 2022 | OfL | LobbyWaiting | [5 empty] | 0.5 | 0 | 0.2 | 0 | AssemblyReceptacle
DEER T24 2022 | OfL | MechElecRoom | [5 empty] | 3 | 0 | 0.2 | 0 | WarehouseReceptacle
DEER T24 2022 | OfL | OfficeOpen | [5 empty] | 1.5 | 0 | 0.2 | 0 | OfficeReceptacle
DEER T24 2022 | OfL | OfficeSmall | [5 empty] | 1.5 | 0 | 0.2 | 0 | OfficeReceptacle
DEER T24 2022 | OfL | Restroom | [5 empty] | 0 | 0 | 0.2 | 0 | OfficeReceptacle
DEER T24 2022 | OfL | StorageSmlCond | [5 empty] | 1 | 0 | 0.2 | 0 | OfficeReceptacle
DEER T24 2022 | OfS | Break | [5 empty] | 1 | 0 | 0.2 | 0 | AssemblyReceptacle
DEER T24 2022 | OfS | CompRoomData | [5 empty] | 0 | 0 | 0.2 | 0 | DataReceptacle
DEER T24 2022 | OfS | Conference | [5 empty] | 1 | 0 | 0.2 | 0 | AssemblyReceptacle
DEER T24 2022 | OfS | CopyRoom | [5 empty] | 1 | 0 | 0.2 | 0 | OfficeReceptacle
DEER T24 2022 | OfS | Hall | [5 empty] | 0 | 0 | 0.2 | 0 | OfficeReceptacle
DEER T24 2022 | OfS | LobbyWaiting | [5 empty] | 0.5 | 0 | 0.2 | 0 | AssemblyReceptacle
DEER T24 2022 | OfS | MechElecRoom | [5 empty] | 3 | 0 | 0.2 | 0 | WarehouseReceptacle
DEER T24 2022 | OfS | OfficeOpen | [5 empty] | 1.5 | 0 | 0.2 | 0 | OfficeReceptacle
DEER T24 2022 | OfS | OfficeSmall | [5 empty] | 1.5 | 0 | 0.2 | 0 | OfficeReceptacle
DEER T24 2022 | OfS | Restroom | [5 empty] | 0 | 0 | 0.2 | 0 | OfficeReceptacle
DEER T24 2022 | OfS | StorageSmlCond | [5 empty] | 1 | 0 | 0.2 | 0 | OfficeReceptacle
DEER T24 2022 | RFF | CorridorStairway | [5 empty] | 0 | 0 | 0.2 | 0 | OfficeReceptacle
DEER T24 2022 | RFF | Dining | [5 empty] | 0.5 | 0 | 0.2 | 0 | RestaurantReceptacle
DEER T24 2022 | RFF | Kitchen | 17.5377 |  | 0.15 |  | RestaurantGasEquip | 1.5 | 0 | 0.2 | 0 | RestaurantReceptacle
DEER T24 2022 | RFF | LobbyWaiting | [5 empty] | 0.5 | 0 | 0.2 | 0 | AssemblyReceptacle
DEER T24 2022 | RFF | OfficeGeneral | [5 empty] | 1.5 | 0 | 0.2 | 0 | OfficeReceptacle
DEER T24 2022 | RFF | Restroom | [5 empty] | 0 | 0 | 0.2 | 0 | OfficeReceptacle
DEER T24 2022 | RFF | StockRoom | [5 empty] | 0.5 | 0 | 0.2 | 0 | WarehouseReceptacle
DEER T24 2022 | RSD | CorridorStairway | [5 empty] | 0 | 0 | 0.2 | 0 | OfficeReceptacle
DEER T24 2022 | RSD | Dining | [5 empty] | 0.5 | 0 | 0.2 | 0 | RestaurantReceptacle
DEER T24 2022 | RSD | Kitchen | 17.5377 |  | 0.15 |  | RestaurantGasEquip | 1.5 | 0 | 0.2 | 0 | RestaurantReceptacle
DEER T24 2022 | RSD | LobbyWaiting | [5 empty] | 0.5 | 0 | 0.2 | 0 | AssemblyReceptacle
DEER T24 2022 | RSD | OfficeGeneral | [5 empty] | 1.5 | 0 | 0.2 | 0 | OfficeReceptacle
DEER T24 2022 | RSD | Restroom | [5 empty] | 0 | 0 | 0.2 | 0 | OfficeReceptacle
DEER T24 2022 | RSD | StockRoom | [5 empty] | 0.5 | 0 | 0.2 | 0 | WarehouseReceptacle
DEER T24 2022 | Rt3 | Break | [5 empty] | 1 | 0 | 0.2 | 0 | AssemblyReceptacle
DEER T24 2022 | Rt3 | CorridorStairway | [5 empty] | 0 | 0 | 0.2 | 0 | OfficeReceptacle
DEER T24 2022 | Rt3 | MechElecRoom | [5 empty] | 3 | 0 | 0.2 | 0 | WarehouseReceptacle
DEER T24 2022 | Rt3 | OfficeGeneral | [5 empty] | 1.5 | 0 | 0.2 | 0 | OfficeReceptacle
DEER T24 2022 | Rt3 | Restroom | [5 empty] | 0 | 0 | 0.2 | 0 | OfficeReceptacle
DEER T24 2022 | Rt3 | RetailSales | [5 empty] | 1 | 0 | 0.2 | 0 | RetailReceptacle
DEER T24 2022 | Rt3 | StockRoom | [5 empty] | 0.5 | 0 | 0.2 | 0 | WarehouseReceptacle
DEER T24 2022 | Rt3 | Work | [5 empty] | 1 | 0 | 0.2 | 0 | ManufacturingReceptacle
DEER T24 2022 | RtL | Break | [5 empty] | 1 | 0 | 0.2 | 0 | AssemblyReceptacle
DEER T24 2022 | RtL | Kitchen | 17.5377 |  | 0.15 |  | RestaurantGasEquip | 1.5 | 0 | 0.2 | 0 | RestaurantReceptacle
DEER T24 2022 | RtL | MechElecRoom | [5 empty] | 3 | 0 | 0.2 | 0 | WarehouseReceptacle
DEER T24 2022 | RtL | OfficeGeneral | [5 empty] | 1.5 | 0 | 0.2 | 0 | OfficeReceptacle
DEER T24 2022 | RtL | Restroom | [5 empty] | 0 | 0 | 0.2 | 0 | OfficeReceptacle
DEER T24 2022 | RtL | RetailSales | [5 empty] | 1 | 0 | 0.2 | 0 | RetailReceptacle
DEER T24 2022 | RtL | StockRoom | [5 empty] | 0.5 | 0 | 0.2 | 0 | WarehouseReceptacle
DEER T24 2022 | RtL | Work | [5 empty] | 1 | 0 | 0.2 | 0 | ManufacturingReceptacle
DEER T24 2022 | RtS | Break | [5 empty] | 1 | 0 | 0.2 | 0 | AssemblyReceptacle
DEER T24 2022 | RtS | Hall | [5 empty] | 0 | 0 | 0.2 | 0 | OfficeReceptacle
DEER T24 2022 | RtS | MechElecRoom | [5 empty] | 3 | 0 | 0.2 | 0 | WarehouseReceptacle
DEER T24 2022 | RtS | OfficeGeneral | [5 empty] | 1.5 | 0 | 0.2 | 0 | OfficeReceptacle
DEER T24 2022 | RtS | Restroom | [5 empty] | 0 | 0 | 0.2 | 0 | OfficeReceptacle
DEER T24 2022 | RtS | RetailSales | [5 empty] | 1 | 0 | 0.2 | 0 | RetailReceptacle
DEER T24 2022 | RtS | StockRoom | [5 empty] | 0.5 | 0 | 0.2 | 0 | WarehouseReceptacle
DEER T24 2022 | SCn | Break | [5 empty] | 1 | 0 | 0.2 | 0 | AssemblyReceptacle
DEER T24 2022 | SCn | Hall | [5 empty] | 0 | 0 | 0.2 | 0 | OfficeReceptacle
DEER T24 2022 | SCn | OfficeGeneral | [5 empty] | 1.5 | 0 | 0.2 | 0 | OfficeReceptacle
DEER T24 2022 | SCn | Restroom | [5 empty] | 0 | 0 | 0.2 | 0 | OfficeReceptacle
DEER T24 2022 | SCn | WarehouseCond | [5 empty] | 0.2 | 0 | 0.2 | 0 | WarehouseReceptacle
DEER T24 2022 | SUn | OfficeGeneral | [5 empty] | 1.5 | 0 | 0.2 | 0 | OfficeReceptacle
DEER T24 2022 | SUn | Restroom | [5 empty] | 0 | 0 | 0.2 | 0 | OfficeReceptacle
DEER T24 2022 | SUn | WarehouseUnCond | [5 empty] | 0.2 | 0 | 0.2 | 0 | WarehouseReceptacle
DEER T24 2022 | WRf | IndLoadDock | [5 empty] | 0.5 | 0 | 0.2 | 0 | WarehouseReceptacle
DEER T24 2022 | WRf | MechElecRoom | [5 empty] | 3 | 0 | 0.2 | 0 | WarehouseReceptacle
DEER T24 2022 | WRf | OfficeGeneral | [5 empty] | 1.5 | 0 | 0.2 | 0 | OfficeReceptacle
DEER T24 2022 | WRf | RefStorCooler | [5 empty] | 0.2 | 0 | 0.2 | 0 | WarehouseReceptacle
DEER T24 2022 | WRf | RefStorFreezer | [5 empty] | 0.2 | 0 | 0.2 | 0 | WarehouseReceptacle
DEER T24 2022 | WRf | Restroom | [5 empty] | 0 | 0 | 0.2 | 0 | OfficeReceptacle

## Space Types Thermostats
A Space Type is a set of interior loads and their schedules to represent a specific use-type area in a building
Thermostats - not currently part of a space type
Template | Building Type | Space Type | Heating Setpoint Schedule | Cooling Setpoint Schedule
DEER T24 2022 | Any | Plenum |  |  | #REF! | #REF!
DEER T24 2022 | Asm | Auditorium | AssemblyHtgSetpt | AssemblyClgSetpt
DEER T24 2022 | Asm | Classroom | SchoolHtgSetpt | SchoolClgSetpt
DEER T24 2022 | Asm | Conference | AssemblyHtgSetpt | AssemblyClgSetpt
DEER T24 2022 | Asm | Dining | RestaurantHtgSetpt | RestaurantClgSetpt
DEER T24 2022 | Asm | Exhibit | AssemblyHtgSetpt | AssemblyClgSetpt
DEER T24 2022 | Asm | Hall | OfficeHtgSetpt | OfficeClgSetpt
DEER T24 2022 | Asm | Kitchen | RestaurantHtgSetpt | RestaurantClgSetpt
DEER T24 2022 | Asm | LobbyWaiting | AssemblyHtgSetpt | AssemblyClgSetpt
DEER T24 2022 | Asm | MechElecRoom | WarehouseHtgSetpt | WarehouseClgSetpt
DEER T24 2022 | Asm | OfficeGeneral | OfficeHtgSetpt | OfficeClgSetpt
DEER T24 2022 | Asm | RelWorship | AssemblyHtgSetpt | AssemblyClgSetpt
DEER T24 2022 | Asm | Restroom | OfficeHtgSetpt | OfficeClgSetpt
DEER T24 2022 | Asm | RetailSales | RetailHtgSetpt | RetailClgSetpt
DEER T24 2022 | Asm | StockRoom | WarehouseHtgSetpt | WarehouseClgSetpt
DEER T24 2022 | ECC | Classroom | SchoolHtgSetpt | SchoolClgSetpt
DEER T24 2022 | ECC | CompRoomClassRm | SchoolHtgSetpt | SchoolClgSetpt
DEER T24 2022 | ECC | Conference | AssemblyHtgSetpt | AssemblyClgSetpt
DEER T24 2022 | ECC | CorridorStairway | OfficeHtgSetpt | OfficeClgSetpt
DEER T24 2022 | ECC | Dining | RestaurantHtgSetpt | RestaurantClgSetpt
DEER T24 2022 | ECC | Gymnasium | RetailHtgSetpt | RetailClgSetpt
DEER T24 2022 | ECC | Kitchen | RestaurantHtgSetpt | RestaurantClgSetpt
DEER T24 2022 | ECC | LibraryReading | OfficeHtgSetpt | OfficeClgSetpt
DEER T24 2022 | ECC | MechElecRoom | WarehouseHtgSetpt | WarehouseClgSetpt
DEER T24 2022 | ECC | OfficeGeneral | OfficeHtgSetpt | OfficeClgSetpt
DEER T24 2022 | ECC | Restroom | OfficeHtgSetpt | OfficeClgSetpt
DEER T24 2022 | ECC | Shop | ManufacturingHtgSetpt | ManufacturingClgSetpt
DEER T24 2022 | ECC | StorageSmlCond | OfficeHtgSetpt | OfficeClgSetpt
DEER T24 2022 | EPr | Classroom | SchoolHtgSetpt | SchoolClgSetpt
DEER T24 2022 | EPr | CompRoomClassRm | SchoolHtgSetpt | SchoolClgSetpt
DEER T24 2022 | EPr | CorridorStairway | OfficeHtgSetpt | OfficeClgSetpt
DEER T24 2022 | EPr | Dining | RestaurantHtgSetpt | RestaurantClgSetpt
DEER T24 2022 | EPr | Gymnasium | RetailHtgSetpt | RetailClgSetpt
DEER T24 2022 | EPr | Kitchen | RestaurantHtgSetpt | RestaurantClgSetpt
DEER T24 2022 | EPr | LibraryReading | OfficeHtgSetpt | OfficeClgSetpt
DEER T24 2022 | EPr | Lobby | AssemblyHtgSetpt | AssemblyClgSetpt
DEER T24 2022 | EPr | OfficeGeneral | OfficeHtgSetpt | OfficeClgSetpt
DEER T24 2022 | EPr | Restroom | OfficeHtgSetpt | OfficeClgSetpt
DEER T24 2022 | EPr | StorageSmlCond | OfficeHtgSetpt | OfficeClgSetpt
DEER T24 2022 | ERC | Classroom | SchoolHtgSetpt | SchoolClgSetpt
DEER T24 2022 | ESe | Classroom | SchoolHtgSetpt | SchoolClgSetpt
DEER T24 2022 | ESe | CompRoomClassRm | SchoolHtgSetpt | SchoolClgSetpt
DEER T24 2022 | ESe | Conference | AssemblyHtgSetpt | AssemblyClgSetpt
DEER T24 2022 | ESe | CorridorStairway | OfficeHtgSetpt | OfficeClgSetpt
DEER T24 2022 | ESe | Dining | RestaurantHtgSetpt | RestaurantClgSetpt
DEER T24 2022 | ESe | Gymnasium | RetailHtgSetpt | RetailClgSetpt
DEER T24 2022 | ESe | Kitchen | RestaurantHtgSetpt | RestaurantClgSetpt
DEER T24 2022 | ESe | LibraryReading | OfficeHtgSetpt | OfficeClgSetpt
DEER T24 2022 | ESe | MechElecRoom | WarehouseHtgSetpt | WarehouseClgSetpt
DEER T24 2022 | ESe | OfficeGeneral | OfficeHtgSetpt | OfficeClgSetpt
DEER T24 2022 | ESe | Restroom | OfficeHtgSetpt | OfficeClgSetpt
DEER T24 2022 | ESe | Shop | ManufacturingHtgSetpt | ManufacturingClgSetpt
DEER T24 2022 | ESe | StorageSmlCond | OfficeHtgSetpt | OfficeClgSetpt
DEER T24 2022 | EUn | Auditorium | AssemblyHtgSetpt | AssemblyClgSetpt
DEER T24 2022 | EUn | Classroom | SchoolHtgSetpt | SchoolClgSetpt
DEER T24 2022 | EUn | CompRoomClassRm | SchoolHtgSetpt | SchoolClgSetpt
DEER T24 2022 | EUn | Conference | AssemblyHtgSetpt | AssemblyClgSetpt
DEER T24 2022 | EUn | CorridorStairway | OfficeHtgSetpt | OfficeClgSetpt
DEER T24 2022 | EUn | Dining | RestaurantHtgSetpt | RestaurantClgSetpt
DEER T24 2022 | EUn | DormitoryRoom | OfficeHtgSetpt | OfficeClgSetpt
DEER T24 2022 | EUn | FacMaint | OfficeHtgSetpt | OfficeClgSetpt
DEER T24 2022 | EUn | Gymnasium | RetailHtgSetpt | RetailClgSetpt
DEER T24 2022 | EUn | Kitchen | RestaurantHtgSetpt | RestaurantClgSetpt
DEER T24 2022 | EUn | LibraryReading | OfficeHtgSetpt | OfficeClgSetpt
DEER T24 2022 | EUn | LoungeArea | AssemblyHtgSetpt | AssemblyClgSetpt
DEER T24 2022 | EUn | OfficeGeneral | OfficeHtgSetpt | OfficeClgSetpt
DEER T24 2022 | EUn | Restroom | OfficeHtgSetpt | OfficeClgSetpt
DEER T24 2022 | EUn | StorageSmlCond | OfficeHtgSetpt | OfficeClgSetpt
DEER T24 2022 | Gro | CorridorStairway | OfficeHtgSetpt | OfficeClgSetpt
DEER T24 2022 | Gro | GrocSales | RetailHtgSetpt | RetailClgSetpt
DEER T24 2022 | Gro | IndLoadDock | WarehouseHtgSetpt | WarehouseClgSetpt
DEER T24 2022 | Gro | Kitchen | RestaurantHtgSetpt | RestaurantClgSetpt
DEER T24 2022 | Gro | MechElecRoom | WarehouseHtgSetpt | WarehouseClgSetpt
DEER T24 2022 | Gro | OfficeGeneral | OfficeHtgSetpt | OfficeClgSetpt
DEER T24 2022 | Gro | RefFoodPrep | RestaurantHtgSetpt | RestaurantClgSetpt
DEER T24 2022 | Gro | RefWalkInCool | WarehouseHtgSetpt | WarehouseClgSetpt
DEER T24 2022 | Gro | RefWalkInFreeze | WarehouseHtgSetpt | WarehouseClgSetpt
DEER T24 2022 | Gro | Restroom | OfficeHtgSetpt | OfficeClgSetpt
DEER T24 2022 | Gro | StockRoom | WarehouseHtgSetpt | WarehouseClgSetpt
DEER T24 2022 | Hsp | Dining | RestaurantHtgSetpt | RestaurantClgSetpt
DEER T24 2022 | Hsp | FacMaint | OfficeHtgSetpt | OfficeClgSetpt
DEER T24 2022 | Hsp | Hall | OfficeHtgSetpt | OfficeClgSetpt
DEER T24 2022 | Hsp | HspNursing | HealthHtgSetpt | HealthClgSetpt
DEER T24 2022 | Hsp | HspSurgOutptLab | HealthHtgSetpt | HealthClgSetpt
DEER T24 2022 | Hsp | Kitchen | RestaurantHtgSetpt | RestaurantClgSetpt
DEER T24 2022 | Hsp | LobbyWaiting | AssemblyHtgSetpt | AssemblyClgSetpt
DEER T24 2022 | Hsp | OfficeGeneral | OfficeHtgSetpt | OfficeClgSetpt
DEER T24 2022 | Hsp | PatientRoom | HealthHtgSetpt | HealthClgSetpt
DEER T24 2022 | Hsp | Restroom | OfficeHtgSetpt | OfficeClgSetpt
DEER T24 2022 | Hsp | RetailSales | RetailHtgSetpt | RetailClgSetpt
DEER T24 2022 | Hsp | StockRoom | WarehouseHtgSetpt | WarehouseClgSetpt
DEER T24 2022 | Htl | BarCasino | RestaurantHtgSetpt | RestaurantClgSetpt
DEER T24 2022 | Htl | Dining | RestaurantHtgSetpt | RestaurantClgSetpt
DEER T24 2022 | Htl | GuestRmCorrid | OfficeHtgSetpt | OfficeClgSetpt
DEER T24 2022 | Htl | GuestRmOcc | ResidentialLivingHtgSetpt | ResidentialLivingClgSetpt
DEER T24 2022 | Htl | GuestRmUnOcc | ResidentialLivingHtgSetpt | ResidentialLivingClgSetpt
DEER T24 2022 | Htl | HotelLobby | AssemblyHtgSetpt | AssemblyClgSetpt
DEER T24 2022 | Htl | Kitchen | RestaurantHtgSetpt | RestaurantClgSetpt
DEER T24 2022 | Htl | Laundry | ResidentialCommonHtgSetpt | ResidentialCommonClgSetpt
DEER T24 2022 | Htl | OfficeGeneral | OfficeHtgSetpt | OfficeClgSetpt
DEER T24 2022 | Htl | Restroom | OfficeHtgSetpt | OfficeClgSetpt
DEER T24 2022 | Htl | StockRoom | WarehouseHtgSetpt | WarehouseClgSetpt
DEER T24 2022 | MBT | Break | AssemblyHtgSetpt | AssemblyClgSetpt
DEER T24 2022 | MBT | CompRoomData | DataHtgSetpt | DataClgSetpt
DEER T24 2022 | MBT | Conference | AssemblyHtgSetpt | AssemblyClgSetpt
DEER T24 2022 | MBT | CorridorStairway | OfficeHtgSetpt | OfficeClgSetpt
DEER T24 2022 | MBT | Dining | RestaurantHtgSetpt | RestaurantClgSetpt
DEER T24 2022 | MBT | Kitchen | RestaurantHtgSetpt | RestaurantClgSetpt
DEER T24 2022 | MBT | Laboratory | LaboratoryHtgSetpt | LaboratoryClgSetpt
DEER T24 2022 | MBT | LobbyWaiting | AssemblyHtgSetpt | AssemblyClgSetpt
DEER T24 2022 | MBT | MechElecRoom | WarehouseHtgSetpt | WarehouseClgSetpt
DEER T24 2022 | MBT | OfficeOpen | OfficeHtgSetpt | OfficeClgSetpt
DEER T24 2022 | MBT | OfficeSmall | OfficeHtgSetpt | OfficeClgSetpt
DEER T24 2022 | MBT | Restroom | OfficeHtgSetpt | OfficeClgSetpt
DEER T24 2022 | MBT | StorageSmlCond | OfficeHtgSetpt | OfficeClgSetpt
DEER T24 2022 | MBT | Work | ManufacturingHtgSetpt | ManufacturingClgSetpt
DEER T24 2022 | MFm | ResPublicArea | MidriseApartment Corridor HtgSetp | MidriseApartment Corridor ClgSetp
DEER T24 2022 | MFm | ResBedroom | D_MFm_All_HTemp_Yr | D_MFm_All_CTemp_Yr
DEER T24 2022 | MFm | ResLiving | D_MFm_All_HTemp_Yr | D_MFm_All_CTemp_Yr
DEER T24 2022 | MLI | Break | AssemblyHtgSetpt | AssemblyClgSetpt
DEER T24 2022 | MLI | CorridorStairway | OfficeHtgSetpt | OfficeClgSetpt
DEER T24 2022 | MLI | LobbyWaiting | AssemblyHtgSetpt | AssemblyClgSetpt
DEER T24 2022 | MLI | MechElecRoom | WarehouseHtgSetpt | WarehouseClgSetpt
DEER T24 2022 | MLI | OfficeGeneral | OfficeHtgSetpt | OfficeClgSetpt
DEER T24 2022 | MLI | Restroom | OfficeHtgSetpt | OfficeClgSetpt
DEER T24 2022 | MLI | RetailSales | RetailHtgSetpt | RetailClgSetpt
DEER T24 2022 | MLI | StockRoom | WarehouseHtgSetpt | WarehouseClgSetpt
DEER T24 2022 | MLI | Work | ManufacturingHtgSetpt | ManufacturingClgSetpt
DEER T24 2022 | Mtl | Break | AssemblyHtgSetpt | AssemblyClgSetpt
DEER T24 2022 | Mtl | GuestRmCorrid | OfficeHtgSetpt | OfficeClgSetpt
DEER T24 2022 | Mtl | GuestRmOcc | ResidentialLivingHtgSetpt | ResidentialLivingClgSetpt
DEER T24 2022 | Mtl | GuestRmUnOcc | ResidentialLivingHtgSetpt | ResidentialLivingClgSetpt
DEER T24 2022 | Mtl | Laundry | ResidentialCommonHtgSetpt | ResidentialCommonClgSetpt
DEER T24 2022 | Mtl | MechElecRoom | WarehouseHtgSetpt | WarehouseClgSetpt
DEER T24 2022 | Mtl | OfficeGeneral | OfficeHtgSetpt | OfficeClgSetpt
DEER T24 2022 | Mtl | Restroom | OfficeHtgSetpt | OfficeClgSetpt
DEER T24 2022 | Mtl | StorageSmlCond | OfficeHtgSetpt | OfficeClgSetpt
DEER T24 2022 | Nrs | CorridorStairway | OfficeHtgSetpt | OfficeClgSetpt
DEER T24 2022 | Nrs | Dining | RestaurantHtgSetpt | RestaurantClgSetpt
DEER T24 2022 | Nrs | Kitchen | RestaurantHtgSetpt | RestaurantClgSetpt
DEER T24 2022 | Nrs | Laundry | ResidentialCommonHtgSetpt | ResidentialCommonClgSetpt
DEER T24 2022 | Nrs | LobbyWaiting | AssemblyHtgSetpt | AssemblyClgSetpt
DEER T24 2022 | Nrs | MechElecRoom | WarehouseHtgSetpt | WarehouseClgSetpt
DEER T24 2022 | Nrs | OfficeGeneral | OfficeHtgSetpt | OfficeClgSetpt
DEER T24 2022 | Nrs | PatientRoom | HealthHtgSetpt | HealthClgSetpt
DEER T24 2022 | Nrs | Restroom | OfficeHtgSetpt | OfficeClgSetpt
DEER T24 2022 | Nrs | StorageSmlCond | OfficeHtgSetpt | OfficeClgSetpt
DEER T24 2022 | OfL | Break | AssemblyHtgSetpt | AssemblyClgSetpt
DEER T24 2022 | OfL | Conference | AssemblyHtgSetpt | AssemblyClgSetpt
DEER T24 2022 | OfL | CopyRoom | OfficeHtgSetpt | OfficeClgSetpt
DEER T24 2022 | OfL | CorridorStairway | OfficeHtgSetpt | OfficeClgSetpt
DEER T24 2022 | OfL | LobbyWaiting | AssemblyHtgSetpt | AssemblyClgSetpt
DEER T24 2022 | OfL | MechElecRoom | WarehouseHtgSetpt | WarehouseClgSetpt
DEER T24 2022 | OfL | OfficeOpen | OfficeHtgSetpt | OfficeClgSetpt
DEER T24 2022 | OfL | OfficeSmall | OfficeHtgSetpt | OfficeClgSetpt
DEER T24 2022 | OfL | Restroom | OfficeHtgSetpt | OfficeClgSetpt
DEER T24 2022 | OfL | StorageSmlCond | OfficeHtgSetpt | OfficeClgSetpt
DEER T24 2022 | OfS | Break | AssemblyHtgSetpt | AssemblyClgSetpt
DEER T24 2022 | OfS | CompRoomData | DataHtgSetpt | DataClgSetpt
DEER T24 2022 | OfS | Conference | AssemblyHtgSetpt | AssemblyClgSetpt
DEER T24 2022 | OfS | CopyRoom | OfficeHtgSetpt | OfficeClgSetpt
DEER T24 2022 | OfS | Hall | OfficeHtgSetpt | OfficeClgSetpt
DEER T24 2022 | OfS | LobbyWaiting | AssemblyHtgSetpt | AssemblyClgSetpt
DEER T24 2022 | OfS | MechElecRoom | WarehouseHtgSetpt | WarehouseClgSetpt
DEER T24 2022 | OfS | OfficeOpen | OfficeHtgSetpt | OfficeClgSetpt
DEER T24 2022 | OfS | OfficeSmall | OfficeHtgSetpt | OfficeClgSetpt
DEER T24 2022 | OfS | Restroom | OfficeHtgSetpt | OfficeClgSetpt
DEER T24 2022 | OfS | StorageSmlCond | OfficeHtgSetpt | OfficeClgSetpt
DEER T24 2022 | RFF | CorridorStairway | OfficeHtgSetpt | OfficeClgSetpt
DEER T24 2022 | RFF | Dining | RestaurantHtgSetpt | RestaurantClgSetpt
DEER T24 2022 | RFF | Kitchen | RestaurantHtgSetpt | RestaurantClgSetpt
DEER T24 2022 | RFF | LobbyWaiting | AssemblyHtgSetpt | AssemblyClgSetpt
DEER T24 2022 | RFF | OfficeGeneral | OfficeHtgSetpt | OfficeClgSetpt
DEER T24 2022 | RFF | Restroom | OfficeHtgSetpt | OfficeClgSetpt
DEER T24 2022 | RFF | StockRoom | WarehouseHtgSetpt | WarehouseClgSetpt
DEER T24 2022 | RSD | CorridorStairway | OfficeHtgSetpt | OfficeClgSetpt
DEER T24 2022 | RSD | Dining | RestaurantHtgSetpt | RestaurantClgSetpt
DEER T24 2022 | RSD | Kitchen | RestaurantHtgSetpt | RestaurantClgSetpt
DEER T24 2022 | RSD | LobbyWaiting | AssemblyHtgSetpt | AssemblyClgSetpt
DEER T24 2022 | RSD | OfficeGeneral | OfficeHtgSetpt | OfficeClgSetpt
DEER T24 2022 | RSD | Restroom | OfficeHtgSetpt | OfficeClgSetpt
DEER T24 2022 | RSD | StockRoom | WarehouseHtgSetpt | WarehouseClgSetpt
DEER T24 2022 | Rt3 | Break | AssemblyHtgSetpt | AssemblyClgSetpt
DEER T24 2022 | Rt3 | CorridorStairway | OfficeHtgSetpt | OfficeClgSetpt
DEER T24 2022 | Rt3 | MechElecRoom | WarehouseHtgSetpt | WarehouseClgSetpt
DEER T24 2022 | Rt3 | OfficeGeneral | OfficeHtgSetpt | OfficeClgSetpt
DEER T24 2022 | Rt3 | Restroom | OfficeHtgSetpt | OfficeClgSetpt
DEER T24 2022 | Rt3 | RetailSales | RetailHtgSetpt | RetailClgSetpt
DEER T24 2022 | Rt3 | StockRoom | WarehouseHtgSetpt | WarehouseClgSetpt
DEER T24 2022 | Rt3 | Work | ManufacturingHtgSetpt | ManufacturingClgSetpt
DEER T24 2022 | RtL | Break | AssemblyHtgSetpt | AssemblyClgSetpt
DEER T24 2022 | RtL | Kitchen | RestaurantHtgSetpt | RestaurantClgSetpt
DEER T24 2022 | RtL | MechElecRoom | WarehouseHtgSetpt | WarehouseClgSetpt
DEER T24 2022 | RtL | OfficeGeneral | OfficeHtgSetpt | OfficeClgSetpt
DEER T24 2022 | RtL | Restroom | OfficeHtgSetpt | OfficeClgSetpt
DEER T24 2022 | RtL | RetailSales | RetailHtgSetpt | RetailClgSetpt
DEER T24 2022 | RtL | StockRoom | WarehouseHtgSetpt | WarehouseClgSetpt
DEER T24 2022 | RtL | Work | ManufacturingHtgSetpt | ManufacturingClgSetpt
DEER T24 2022 | RtS | Break | AssemblyHtgSetpt | AssemblyClgSetpt
DEER T24 2022 | RtS | Hall | OfficeHtgSetpt | OfficeClgSetpt
DEER T24 2022 | RtS | MechElecRoom | WarehouseHtgSetpt | WarehouseClgSetpt
DEER T24 2022 | RtS | OfficeGeneral | OfficeHtgSetpt | OfficeClgSetpt
DEER T24 2022 | RtS | Restroom | OfficeHtgSetpt | OfficeClgSetpt
DEER T24 2022 | RtS | RetailSales | RetailHtgSetpt | RetailClgSetpt
DEER T24 2022 | RtS | StockRoom | WarehouseHtgSetpt | WarehouseClgSetpt
DEER T24 2022 | SCn | Break | AssemblyHtgSetpt | AssemblyClgSetpt
DEER T24 2022 | SCn | Hall | OfficeHtgSetpt | OfficeClgSetpt
DEER T24 2022 | SCn | OfficeGeneral | OfficeHtgSetpt | OfficeClgSetpt
DEER T24 2022 | SCn | Restroom | OfficeHtgSetpt | OfficeClgSetpt
DEER T24 2022 | SCn | WarehouseCond | WarehouseHtgSetpt | WarehouseClgSetpt
DEER T24 2022 | SUn | OfficeGeneral | OfficeHtgSetpt | OfficeClgSetpt
DEER T24 2022 | SUn | Restroom | OfficeHtgSetpt | OfficeClgSetpt
DEER T24 2022 | SUn | WarehouseUnCond | WarehouseHtgSetpt | WarehouseClgSetpt
DEER T24 2022 | WRf | IndLoadDock | WarehouseHtgSetpt | WarehouseClgSetpt
DEER T24 2022 | WRf | MechElecRoom | WarehouseHtgSetpt | WarehouseClgSetpt
DEER T24 2022 | WRf | OfficeGeneral | OfficeHtgSetpt | OfficeClgSetpt
DEER T24 2022 | WRf | RefStorCooler | WarehouseHtgSetpt | WarehouseClgSetpt
DEER T24 2022 | WRf | RefStorFreezer | WarehouseHtgSetpt | WarehouseClgSetpt
DEER T24 2022 | WRf | Restroom | OfficeHtgSetpt | OfficeClgSetpt

## Space Types SWH
A Space Type is a set of interior loads and their schedules to represent a specific use-type area in a building
Service Hot Water
Template | Building Type | Space Type | Service Water Heating Peak Flow Rate (gal/h) | Service Water Heating Area (ft^2) | Service Water Heating Peak Flow per Area (gal/h*ft^2) | Service Water Heating System Type | Booster Water Heater Fraction | Service Water Heating Target Temperature (F) | Booster Water Heating Target Temperature (F) | Service Water Heating Fraction Sensible | Service Water Heating Fraction Latent | Service Water Heating Schedule
DEER T24 2022 | Any | Plenum
DEER T24 2022 | Asm | Auditorium
DEER T24 2022 | Asm | Classroom
DEER T24 2022 | Asm | Conference
DEER T24 2022 | Asm | Dining
DEER T24 2022 | Asm | Exhibit
DEER T24 2022 | Asm | Hall
DEER T24 2022 | Asm | Kitchen
DEER T24 2022 | Asm | LobbyWaiting
DEER T24 2022 | Asm | MechElecRoom
DEER T24 2022 | Asm | OfficeGeneral |  |  | 0.036322 | Shared |  | 135 |  | 0.2 | 0.05 | OfficeServiceHotWater
DEER T24 2022 | Asm | RelWorship
DEER T24 2022 | Asm | Restroom | [5 empty] | 135 |  | 0.2 | 0.05 | OfficeServiceHotWater
DEER T24 2022 | Asm | RetailSales
DEER T24 2022 | Asm | StockRoom
DEER T24 2022 | ECC | Classroom
DEER T24 2022 | ECC | CompRoomClassRm
DEER T24 2022 | ECC | Conference
DEER T24 2022 | ECC | CorridorStairway
DEER T24 2022 | ECC | Dining
DEER T24 2022 | ECC | Gymnasium
DEER T24 2022 | ECC | Kitchen |  |  | 0.20039 | Dedicated | 0.6 | 135 | 180 | 0.2 | 0.05 | RestaurantServiceHotWater
DEER T24 2022 | ECC | LibraryReading
DEER T24 2022 | ECC | MechElecRoom
DEER T24 2022 | ECC | OfficeGeneral
DEER T24 2022 | ECC | Restroom | [5 empty] | 135 |  | 0.2 | 0.05 | OfficeServiceHotWater
DEER T24 2022 | ECC | Shop
DEER T24 2022 | ECC | StorageSmlCond
DEER T24 2022 | EPr | Classroom
DEER T24 2022 | EPr | CompRoomClassRm
DEER T24 2022 | EPr | CorridorStairway
DEER T24 2022 | EPr | Dining
DEER T24 2022 | EPr | Gymnasium
DEER T24 2022 | EPr | Kitchen |  |  | 0.047675 | Dedicated | 0.6 | 135 | 180 | 0.2 | 0.05 | RestaurantServiceHotWater
DEER T24 2022 | EPr | LibraryReading
DEER T24 2022 | EPr | Lobby
DEER T24 2022 | EPr | OfficeGeneral
DEER T24 2022 | EPr | Restroom | [5 empty] | 135 |  | 0.2 | 0.05 | OfficeServiceHotWater
DEER T24 2022 | EPr | StorageSmlCond
DEER T24 2022 | ERC | Classroom |  |  | 0.0078027 | Shared |  | 135 |  | 0.2 | 0.05 | SchoolServiceHotWater
DEER T24 2022 | ESe | Classroom
DEER T24 2022 | ESe | CompRoomClassRm
DEER T24 2022 | ESe | Conference
DEER T24 2022 | ESe | CorridorStairway
DEER T24 2022 | ESe | Dining
DEER T24 2022 | ESe | Gymnasium
DEER T24 2022 | ESe | Kitchen |  |  | 0.10643 | Dedicated | 0.6 | 135 | 180 | 0.2 | 0.05 | RestaurantServiceHotWater
DEER T24 2022 | ESe | LibraryReading
DEER T24 2022 | ESe | MechElecRoom
DEER T24 2022 | ESe | OfficeGeneral
DEER T24 2022 | ESe | Restroom | [5 empty] | 135 |  | 0.2 | 0.05 | OfficeServiceHotWater
DEER T24 2022 | ESe | Shop
DEER T24 2022 | ESe | StorageSmlCond
DEER T24 2022 | EUn | Auditorium
DEER T24 2022 | EUn | Classroom
DEER T24 2022 | EUn | CompRoomClassRm
DEER T24 2022 | EUn | Conference
DEER T24 2022 | EUn | CorridorStairway
DEER T24 2022 | EUn | Dining
DEER T24 2022 | EUn | DormitoryRoom |  |  | 0.0043588 | Shared |  | 110 |  | 0.2 | 0.05 | OfficeServiceHotWater
DEER T24 2022 | EUn | FacMaint
DEER T24 2022 | EUn | Gymnasium
DEER T24 2022 | EUn | Kitchen |  |  | 0.20685 | Dedicated | 0.6 | 135 | 180 | 0.2 | 0.05 | RestaurantServiceHotWater
DEER T24 2022 | EUn | LibraryReading
DEER T24 2022 | EUn | LoungeArea
DEER T24 2022 | EUn | OfficeGeneral
DEER T24 2022 | EUn | Restroom | [5 empty] | 135 |  | 0.2 | 0.05 | OfficeServiceHotWater
DEER T24 2022 | EUn | StorageSmlCond
DEER T24 2022 | Gro | CorridorStairway
DEER T24 2022 | Gro | GrocSales
DEER T24 2022 | Gro | IndLoadDock
DEER T24 2022 | Gro | Kitchen
DEER T24 2022 | Gro | MechElecRoom
DEER T24 2022 | Gro | OfficeGeneral
DEER T24 2022 | Gro | RefFoodPrep | [5 empty] | 135 |  | 0.2 | 0.05 | RestaurantServiceHotWater
DEER T24 2022 | Gro | RefWalkInCool
DEER T24 2022 | Gro | RefWalkInFreeze
DEER T24 2022 | Gro | Restroom | [5 empty] | 135 |  | 0.2 | 0.05 | OfficeServiceHotWater
DEER T24 2022 | Gro | StockRoom
DEER T24 2022 | Hsp | Dining
DEER T24 2022 | Hsp | FacMaint
DEER T24 2022 | Hsp | Hall
DEER T24 2022 | Hsp | HspNursing
DEER T24 2022 | Hsp | HspSurgOutptLab
DEER T24 2022 | Hsp | Kitchen |  |  | 0.74211 | Dedicated | 0.6 | 135 | 180 | 0.2 | 0.05 | RestaurantServiceHotWater
DEER T24 2022 | Hsp | LobbyWaiting
DEER T24 2022 | Hsp | OfficeGeneral
DEER T24 2022 | Hsp | PatientRoom
DEER T24 2022 | Hsp | Restroom | [5 empty] | 135 |  | 0.2 | 0.05 | OfficeServiceHotWater
DEER T24 2022 | Hsp | RetailSales
DEER T24 2022 | Hsp | StockRoom
DEER T24 2022 | Htl | BarCasino
DEER T24 2022 | Htl | Dining
DEER T24 2022 | Htl | GuestRmCorrid
DEER T24 2022 | Htl | GuestRmOcc |  |  | 0.0041301 | Shared |  | 110 |  | 0.2 | 0.05 | ResidentialLivingServiceHotWater
DEER T24 2022 | Htl | GuestRmUnOcc
DEER T24 2022 | Htl | HotelLobby
DEER T24 2022 | Htl | Kitchen |  |  | 0.1693 | Dedicated | 0.6 | 135 | 180 | 0.2 | 0.05 | RestaurantServiceHotWater
DEER T24 2022 | Htl | Laundry
DEER T24 2022 | Htl | OfficeGeneral
DEER T24 2022 | Htl | Restroom | [5 empty] | 135 |  | 0.2 | 0.05 | OfficeServiceHotWater
DEER T24 2022 | Htl | StockRoom
DEER T24 2022 | MBT | Break
DEER T24 2022 | MBT | CompRoomData
DEER T24 2022 | MBT | Conference
DEER T24 2022 | MBT | CorridorStairway
DEER T24 2022 | MBT | Dining
DEER T24 2022 | MBT | Kitchen
DEER T24 2022 | MBT | Laboratory
DEER T24 2022 | MBT | LobbyWaiting
DEER T24 2022 | MBT | MechElecRoom
DEER T24 2022 | MBT | OfficeOpen |  |  | 0.0048568 | Shared |  | 135 |  | 0.2 | 0.05 | OfficeServiceHotWater
DEER T24 2022 | MBT | OfficeSmall
DEER T24 2022 | MBT | Restroom
DEER T24 2022 | MBT | StorageSmlCond
DEER T24 2022 | MBT | Work
DEER T24 2022 | MFm | ResPublicArea
DEER T24 2022 | MFm | ResBedroom | 3.48 | 950 | 0.0036632 | One Per Unit |  | 110 |  | 0.2 | 0.05 | ApartmentMidRise APT_DHW_SCH
DEER T24 2022 | MFm | ResLiving | 3.48 | 950 | 0.0036632 | One Per Unit |  | 110 |  | 0.2 | 0.05 | ApartmentMidRise APT_DHW_SCH
DEER T24 2022 | MLI | Break
DEER T24 2022 | MLI | CorridorStairway
DEER T24 2022 | MLI | LobbyWaiting
DEER T24 2022 | MLI | MechElecRoom
DEER T24 2022 | MLI | OfficeGeneral
DEER T24 2022 | MLI | Restroom
DEER T24 2022 | MLI | RetailSales
DEER T24 2022 | MLI | StockRoom
DEER T24 2022 | MLI | Work |  |  | 0.0019348 | Shared |  | 135 |  | 0.2 | 0.05 | ManufacturingServiceHotWater
DEER T24 2022 | Mtl | Break
DEER T24 2022 | Mtl | GuestRmCorrid
DEER T24 2022 | Mtl | GuestRmOcc
DEER T24 2022 | Mtl | GuestRmUnOcc
DEER T24 2022 | Mtl | Laundry |  |  | 0.13531 | Dedicated |  | 135 |  | 0.2 | 0.05 | ResidentialCommonServiceHotWater
DEER T24 2022 | Mtl | MechElecRoom
DEER T24 2022 | Mtl | OfficeGeneral
DEER T24 2022 | Mtl | Restroom | [5 empty] | 135 |  | 0.2 | 0.05 | OfficeServiceHotWater
DEER T24 2022 | Mtl | StorageSmlCond
DEER T24 2022 | Nrs | CorridorStairway
DEER T24 2022 | Nrs | Dining
DEER T24 2022 | Nrs | Kitchen |  |  | 0.11635 | Dedicated | 0.6 | 135 | 180 | 0.2 | 0.05 | RestaurantServiceHotWater
DEER T24 2022 | Nrs | Laundry
DEER T24 2022 | Nrs | LobbyWaiting
DEER T24 2022 | Nrs | MechElecRoom
DEER T24 2022 | Nrs | OfficeGeneral
DEER T24 2022 | Nrs | PatientRoom
DEER T24 2022 | Nrs | Restroom | [5 empty] | 135 |  | 0.2 | 0.05 | OfficeServiceHotWater
DEER T24 2022 | Nrs | StorageSmlCond
DEER T24 2022 | OfL | Break
DEER T24 2022 | OfL | Conference
DEER T24 2022 | OfL | CopyRoom
DEER T24 2022 | OfL | CorridorStairway
DEER T24 2022 | OfL | LobbyWaiting
DEER T24 2022 | OfL | MechElecRoom
DEER T24 2022 | OfL | OfficeOpen |  |  | 0.0016997 | Shared |  | 135 |  | 0.2 | 0.05 | OfficeServiceHotWater
DEER T24 2022 | OfL | OfficeSmall
DEER T24 2022 | OfL | Restroom | [5 empty] | 135 |  | 0.2 | 0.05 | OfficeServiceHotWater
DEER T24 2022 | OfL | StorageSmlCond
DEER T24 2022 | OfS | Break
DEER T24 2022 | OfS | CompRoomData
DEER T24 2022 | OfS | Conference
DEER T24 2022 | OfS | CopyRoom
DEER T24 2022 | OfS | Hall
DEER T24 2022 | OfS | LobbyWaiting
DEER T24 2022 | OfS | MechElecRoom
DEER T24 2022 | OfS | OfficeOpen
DEER T24 2022 | OfS | OfficeSmall |  |  | 0.0013118 | Shared |  | 135 |  | 0.2 | 0.05 | OfficeServiceHotWater
DEER T24 2022 | OfS | Restroom | [5 empty] | 135 |  | 0.2 | 0.05 | OfficeServiceHotWater
DEER T24 2022 | OfS | StorageSmlCond
DEER T24 2022 | RFF | CorridorStairway
DEER T24 2022 | RFF | Dining
DEER T24 2022 | RFF | Kitchen |  |  | 0.034461 | Dedicated |  | 135 |  | 0.2 | 0.05 | RestaurantServiceHotWater
DEER T24 2022 | RFF | LobbyWaiting
DEER T24 2022 | RFF | OfficeGeneral
DEER T24 2022 | RFF | Restroom | [5 empty] | 135 |  | 0.2 | 0.05 | OfficeServiceHotWater
DEER T24 2022 | RFF | StockRoom
DEER T24 2022 | RSD | CorridorStairway
DEER T24 2022 | RSD | Dining
DEER T24 2022 | RSD | Kitchen |  |  | 0.031124 | Dedicated | 0.6 | 135 | 180 | 0.2 | 0.05 | RestaurantServiceHotWater
DEER T24 2022 | RSD | LobbyWaiting
DEER T24 2022 | RSD | OfficeGeneral
DEER T24 2022 | RSD | Restroom | [5 empty] | 135 |  | 0.2 | 0.05 | OfficeServiceHotWater
DEER T24 2022 | RSD | StockRoom
DEER T24 2022 | Rt3 | Break
DEER T24 2022 | Rt3 | CorridorStairway
DEER T24 2022 | Rt3 | MechElecRoom
DEER T24 2022 | Rt3 | OfficeGeneral
DEER T24 2022 | Rt3 | Restroom | [5 empty] | 135 |  | 0.2 | 0.05 | OfficeServiceHotWater
DEER T24 2022 | Rt3 | RetailSales |  |  | 0.0002815 | Shared |  | 135 |  | 0.2 | 0.05 | RetailServiceHotWater
DEER T24 2022 | Rt3 | StockRoom
DEER T24 2022 | Rt3 | Work
DEER T24 2022 | RtL | Break
DEER T24 2022 | RtL | Kitchen
DEER T24 2022 | RtL | MechElecRoom
DEER T24 2022 | RtL | OfficeGeneral
DEER T24 2022 | RtL | Restroom | [5 empty] | 135 |  | 0.2 | 0.05 | OfficeServiceHotWater
DEER T24 2022 | RtL | RetailSales |  |  | 0.00035074 | Shared |  | 135 |  | 0.2 | 0.05 | RetailServiceHotWater
DEER T24 2022 | RtL | StockRoom
DEER T24 2022 | RtL | Work
DEER T24 2022 | RtS | Break
DEER T24 2022 | RtS | Hall
DEER T24 2022 | RtS | MechElecRoom
DEER T24 2022 | RtS | OfficeGeneral
DEER T24 2022 | RtS | Restroom | [5 empty] | 135 |  | 0.2 | 0.05 | OfficeServiceHotWater
DEER T24 2022 | RtS | RetailSales |  |  | 0.00067487 | Shared |  | 135 |  | 0.2 | 0.05 | RetailServiceHotWater
DEER T24 2022 | RtS | StockRoom
DEER T24 2022 | SCn | Break
DEER T24 2022 | SCn | Hall
DEER T24 2022 | SCn | OfficeGeneral
DEER T24 2022 | SCn | Restroom | [5 empty] | 135 |  | 0.2 | 0.05 | OfficeServiceHotWater
DEER T24 2022 | SCn | WarehouseCond |  |  | 0.00010404 | Shared |  | 135 |  | 0.2 | 0.05 | WarehouseServiceHotWater
DEER T24 2022 | SUn | OfficeGeneral
DEER T24 2022 | SUn | Restroom | [5 empty] | 135 |  | 0.2 | 0.05 | OfficeServiceHotWater
DEER T24 2022 | SUn | WarehouseUnCond |  |  | 0.00010404 | Shared |  | 135 |  | 0.2 | 0.05 | WarehouseServiceHotWater
DEER T24 2022 | WRf | IndLoadDock
DEER T24 2022 | WRf | MechElecRoom
DEER T24 2022 | WRf | OfficeGeneral
DEER T24 2022 | WRf | RefStorCooler
DEER T24 2022 | WRf | RefStorFreezer
DEER T24 2022 | WRf | Restroom | [5 empty] | 135 |  | 0.2 | 0.05 | OfficeServiceHotWater

## Schedules
Day Type choices: Default, Wkdy, Wknd, Mon, Tue, Wed, Thu, Fri, Sat, Sun, WntrDsn, SmrDsn, Hol
Name | Category | Units | Day Types | Start Date | End Date | Type | Hr 1 | Hr 2 | Hr 3 | Hr 4 | Hr 5 | Hr 6 | Hr 7 | Hr 8 | Hr 9 | Hr 10 | Hr 11 | Hr 12 | Hr 13 | Hr 14 | Hr 15 | Hr 16 | Hr 17 | Hr 18 | Hr 19 | Hr 20 | Hr 21 | Hr 22 | Hr 23 | Hr 24 | Notes
On | Unknown |  | Default | 2022-01-01 | 2022-12-31 | Hourly | 1 | 1 | 1 | 1 | 1 | 1 | 1 | 1 | 1 | 1 | 1 | 1 | 1 | 1 | 1 | 1 | 1 | 1 | 1 | 1 | 1 | 1 | 1 | 1 | OnDay
Off | Unknown |  | Default | 2022-01-01 | 2022-12-31 | Hourly | 0 | 0 | 0 | 0 | 0 | 0 | 0 | 0 | 0 | 0 | 0 | 0 | 0 | 0 | 0 | 0 | 0 | 0 | 0 | 0 | 0 | 0 | 0 | 0 | OffDay
AverageServiceHotWater | Service Water Heating |  | Default¦Wkdy¦WntrDsn¦SmrDsn | 2022-01-01 | 2022-12-31 | Hourly | 0.03 | 0.03 | 0.03 | 0.02 | 0.03 | 0.04 | 0.19 | 0.26 | 0.32 | 0.35 | 0.35 | 0.44 | 0.44 | 0.4 | 0.37 | 0.4 | 0.36 | 0.31 | 0.24 | 0.18 | 0.16 | 0.14 | 0.08 | 0.05 | AverageServiceHotWaterWD
AverageServiceHotWater | Service Water Heating |  | Sat | 2022-01-01 | 2022-12-31 | Hourly | 0.04 | 0.03 | 0.03 | 0.02 | 0.02 | 0.03 | 0.14 | 0.14 | 0.14 | 0.19 | 0.17 | 0.21 | 0.18 | 0.17 | 0.19 | 0.2 | 0.21 | 0.2 | 0.15 | 0.17 | 0.13 | 0.11 | 0.06 | 0.05 | AverageServiceHotWaterSat
AverageServiceHotWater | Service Water Heating |  | Sun¦Hol | 2022-01-01 | 2022-12-31 | Hourly | 0.04 | 0.03 | 0.03 | 0.02 | 0.02 | 0.03 | 0.14 | 0.13 | 0.1 | 0.09 | 0.12 | 0.12 | 0.11 | 0.12 | 0.14 | 0.15 | 0.17 | 0.18 | 0.13 | 0.16 | 0.11 | 0.1 | 0.06 | 0.04 | AverageServiceHotWaterSun
AssemblyOccupancy | Occupancy |  | Default¦Wkdy | 2022-01-01 | 2022-12-31 | Hourly | 0 | 0 | 0 | 0 | 0 | 0 | 0 | 0 | 0.2 | 0.2 | 0.2 | 0.8 | 0.8 | 0.8 | 0.8 | 0.8 | 0.8 | 0.8 | 0.2 | 0.2 | 0.2 | 0.2 | 0.1 | 0 | AssemblyOccupancyWD
AssemblyOccupancy | Occupancy |  | Sat | 2022-01-01 | 2022-12-31 | Hourly | 0 | 0 | 0 | 0 | 0 | 0 | 0 | 0 | 0.2 | 0.2 | 0.2 | 0.6 | 0.6 | 0.6 | 0.6 | 0.6 | 0.6 | 0.6 | 0.6 | 0.6 | 0.6 | 0.8 | 0.1 | 0 | AssemblyOccupancySat
AssemblyOccupancy | Occupancy |  | Sun¦Hol | 2022-01-01 | 2022-12-31 | Hourly | 0 | 0 | 0 | 0 | 0 | 0 | 0 | 0 | 0.1 | 0.1 | 0.1 | 0.1 | 0.1 | 0.7 | 0.7 | 0.7 | 0.7 | 0.7 | 0.7 | 0.7 | 0.7 | 0.7 | 0.2 | 0 | AssemblyOccupancySun
AssemblyOccupancy | Occupancy |  | WntrDsn | 2022-01-01 | 2022-12-31 | Hourly | 0 | 0 | 0 | 0 | 0 | 0 | 0 | 0 | 0 | 0 | 0 | 0 | 0 | 0 | 0 | 0 | 0 | 0 | 0 | 0 | 0 | 0 | 0 | 0 | OffDay
AssemblyOccupancy | Occupancy |  | SmrDsn | 2022-01-01 | 2022-12-31 | Hourly | 1 | 1 | 1 | 1 | 1 | 1 | 1 | 1 | 1 | 1 | 1 | 1 | 1 | 1 | 1 | 1 | 1 | 1 | 1 | 1 | 1 | 1 | 1 | 1 | OnDay
AssemblyLights | Lighting |  | Default¦Wkdy | 2022-01-01 | 2022-12-31 | Hourly | 0.05 | 0.05 | 0.05 | 0.05 | 0.05 | 0.05 | 0.35 | 0.35 | 0.35 | 0.65 | 0.65 | 0.65 | 0.65 | 0.65 | 0.65 | 0.65 | 0.65 | 0.65 | 0.65 | 0.65 | 0.65 | 0.65 | 0.25 | 0.05 | AssemblyLightsWD
AssemblyLights | Lighting |  | Sat | 2022-01-01 | 2022-12-31 | Hourly | 0.05 | 0.05 | 0.05 | 0.05 | 0.05 | 0.05 | 0.05 | 0.3 | 0.3 | 0.4 | 0.4 | 0.4 | 0.4 | 0.4 | 0.4 | 0.4 | 0.4 | 0.4 | 0.4 | 0.4 | 0.4 | 0.4 | 0.4 | 0.05 | AssemblyLightsSat
AssemblyLights | Lighting |  | Sun¦Hol | 2022-01-01 | 2022-12-31 | Hourly | 0.05 | 0.05 | 0.05 | 0.05 | 0.05 | 0.05 | 0.05 | 0.3 | 0.3 | 0.3 | 0.3 | 0.3 | 0.55 | 0.55 | 0.55 | 0.55 | 0.55 | 0.55 | 0.55 | 0.55 | 0.55 | 0.55 | 0.05 | 0.05 | AssemblyLightsSun
AssemblyLights | Lighting |  | WntrDsn | 2022-01-01 | 2022-12-31 | Hourly | 0 | 0 | 0 | 0 | 0 | 0 | 0 | 0 | 0 | 0 | 0 | 0 | 0 | 0 | 0 | 0 | 0 | 0 | 0 | 0 | 0 | 0 | 0 | 0 | OffDay
AssemblyLights | Lighting |  | SmrDsn | 2022-01-01 | 2022-12-31 | Hourly | 1 | 1 | 1 | 1 | 1 | 1 | 1 | 1 | 1 | 1 | 1 | 1 | 1 | 1 | 1 | 1 | 1 | 1 | 1 | 1 | 1 | 1 | 1 | 1 | OnDay
AssemblyReceptacle | Equipment |  | Default¦Wkdy | 2022-01-01 | 2022-12-31 | Hourly | 0.05 | 0.05 | 0.05 | 0.05 | 0.05 | 0.05 | 0.4 | 0.4 | 0.4 | 0.75 | 0.75 | 0.75 | 0.75 | 0.75 | 0.75 | 0.75 | 0.75 | 0.75 | 0.75 | 0.75 | 0.75 | 0.75 | 0.25 | 0.05 | AssemblyReceptacleWD
AssemblyReceptacle | Equipment |  | Sat | 2022-01-01 | 2022-12-31 | Hourly | 0.05 | 0.05 | 0.05 | 0.05 | 0.05 | 0.05 | 0.05 | 0.3 | 0.3 | 0.5 | 0.5 | 0.5 | 0.5 | 0.5 | 0.5 | 0.5 | 0.5 | 0.5 | 0.5 | 0.5 | 0.5 | 0.5 | 0.5 | 0.05 | AssemblyReceptacleSat
AssemblyReceptacle | Equipment |  | Sun¦Hol | 2022-01-01 | 2022-12-31 | Hourly | 0.05 | 0.05 | 0.05 | 0.05 | 0.05 | 0.05 | 0.05 | 0.3 | 0.3 | 0.3 | 0.3 | 0.3 | 0.65 | 0.65 | 0.65 | 0.65 | 0.65 | 0.65 | 0.65 | 0.65 | 0.65 | 0.65 | 0.05 | 0.05 | AssemblyReceptacleSun
AssemblyReceptacle | Equipment |  | WntrDsn | 2022-01-01 | 2022-12-31 | Hourly | 0 | 0 | 0 | 0 | 0 | 0 | 0 | 0 | 0 | 0 | 0 | 0 | 0 | 0 | 0 | 0 | 0 | 0 | 0 | 0 | 0 | 0 | 0 | 0 | OffDay
AssemblyReceptacle | Equipment |  | SmrDsn | 2022-01-01 | 2022-12-31 | Hourly | 1 | 1 | 1 | 1 | 1 | 1 | 1 | 1 | 1 | 1 | 1 | 1 | 1 | 1 | 1 | 1 | 1 | 1 | 1 | 1 | 1 | 1 | 1 | 1 | OnDay
AssemblyHVACAvail | Operation |  | Default¦Wkdy | 2022-01-01 | 2022-12-31 | Hourly | 0 | 0 | 0 | 0 | 0 | 0 | 0 | 1 | 1 | 1 | 1 | 1 | 1 | 1 | 1 | 1 | 1 | 1 | 1 | 1 | 1 | 1 | 1 | 0 | AssemblyHVACAvailWD
AssemblyHVACAvail | Operation |  | Sat | 2022-01-01 | 2022-12-31 | Hourly | 0 | 0 | 0 | 0 | 0 | 0 | 0 | 1 | 1 | 1 | 1 | 1 | 1 | 1 | 1 | 1 | 1 | 1 | 1 | 1 | 1 | 1 | 1 | 0 | AssemblyHVACAvailSat
AssemblyHVACAvail | Operation |  | Sun¦Hol | 2022-01-01 | 2022-12-31 | Hourly | 0 | 0 | 0 | 0 | 0 | 0 | 0 | 1 | 1 | 1 | 1 | 1 | 1 | 1 | 1 | 1 | 1 | 1 | 1 | 1 | 1 | 1 | 1 | 0 | AssemblyHVACAvailSun
AssemblyHVACAvail | Operation |  | WntrDsn¦SmrDsn | 2022-01-01 | 2022-12-31 | Hourly | 1 | 1 | 1 | 1 | 1 | 1 | 1 | 1 | 1 | 1 | 1 | 1 | 1 | 1 | 1 | 1 | 1 | 1 | 1 | 1 | 1 | 1 | 1 | 1 | AllOnHVACAvailDay
AssemblyServiceHotWater | Service Water Heating |  | Default¦Wkdy | 2022-01-01 | 2022-12-31 | Hourly | 0 | 0 | 0 | 0 | 0 | 0 | 0 | 0 | 0 | 0.05 | 0.05 | 0.35 | 0.05 | 0.05 | 0.05 | 0.05 | 0.05 | 0 | 0 | 0 | 0 | 0 | 0 | 0 | AssemblyServiceHotWaterWD
AssemblyServiceHotWater | Service Water Heating |  | Sat | 2022-01-01 | 2022-12-31 | Hourly | 0 | 0 | 0 | 0 | 0 | 0 | 0 | 0 | 0 | 0.05 | 0.05 | 0.2 | 0 | 0 | 0 | 0 | 0 | 0 | 0 | 0.65 | 0.3 | 0 | 0 | 0 | AssemblyServiceHotWaterSat
AssemblyServiceHotWater | Service Water Heating |  | Sun¦Hol | 2022-01-01 | 2022-12-31 | Hourly | 0 | 0 | 0 | 0 | 0 | 0 | 0 | 0 | 0 | 0.05 | 0.05 | 0.1 | 0 | 0 | 0 | 0 | 0 | 0 | 0 | 0.65 | 0.3 | 0 | 0 | 0 | AssemblyServiceHotWaterSun
AssemblyServiceHotWater | Service Water Heating |  | WntrDsn | 2022-01-01 | 2022-12-31 | Hourly | 0 | 0 | 0 | 0 | 0 | 0 | 0 | 0 | 0 | 0 | 0 | 0 | 0 | 0 | 0 | 0 | 0 | 0 | 0 | 0 | 0 | 0 | 0 | 0 | OffDay
AssemblyServiceHotWater | Service Water Heating |  | SmrDsn | 2022-01-01 | 2022-12-31 | Hourly | 1 | 1 | 1 | 1 | 1 | 1 | 1 | 1 | 1 | 1 | 1 | 1 | 1 | 1 | 1 | 1 | 1 | 1 | 1 | 1 | 1 | 1 | 1 | 1 | OnDay
AssemblyElevator | Elevator |  | Default¦Wkdy | 2022-01-01 | 2022-12-31 | Hourly | 0 | 0 | 0 | 0 | 0 | 0 | 0 | 0 | 0.12 | 0.22 | 0.64 | 0.74 | 0.68 | 0.68 | 0.71 | 0.72 | 0.72 | 0.73 | 0.68 | 0.68 | 0.58 | 0.54 | 0 | 0 | AssemblyElevatorWD
AssemblyElevator | Elevator |  | Sat | 2022-01-01 | 2022-12-31 | Hourly | 0 | 0 | 0 | 0 | 0 | 0 | 0 | 0 | 0.09 | 0.21 | 0.56 | 0.66 | 0.68 | 0.68 | 0.69 | 0.7 | 0.69 | 0.66 | 0.58 | 0.47 | 0.43 | 0.43 | 0.08 | 0 | AssemblyElevatorSat
AssemblyElevator | Elevator |  | Sun¦Hol | 2022-01-01 | 2022-12-31 | Hourly | 0 | 0 | 0 | 0 | 0 | 0 | 0 | 0 | 0 | 0 | 0.11 | 0.13 | 0.35 | 0.37 | 0.37 | 0.39 | 0.41 | 0.38 | 0.34 | 0.03 | 0 | 0 | 0 | 0 | AssemblyElevatorSun
AssemblyElevator | Elevator |  | WntrDsn | 2022-01-01 | 2022-12-31 | Hourly | 0 | 0 | 0 | 0 | 0 | 0 | 0 | 0 | 0 | 0 | 0 | 0 | 0 | 0 | 0 | 0 | 0 | 0 | 0 | 0 | 0 | 0 | 0 | 0 | OffDay
AssemblyElevator | Elevator |  | SmrDsn | 2022-01-01 | 2022-12-31 | Hourly | 1 | 1 | 1 | 1 | 1 | 1 | 1 | 1 | 1 | 1 | 1 | 1 | 1 | 1 | 1 | 1 | 1 | 1 | 1 | 1 | 1 | 1 | 1 | 1 | OnDay
AssemblyRefrigeration | Refrigeration |  | Default¦Wkdy¦SmrDsn | 2022-01-01 | 2022-12-31 | Hourly | 0.9 | 0.9 | 0.9 | 0.9 | 0.9 | 0.9 | 0.9 | 0.9 | 0.9 | 0.9 | 0.9 | 0.9 | 0.9 | 0.9 | 0.9 | 0.9 | 0.9 | 0.9 | 0.9 | 0.9 | 0.9 | 0.9 | 0.9 | 0.9 | AssemblyRefrigerationWD
AssemblyRefrigeration | Refrigeration |  | Sat | 2022-01-01 | 2022-12-31 | Hourly | 0.9 | 0.9 | 0.9 | 0.9 | 0.9 | 0.9 | 0.9 | 0.9 | 0.9 | 0.9 | 0.9 | 0.9 | 0.9 | 0.9 | 0.9 | 0.9 | 0.9 | 0.9 | 0.9 | 0.9 | 0.9 | 0.9 | 0.9 | 0.9 | AssemblyRefrigerationSat
AssemblyRefrigeration | Refrigeration |  | Sun¦Hol¦WntrDsn | 2022-01-01 | 2022-12-31 | Hourly | 0.9 | 0.9 | 0.9 | 0.9 | 0.9 | 0.9 | 0.9 | 0.9 | 0.9 | 0.9 | 0.9 | 0.9 | 0.9 | 0.9 | 0.9 | 0.9 | 0.9 | 0.9 | 0.9 | 0.9 | 0.9 | 0.9 | 0.9 | 0.9 | AssemblyRefrigerationSun
AssemblyGasEquip | Equipment |  | Default¦Wkdy | 2022-01-01 | 2022-12-31 | Hourly | 0 | 0 | 0 | 0 | 0 | 0 | 0 | 0 | 0.3 | 0.3 | 0.2 | 0.9 | 0.9 | 0.9 | 0.2 | 0.2 | 0.2 | 0.5 | 0.5 | 0.1 | 0.1 | 0.1 | 0 | 0 | AssemblyGasEquipWD
AssemblyGasEquip | Equipment |  | Sat | 2022-01-01 | 2022-12-31 | Hourly | 0 | 0 | 0 | 0 | 0 | 0 | 0 | 0 | 0.3 | 0.3 | 0.2 | 0.7 | 0.7 | 0.7 | 0.2 | 0.2 | 0.2 | 0.4 | 0.4 | 0.1 | 0.1 | 0.1 | 0 | 0 | AssemblyGasEquipSat
AssemblyGasEquip | Equipment |  | Sun¦Hol | 2022-01-01 | 2022-12-31 | Hourly | 0 | 0 | 0 | 0 | 0 | 0 | 0 | 0 | 0.2 | 0.2 | 0.1 | 0.1 | 0.3 | 0.8 | 0.2 | 0.2 | 0.2 | 0.5 | 0.5 | 0.1 | 0.1 | 0.1 | 0 | 0 | AssemblyGasEquipSun
AssemblyGasEquip | Equipment |  | WntrDsn | 2022-01-01 | 2022-12-31 | Hourly | 0 | 0 | 0 | 0 | 0 | 0 | 0 | 0 | 0 | 0 | 0 | 0 | 0 | 0 | 0 | 0 | 0 | 0 | 0 | 0 | 0 | 0 | 0 | 0 | OffDay
AssemblyGasEquip | Equipment |  | SmrDsn | 2022-01-01 | 2022-12-31 | Hourly | 1 | 1 | 1 | 1 | 1 | 1 | 1 | 1 | 1 | 1 | 1 | 1 | 1 | 1 | 1 | 1 | 1 | 1 | 1 | 1 | 1 | 1 | 1 | 1 | OnDay
AssemblyHtgSetpt | Thermostat Setpoint | C | Default¦Wkdy¦WntrDsn¦SmrDsn | 2022-01-01 | 2022-12-31 | Hourly | 15.6 | 15.6 | 15.6 | 15.6 | 15.6 | 15.6 | 15.6 | 21.1 | 21.1 | 21.1 | 21.1 | 21.1 | 21.1 | 21.1 | 21.1 | 21.1 | 21.1 | 21.1 | 21.1 | 21.1 | 21.1 | 21.1 | 21.1 | 15.6 | AssemblyHtgSetptWD
AssemblyHtgSetpt | Thermostat Setpoint | C | Sat | 2022-01-01 | 2022-12-31 | Hourly | 15.6 | 15.6 | 15.6 | 15.6 | 15.6 | 15.6 | 15.6 | 21.1 | 21.1 | 21.1 | 21.1 | 21.1 | 21.1 | 21.1 | 21.1 | 21.1 | 21.1 | 21.1 | 21.1 | 21.1 | 21.1 | 21.1 | 21.1 | 15.6 | AssemblyHtgSetptSat
AssemblyHtgSetpt | Thermostat Setpoint | C | Sun¦Hol | 2022-01-01 | 2022-12-31 | Hourly | 15.6 | 15.6 | 15.6 | 15.6 | 15.6 | 15.6 | 15.6 | 21.1 | 21.1 | 21.1 | 21.1 | 21.1 | 21.1 | 21.1 | 21.1 | 21.1 | 21.1 | 21.1 | 21.1 | 21.1 | 21.1 | 21.1 | 21.1 | 15.6 | AssemblyHtgSetptSun
AssemblyClgSetpt | Thermostat Setpoint | C | Default¦Wkdy¦WntrDsn¦SmrDsn | 2022-01-01 | 2022-12-31 | Hourly | 29.4 | 29.4 | 29.4 | 29.4 | 29.4 | 29.4 | 29.4 | 23.9 | 23.9 | 23.9 | 23.9 | 23.9 | 23.9 | 23.9 | 23.9 | 23.9 | 23.9 | 23.9 | 23.9 | 23.9 | 23.9 | 23.9 | 23.9 | 29.4 | AssemblyClgSetptWD
AssemblyClgSetpt | Thermostat Setpoint | C | Sat | 2022-01-01 | 2022-12-31 | Hourly | 29.4 | 29.4 | 29.4 | 29.4 | 29.4 | 29.4 | 29.4 | 23.9 | 23.9 | 23.9 | 23.9 | 23.9 | 23.9 | 23.9 | 23.9 | 23.9 | 23.9 | 23.9 | 23.9 | 23.9 | 23.9 | 23.9 | 23.9 | 29.4 | AssemblyClgSetptSat
AssemblyClgSetpt | Thermostat Setpoint | C | Sun¦Hol | 2022-01-01 | 2022-12-31 | Hourly | 29.4 | 29.4 | 29.4 | 29.4 | 29.4 | 29.4 | 29.4 | 23.9 | 23.9 | 23.9 | 23.9 | 23.9 | 23.9 | 23.9 | 23.9 | 23.9 | 23.9 | 23.9 | 23.9 | 23.9 | 23.9 | 23.9 | 23.9 | 29.4 | AssemblyClgSetptSun
AssemblyInfiltration | Infiltration |  | Default¦Wkdy¦WntrDsn¦SmrDsn | 2022-01-01 | 2022-12-31 | Hourly | 1 | 1 | 1 | 1 | 1 | 1 | 1 | 0.25 | 0.25 | 0.25 | 0.25 | 0.25 | 0.25 | 0.25 | 0.25 | 0.25 | 0.25 | 0.25 | 0.25 | 0.25 | 0.25 | 0.25 | 0.25 | 1 | AssemblyInfiltrationWD
AssemblyInfiltration | Infiltration |  | Sat | 2022-01-01 | 2022-12-31 | Hourly | 1 | 1 | 1 | 1 | 1 | 1 | 1 | 0.25 | 0.25 | 0.25 | 0.25 | 0.25 | 0.25 | 0.25 | 0.25 | 0.25 | 0.25 | 0.25 | 0.25 | 0.25 | 0.25 | 0.25 | 0.25 | 1 | AssemblyInfiltrationSat
AssemblyInfiltration | Infiltration |  | Sun¦Hol | 2022-01-01 | 2022-12-31 | Hourly | 1 | 1 | 1 | 1 | 1 | 1 | 1 | 0.25 | 0.25 | 0.25 | 0.25 | 0.25 | 0.25 | 0.25 | 0.25 | 0.25 | 0.25 | 0.25 | 0.25 | 0.25 | 0.25 | 0.25 | 0.25 | 1 | AssemblyInfiltrationSun
AssemblyEscalator | Escalator |  | Default¦Wkdy | 2022-01-01 | 2022-12-31 | Hourly | 0 | 0 | 0 | 0 | 0 | 0 | 0 | 1 | 1 | 1 | 1 | 1 | 1 | 1 | 1 | 1 | 1 | 1 | 1 | 1 | 1 | 1 | 1 | 0 | AssemblyEscalatorWD
AssemblyEscalator | Escalator |  | Sat | 2022-01-01 | 2022-12-31 | Hourly | 0 | 0 | 0 | 0 | 0 | 0 | 0 | 1 | 1 | 1 | 1 | 1 | 1 | 1 | 1 | 1 | 1 | 1 | 1 | 1 | 1 | 1 | 1 | 0 | AssemblyEscalatorSat
AssemblyEscalator | Escalator |  | Sun¦Hol | 2022-01-01 | 2022-12-31 | Hourly | 0 | 0 | 0 | 0 | 0 | 0 | 0 | 1 | 1 | 1 | 1 | 1 | 1 | 1 | 1 | 1 | 1 | 1 | 1 | 1 | 1 | 1 | 1 | 0 | AssemblyEscalatorSun
AssemblyEscalator | Escalator |  | WntrDsn | 2022-01-01 | 2022-12-31 | Hourly | 0 | 0 | 0 | 0 | 0 | 0 | 0 | 0 | 0 | 0 | 0 | 0 | 0 | 0 | 0 | 0 | 0 | 0 | 0 | 0 | 0 | 0 | 0 | 0 | OffDay
AssemblyEscalator | Escalator |  | SmrDsn | 2022-01-01 | 2022-12-31 | Hourly | 1 | 1 | 1 | 1 | 1 | 1 | 1 | 1 | 1 | 1 | 1 | 1 | 1 | 1 | 1 | 1 | 1 | 1 | 1 | 1 | 1 | 1 | 1 | 1 | OnDay
AssemblyWtrHtrSetpt | Thermostat Setpoint | C | Default¦Wkdy¦WntrDsn¦SmrDsn | 2022-01-01 | 2022-12-31 | Hourly | 57.2 | 57.2 | 57.2 | 57.2 | 57.2 | 57.2 | 57.2 | 57.2 | 57.2 | 57.2 | 57.2 | 57.2 | 57.2 | 57.2 | 57.2 | 57.2 | 57.2 | 57.2 | 57.2 | 57.2 | 57.2 | 57.2 | 57.2 | 57.2 | AssemblyWtrHtrSetptWD
AssemblyWtrHtrSetpt | Thermostat Setpoint | C | Sat | 2022-01-01 | 2022-12-31 | Hourly | 57.2 | 57.2 | 57.2 | 57.2 | 57.2 | 57.2 | 57.2 | 57.2 | 57.2 | 57.2 | 57.2 | 57.2 | 57.2 | 57.2 | 57.2 | 57.2 | 57.2 | 57.2 | 57.2 | 57.2 | 57.2 | 57.2 | 57.2 | 57.2 | AssemblyWtrHtrSetptSat
AssemblyWtrHtrSetpt | Thermostat Setpoint | C | Sun¦Hol | 2022-01-01 | 2022-12-31 | Hourly | 57.2 | 57.2 | 57.2 | 57.2 | 57.2 | 57.2 | 57.2 | 57.2 | 57.2 | 57.2 | 57.2 | 57.2 | 57.2 | 57.2 | 57.2 | 57.2 | 57.2 | 57.2 | 57.2 | 57.2 | 57.2 | 57.2 | 57.2 | 57.2 | AssemblyWtrHtrSetptSun
DataOccupancy | Occupancy |  | Default¦Wkdy | 2022-01-01 | 2022-12-31 | Hourly | 0 | 0 | 0 | 0 | 0.05 | 0.1 | 0.25 | 0.65 | 0.65 | 0.65 | 0.65 | 0.6 | 0.6 | 0.65 | 0.65 | 0.65 | 0.65 | 0.4 | 0.25 | 0.1 | 0.05 | 0.05 | 0.05 | 0 | DataOccupancyWD
DataOccupancy | Occupancy |  | Sat | 2022-01-01 | 2022-12-31 | Hourly | 0 | 0 | 0 | 0 | 0 | 0 | 0.05 | 0.15 | 0.15 | 0.15 | 0.15 | 0.15 | 0.15 | 0.15 | 0.15 | 0.15 | 0.15 | 0.05 | 0.05 | 0.05 | 0 | 0 | 0 | 0 | DataOccupancySat
DataOccupancy | Occupancy |  | Sun¦Hol | 2022-01-01 | 2022-12-31 | Hourly | 0 | 0 | 0 | 0 | 0 | 0 | 0 | 0.05 | 0.05 | 0.05 | 0.05 | 0.05 | 0.05 | 0.05 | 0.05 | 0.05 | 0.05 | 0.05 | 0.05 | 0.05 | 0 | 0 | 0 | 0 | DataOccupancySun
DataOccupancy | Occupancy |  | WntrDsn | 2022-01-01 | 2022-12-31 | Hourly | 0 | 0 | 0 | 0 | 0 | 0 | 0 | 0 | 0 | 0 | 0 | 0 | 0 | 0 | 0 | 0 | 0 | 0 | 0 | 0 | 0 | 0 | 0 | 0 | OffDay
DataOccupancy | Occupancy |  | SmrDsn | 2022-01-01 | 2022-12-31 | Hourly | 1 | 1 | 1 | 1 | 1 | 1 | 1 | 1 | 1 | 1 | 1 | 1 | 1 | 1 | 1 | 1 | 1 | 1 | 1 | 1 | 1 | 1 | 1 | 1 | OnDay
DataLights | Lighting |  | Default¦Wkdy | 2022-01-01 | 2022-12-31 | Hourly | 0.05 | 0.05 | 0.05 | 0.05 | 0.1 | 0.2 | 0.4 | 0.7 | 0.8 | 0.85 | 0.85 | 0.85 | 0.85 | 0.85 | 0.85 | 0.85 | 0.85 | 0.8 | 0.35 | 0.1 | 0.1 | 0.1 | 0.1 | 0.1 | DataLightsWD
DataLights | Lighting |  | Sat | 2022-01-01 | 2022-12-31 | Hourly | 0.05 | 0.05 | 0.05 | 0.05 | 0.05 | 0.1 | 0.15 | 0.25 | 0.25 | 0.25 | 0.25 | 0.25 | 0.25 | 0.25 | 0.2 | 0.2 | 0.2 | 0.15 | 0.1 | 0.1 | 0.1 | 0.1 | 0.1 | 0.1 | DataLightsSat
DataLights | Lighting |  | Sun¦Hol | 2022-01-01 | 2022-12-31 | Hourly | 0.05 | 0.05 | 0.05 | 0.05 | 0.05 | 0.1 | 0.1 | 0.15 | 0.15 | 0.15 | 0.15 | 0.15 | 0.15 | 0.15 | 0.15 | 0.15 | 0.15 | 0.1 | 0.1 | 0.1 | 0.05 | 0.05 | 0.05 | 0.05 | DataLightsSun
DataLights | Lighting |  | WntrDsn | 2022-01-01 | 2022-12-31 | Hourly | 0 | 0 | 0 | 0 | 0 | 0 | 0 | 0 | 0 | 0 | 0 | 0 | 0 | 0 | 0 | 0 | 0 | 0 | 0 | 0 | 0 | 0 | 0 | 0 | OffDay
DataLights | Lighting |  | SmrDsn | 2022-01-01 | 2022-12-31 | Hourly | 1 | 1 | 1 | 1 | 1 | 1 | 1 | 1 | 1 | 1 | 1 | 1 | 1 | 1 | 1 | 1 | 1 | 1 | 1 | 1 | 1 | 1 | 1 | 1 | OnDay
DataReceptacle | Equipment |  | Default¦Wkdy¦Sat¦Sun¦Hol | 2022-01-01 | 2022-01-31 | Hourly | 0.25 | 0.25 | 0.25 | 0.25 | 0.25 | 0.25 | 0.25 | 0.25 | 0.25 | 0.25 | 0.25 | 0.25 | 0.25 | 0.25 | 0.25 | 0.25 | 0.25 | 0.25 | 0.25 | 0.25 | 0.25 | 0.25 | 0.25 | 0.25 | DataReceptacleJanMaySep
DataReceptacle | Equipment |  | WntrDsn | 2022-01-01 | 2022-01-31 | Hourly | 0 | 0 | 0 | 0 | 0 | 0 | 0 | 0 | 0 | 0 | 0 | 0 | 0 | 0 | 0 | 0 | 0 | 0 | 0 | 0 | 0 | 0 | 0 | 0 | OffDay
DataReceptacle | Equipment |  | SmrDsn | 2022-01-01 | 2022-01-31 | Hourly | 1 | 1 | 1 | 1 | 1 | 1 | 1 | 1 | 1 | 1 | 1 | 1 | 1 | 1 | 1 | 1 | 1 | 1 | 1 | 1 | 1 | 1 | 1 | 1 | OnDay
DataReceptacle | Equipment |  | Default¦Wkdy¦Sat¦Sun¦Hol | 2022-02-01 | 2022-02-28 | Hourly | 0.5 | 0.5 | 0.5 | 0.5 | 0.5 | 0.5 | 0.5 | 0.5 | 0.5 | 0.5 | 0.5 | 0.5 | 0.5 | 0.5 | 0.5 | 0.5 | 0.5 | 0.5 | 0.5 | 0.5 | 0.5 | 0.5 | 0.5 | 0.5 | DataReceptacleFebJunOct
DataReceptacle | Equipment |  | WntrDsn | 2022-02-01 | 2022-02-28 | Hourly | 0 | 0 | 0 | 0 | 0 | 0 | 0 | 0 | 0 | 0 | 0 | 0 | 0 | 0 | 0 | 0 | 0 | 0 | 0 | 0 | 0 | 0 | 0 | 0 | OffDay
DataReceptacle | Equipment |  | SmrDsn | 2022-02-01 | 2022-02-28 | Hourly | 1 | 1 | 1 | 1 | 1 | 1 | 1 | 1 | 1 | 1 | 1 | 1 | 1 | 1 | 1 | 1 | 1 | 1 | 1 | 1 | 1 | 1 | 1 | 1 | OnDay
DataReceptacle | Equipment |  | Default¦Wkdy¦Sat¦Sun¦Hol | 2022-03-01 | 2022-03-31 | Hourly | 0.75 | 0.75 | 0.75 | 0.75 | 0.75 | 0.75 | 0.75 | 0.75 | 0.75 | 0.75 | 0.75 | 0.75 | 0.75 | 0.75 | 0.75 | 0.75 | 0.75 | 0.75 | 0.75 | 0.75 | 0.75 | 0.75 | 0.75 | 0.75 | DataReceptacleMarJulNov
DataReceptacle | Equipment |  | WntrDsn | 2022-03-01 | 2022-03-31 | Hourly | 0 | 0 | 0 | 0 | 0 | 0 | 0 | 0 | 0 | 0 | 0 | 0 | 0 | 0 | 0 | 0 | 0 | 0 | 0 | 0 | 0 | 0 | 0 | 0 | OffDay
DataReceptacle | Equipment |  | SmrDsn | 2022-03-01 | 2022-03-31 | Hourly | 1 | 1 | 1 | 1 | 1 | 1 | 1 | 1 | 1 | 1 | 1 | 1 | 1 | 1 | 1 | 1 | 1 | 1 | 1 | 1 | 1 | 1 | 1 | 1 | OnDay
DataReceptacle | Equipment |  | Default¦Wkdy¦Sat¦Sun¦Hol | 2022-04-01 | 2022-04-30 | Hourly | 1 | 1 | 1 | 1 | 1 | 1 | 1 | 1 | 1 | 1 | 1 | 1 | 1 | 1 | 1 | 1 | 1 | 1 | 1 | 1 | 1 | 1 | 1 | 1 | DataReceptacleAprAugDec
DataReceptacle | Equipment |  | WntrDsn | 2022-04-01 | 2022-04-30 | Hourly | 0 | 0 | 0 | 0 | 0 | 0 | 0 | 0 | 0 | 0 | 0 | 0 | 0 | 0 | 0 | 0 | 0 | 0 | 0 | 0 | 0 | 0 | 0 | 0 | OffDay
DataReceptacle | Equipment |  | SmrDsn | 2022-04-01 | 2022-04-30 | Hourly | 1 | 1 | 1 | 1 | 1 | 1 | 1 | 1 | 1 | 1 | 1 | 1 | 1 | 1 | 1 | 1 | 1 | 1 | 1 | 1 | 1 | 1 | 1 | 1 | OnDay
DataReceptacle | Equipment |  | Default¦Wkdy¦Sat¦Sun¦Hol | 2022-05-01 | 2022-05-31 | Hourly | 0.25 | 0.25 | 0.25 | 0.25 | 0.25 | 0.25 | 0.25 | 0.25 | 0.25 | 0.25 | 0.25 | 0.25 | 0.25 | 0.25 | 0.25 | 0.25 | 0.25 | 0.25 | 0.25 | 0.25 | 0.25 | 0.25 | 0.25 | 0.25 | DataReceptacleJanMaySep
DataReceptacle | Equipment |  | WntrDsn | 2022-05-01 | 2022-05-31 | Hourly | 0 | 0 | 0 | 0 | 0 | 0 | 0 | 0 | 0 | 0 | 0 | 0 | 0 | 0 | 0 | 0 | 0 | 0 | 0 | 0 | 0 | 0 | 0 | 0 | OffDay
DataReceptacle | Equipment |  | SmrDsn | 2022-05-01 | 2022-05-31 | Hourly | 1 | 1 | 1 | 1 | 1 | 1 | 1 | 1 | 1 | 1 | 1 | 1 | 1 | 1 | 1 | 1 | 1 | 1 | 1 | 1 | 1 | 1 | 1 | 1 | OnDay
DataReceptacle | Equipment |  | Default¦Wkdy¦Sat¦Sun¦Hol | 2022-06-01 | 2022-06-30 | Hourly | 0.5 | 0.5 | 0.5 | 0.5 | 0.5 | 0.5 | 0.5 | 0.5 | 0.5 | 0.5 | 0.5 | 0.5 | 0.5 | 0.5 | 0.5 | 0.5 | 0.5 | 0.5 | 0.5 | 0.5 | 0.5 | 0.5 | 0.5 | 0.5 | DataReceptacleFebJunOct
DataReceptacle | Equipment |  | WntrDsn | 2022-06-01 | 2022-06-30 | Hourly | 0 | 0 | 0 | 0 | 0 | 0 | 0 | 0 | 0 | 0 | 0 | 0 | 0 | 0 | 0 | 0 | 0 | 0 | 0 | 0 | 0 | 0 | 0 | 0 | OffDay
DataReceptacle | Equipment |  | SmrDsn | 2022-06-01 | 2022-06-30 | Hourly | 1 | 1 | 1 | 1 | 1 | 1 | 1 | 1 | 1 | 1 | 1 | 1 | 1 | 1 | 1 | 1 | 1 | 1 | 1 | 1 | 1 | 1 | 1 | 1 | OnDay
DataReceptacle | Equipment |  | Default¦Wkdy¦Sat¦Sun¦Hol | 2022-07-01 | 2022-07-31 | Hourly | 0.75 | 0.75 | 0.75 | 0.75 | 0.75 | 0.75 | 0.75 | 0.75 | 0.75 | 0.75 | 0.75 | 0.75 | 0.75 | 0.75 | 0.75 | 0.75 | 0.75 | 0.75 | 0.75 | 0.75 | 0.75 | 0.75 | 0.75 | 0.75 | DataReceptacleMarJulNov
DataReceptacle | Equipment |  | WntrDsn | 2022-07-01 | 2022-07-31 | Hourly | 0 | 0 | 0 | 0 | 0 | 0 | 0 | 0 | 0 | 0 | 0 | 0 | 0 | 0 | 0 | 0 | 0 | 0 | 0 | 0 | 0 | 0 | 0 | 0 | OffDay
DataReceptacle | Equipment |  | SmrDsn | 2022-07-01 | 2022-07-31 | Hourly | 1 | 1 | 1 | 1 | 1 | 1 | 1 | 1 | 1 | 1 | 1 | 1 | 1 | 1 | 1 | 1 | 1 | 1 | 1 | 1 | 1 | 1 | 1 | 1 | OnDay
DataReceptacle | Equipment |  | Default¦Wkdy¦Sat¦Sun¦Hol | 2022-08-01 | 2022-08-31 | Hourly | 1 | 1 | 1 | 1 | 1 | 1 | 1 | 1 | 1 | 1 | 1 | 1 | 1 | 1 | 1 | 1 | 1 | 1 | 1 | 1 | 1 | 1 | 1 | 1 | DataReceptacleAprAugDec
DataReceptacle | Equipment |  | WntrDsn | 2022-08-01 | 2022-08-31 | Hourly | 0 | 0 | 0 | 0 | 0 | 0 | 0 | 0 | 0 | 0 | 0 | 0 | 0 | 0 | 0 | 0 | 0 | 0 | 0 | 0 | 0 | 0 | 0 | 0 | OffDay
DataReceptacle | Equipment |  | SmrDsn | 2022-08-01 | 2022-08-31 | Hourly | 1 | 1 | 1 | 1 | 1 | 1 | 1 | 1 | 1 | 1 | 1 | 1 | 1 | 1 | 1 | 1 | 1 | 1 | 1 | 1 | 1 | 1 | 1 | 1 | OnDay
DataReceptacle | Equipment |  | Default¦Wkdy¦Sat¦Sun¦Hol | 2022-09-01 | 2022-09-30 | Hourly | 0.25 | 0.25 | 0.25 | 0.25 | 0.25 | 0.25 | 0.25 | 0.25 | 0.25 | 0.25 | 0.25 | 0.25 | 0.25 | 0.25 | 0.25 | 0.25 | 0.25 | 0.25 | 0.25 | 0.25 | 0.25 | 0.25 | 0.25 | 0.25 | DataReceptacleJanMaySep
DataReceptacle | Equipment |  | WntrDsn | 2022-09-01 | 2022-09-30 | Hourly | 0 | 0 | 0 | 0 | 0 | 0 | 0 | 0 | 0 | 0 | 0 | 0 | 0 | 0 | 0 | 0 | 0 | 0 | 0 | 0 | 0 | 0 | 0 | 0 | OffDay
DataReceptacle | Equipment |  | SmrDsn | 2022-09-01 | 2022-09-30 | Hourly | 1 | 1 | 1 | 1 | 1 | 1 | 1 | 1 | 1 | 1 | 1 | 1 | 1 | 1 | 1 | 1 | 1 | 1 | 1 | 1 | 1 | 1 | 1 | 1 | OnDay
DataReceptacle | Equipment |  | Default¦Wkdy¦Sat¦Sun¦Hol | 2022-10-01 | 2022-10-31 | Hourly | 0.5 | 0.5 | 0.5 | 0.5 | 0.5 | 0.5 | 0.5 | 0.5 | 0.5 | 0.5 | 0.5 | 0.5 | 0.5 | 0.5 | 0.5 | 0.5 | 0.5 | 0.5 | 0.5 | 0.5 | 0.5 | 0.5 | 0.5 | 0.5 | DataReceptacleFebJunOct
DataReceptacle | Equipment |  | WntrDsn | 2022-10-01 | 2022-10-31 | Hourly | 0 | 0 | 0 | 0 | 0 | 0 | 0 | 0 | 0 | 0 | 0 | 0 | 0 | 0 | 0 | 0 | 0 | 0 | 0 | 0 | 0 | 0 | 0 | 0 | OffDay
DataReceptacle | Equipment |  | SmrDsn | 2022-10-01 | 2022-10-31 | Hourly | 1 | 1 | 1 | 1 | 1 | 1 | 1 | 1 | 1 | 1 | 1 | 1 | 1 | 1 | 1 | 1 | 1 | 1 | 1 | 1 | 1 | 1 | 1 | 1 | OnDay
DataReceptacle | Equipment |  | Default¦Wkdy¦Sat¦Sun¦Hol | 2022-11-01 | 2022-11-30 | Hourly | 0.75 | 0.75 | 0.75 | 0.75 | 0.75 | 0.75 | 0.75 | 0.75 | 0.75 | 0.75 | 0.75 | 0.75 | 0.75 | 0.75 | 0.75 | 0.75 | 0.75 | 0.75 | 0.75 | 0.75 | 0.75 | 0.75 | 0.75 | 0.75 | DataReceptacleMarJulNov
DataReceptacle | Equipment |  | WntrDsn | 2022-11-01 | 2022-11-30 | Hourly | 0 | 0 | 0 | 0 | 0 | 0 | 0 | 0 | 0 | 0 | 0 | 0 | 0 | 0 | 0 | 0 | 0 | 0 | 0 | 0 | 0 | 0 | 0 | 0 | OffDay
DataReceptacle | Equipment |  | SmrDsn | 2022-11-01 | 2022-11-30 | Hourly | 1 | 1 | 1 | 1 | 1 | 1 | 1 | 1 | 1 | 1 | 1 | 1 | 1 | 1 | 1 | 1 | 1 | 1 | 1 | 1 | 1 | 1 | 1 | 1 | OnDay
DataReceptacle | Equipment |  | Default¦Wkdy¦Sat¦Sun¦Hol | 2022-12-01 | 2022-12-31 | Hourly | 1 | 1 | 1 | 1 | 1 | 1 | 1 | 1 | 1 | 1 | 1 | 1 | 1 | 1 | 1 | 1 | 1 | 1 | 1 | 1 | 1 | 1 | 1 | 1 | DataReceptacleAprAugDec
DataReceptacle | Equipment |  | WntrDsn | 2022-12-01 | 2022-12-31 | Hourly | 0 | 0 | 0 | 0 | 0 | 0 | 0 | 0 | 0 | 0 | 0 | 0 | 0 | 0 | 0 | 0 | 0 | 0 | 0 | 0 | 0 | 0 | 0 | 0 | OffDay
DataReceptacle | Equipment |  | SmrDsn | 2022-12-01 | 2022-12-31 | Hourly | 1 | 1 | 1 | 1 | 1 | 1 | 1 | 1 | 1 | 1 | 1 | 1 | 1 | 1 | 1 | 1 | 1 | 1 | 1 | 1 | 1 | 1 | 1 | 1 | OnDay
DataHVACAvail | Operation |  | Default¦Wkdy | 2022-01-01 | 2022-12-31 | Hourly | 1 | 1 | 1 | 1 | 1 | 1 | 1 | 1 | 1 | 1 | 1 | 1 | 1 | 1 | 1 | 1 | 1 | 1 | 1 | 1 | 1 | 1 | 1 | 1 | DataHVACAvailWD
DataHVACAvail | Operation |  | Sat | 2022-01-01 | 2022-12-31 | Hourly | 1 | 1 | 1 | 1 | 1 | 1 | 1 | 1 | 1 | 1 | 1 | 1 | 1 | 1 | 1 | 1 | 1 | 1 | 1 | 1 | 1 | 1 | 1 | 1 | DataHVACAvailSat
DataHVACAvail | Operation |  | Sun¦Hol | 2022-01-01 | 2022-12-31 | Hourly | 1 | 1 | 1 | 1 | 1 | 1 | 1 | 1 | 1 | 1 | 1 | 1 | 1 | 1 | 1 | 1 | 1 | 1 | 1 | 1 | 1 | 1 | 1 | 1 | DataHVACAvailSun
DataHVACAvail | Operation |  | WntrDsn¦SmrDsn | 2022-01-01 | 2022-12-31 | Hourly | 1 | 1 | 1 | 1 | 1 | 1 | 1 | 1 | 1 | 1 | 1 | 1 | 1 | 1 | 1 | 1 | 1 | 1 | 1 | 1 | 1 | 1 | 1 | 1 | AllOnHVACAvailDay
DataServiceHotWater | Service Water Heating |  | Default¦Wkdy | 2022-01-01 | 2022-12-31 | Hourly | 0 | 0 | 0 | 0 | 0.1 | 0.1 | 0.5 | 0.5 | 0.5 | 0.5 | 0.7 | 0.9 | 0.9 | 0.5 | 0.5 | 0.7 | 0.5 | 0.5 | 0.5 | 0.1 | 0.1 | 0.1 | 0.1 | 0 | DataServiceHotWaterWD
DataServiceHotWater | Service Water Heating |  | Sat | 2022-01-01 | 2022-12-31 | Hourly | 0 | 0 | 0 | 0 | 0 | 0 | 0 | 0 | 0 | 0 | 0 | 0 | 0 | 0 | 0 | 0 | 0 | 0 | 0 | 0 | 0 | 0 | 0 | 0 | DataServiceHotWaterSat
DataServiceHotWater | Service Water Heating |  | Sun¦Hol | 2022-01-01 | 2022-12-31 | Hourly | 0 | 0 | 0 | 0 | 0 | 0 | 0 | 0 | 0 | 0 | 0 | 0 | 0 | 0 | 0 | 0 | 0 | 0 | 0 | 0 | 0 | 0 | 0 | 0 | DataServiceHotWaterSun
DataServiceHotWater | Service Water Heating |  | WntrDsn | 2022-01-01 | 2022-12-31 | Hourly | 0 | 0 | 0 | 0 | 0 | 0 | 0 | 0 | 0 | 0 | 0 | 0 | 0 | 0 | 0 | 0 | 0 | 0 | 0 | 0 | 0 | 0 | 0 | 0 | OffDay
DataServiceHotWater | Service Water Heating |  | SmrDsn | 2022-01-01 | 2022-12-31 | Hourly | 1 | 1 | 1 | 1 | 1 | 1 | 1 | 1 | 1 | 1 | 1 | 1 | 1 | 1 | 1 | 1 | 1 | 1 | 1 | 1 | 1 | 1 | 1 | 1 | OnDay
DataElevator | Elevator |  | Default¦Wkdy | 2022-01-01 | 2022-12-31 | Hourly | 0 | 0 | 0 | 0 | 0 | 0 | 0 | 0 | 0 | 0 | 0 | 0 | 0 | 0 | 0 | 0 | 0 | 0 | 0 | 0 | 0 | 0 | 0 | 0 | DataElevatorWD
DataElevator | Elevator |  | Sat | 2022-01-01 | 2022-12-31 | Hourly | 0 | 0 | 0 | 0 | 0 | 0 | 0 | 0 | 0 | 0 | 0 | 0 | 0 | 0 | 0 | 0 | 0 | 0 | 0 | 0 | 0 | 0 | 0 | 0 | DataElevatorSat
DataElevator | Elevator |  | Sun¦Hol | 2022-01-01 | 2022-12-31 | Hourly | 0 | 0 | 0 | 0 | 0 | 0 | 0 | 0 | 0 | 0 | 0 | 0 | 0 | 0 | 0 | 0 | 0 | 0 | 0 | 0 | 0 | 0 | 0 | 0 | DataElevatorSun
DataElevator | Elevator |  | WntrDsn | 2022-01-01 | 2022-12-31 | Hourly | 0 | 0 | 0 | 0 | 0 | 0 | 0 | 0 | 0 | 0 | 0 | 0 | 0 | 0 | 0 | 0 | 0 | 0 | 0 | 0 | 0 | 0 | 0 | 0 | OffDay
DataElevator | Elevator |  | SmrDsn | 2022-01-01 | 2022-12-31 | Hourly | 1 | 1 | 1 | 1 | 1 | 1 | 1 | 1 | 1 | 1 | 1 | 1 | 1 | 1 | 1 | 1 | 1 | 1 | 1 | 1 | 1 | 1 | 1 | 1 | OnDay
DataHtgSetpt | Thermostat Setpoint | C | Default¦Wkdy¦WntrDsn¦SmrDsn | 2022-01-01 | 2022-12-31 | Hourly | 15.6 | 15.6 | 15.6 | 15.6 | 15.6 | 15.6 | 15.6 | 15.6 | 15.6 | 15.6 | 15.6 | 15.6 | 15.6 | 15.6 | 15.6 | 15.6 | 15.6 | 15.6 | 15.6 | 15.6 | 15.6 | 15.6 | 15.6 | 15.6 | DataHtgSetptWD
DataHtgSetpt | Thermostat Setpoint | C | Sat | 2022-01-01 | 2022-12-31 | Hourly | 15.6 | 15.6 | 15.6 | 15.6 | 15.6 | 15.6 | 15.6 | 15.6 | 15.6 | 15.6 | 15.6 | 15.6 | 15.6 | 15.6 | 15.6 | 15.6 | 15.6 | 15.6 | 15.6 | 15.6 | 15.6 | 15.6 | 15.6 | 15.6 | DataHtgSetptSat
DataHtgSetpt | Thermostat Setpoint | C | Sun¦Hol | 2022-01-01 | 2022-12-31 | Hourly | 15.6 | 15.6 | 15.6 | 15.6 | 15.6 | 15.6 | 15.6 | 15.6 | 15.6 | 15.6 | 15.6 | 15.6 | 15.6 | 15.6 | 15.6 | 15.6 | 15.6 | 15.6 | 15.6 | 15.6 | 15.6 | 15.6 | 15.6 | 15.6 | DataHtgSetptSun
DataClgSetpt | Thermostat Setpoint | C | Default¦Wkdy¦WntrDsn¦SmrDsn | 2022-01-01 | 2022-12-31 | Hourly | 26.7 | 26.7 | 26.7 | 26.7 | 26.7 | 26.7 | 26.7 | 26.7 | 26.7 | 26.7 | 26.7 | 26.7 | 26.7 | 26.7 | 26.7 | 26.7 | 26.7 | 26.7 | 26.7 | 26.7 | 26.7 | 26.7 | 26.7 | 26.7 | DataClgSetptWD
DataClgSetpt | Thermostat Setpoint | C | Sat | 2022-01-01 | 2022-12-31 | Hourly | 26.7 | 26.7 | 26.7 | 26.7 | 26.7 | 26.7 | 26.7 | 26.7 | 26.7 | 26.7 | 26.7 | 26.7 | 26.7 | 26.7 | 26.7 | 26.7 | 26.7 | 26.7 | 26.7 | 26.7 | 26.7 | 26.7 | 26.7 | 26.7 | DataClgSetptSat
DataClgSetpt | Thermostat Setpoint | C | Sun¦Hol | 2022-01-01 | 2022-12-31 | Hourly | 26.7 | 26.7 | 26.7 | 26.7 | 26.7 | 26.7 | 26.7 | 26.7 | 26.7 | 26.7 | 26.7 | 26.7 | 26.7 | 26.7 | 26.7 | 26.7 | 26.7 | 26.7 | 26.7 | 26.7 | 26.7 | 26.7 | 26.7 | 26.7 | DataClgSetptSun
DataInfiltration | Infiltration |  | Default¦Wkdy¦WntrDsn¦SmrDsn | 2022-01-01 | 2022-12-31 | Hourly | 0.25 | 0.25 | 0.25 | 0.25 | 0.25 | 0.25 | 0.25 | 0.25 | 0.25 | 0.25 | 0.25 | 0.25 | 0.25 | 0.25 | 0.25 | 0.25 | 0.25 | 0.25 | 0.25 | 0.25 | 0.25 | 0.25 | 0.25 | 0.25 | DataInfiltrationWD
DataInfiltration | Infiltration |  | Sat | 2022-01-01 | 2022-12-31 | Hourly | 0.25 | 0.25 | 0.25 | 0.25 | 0.25 | 0.25 | 0.25 | 0.25 | 0.25 | 0.25 | 0.25 | 0.25 | 0.25 | 0.25 | 0.25 | 0.25 | 0.25 | 0.25 | 0.25 | 0.25 | 0.25 | 0.25 | 0.25 | 0.25 | DataInfiltrationSat
DataInfiltration | Infiltration |  | Sun¦Hol | 2022-01-01 | 2022-12-31 | Hourly | 0.25 | 0.25 | 0.25 | 0.25 | 0.25 | 0.25 | 0.25 | 0.25 | 0.25 | 0.25 | 0.25 | 0.25 | 0.25 | 0.25 | 0.25 | 0.25 | 0.25 | 0.25 | 0.25 | 0.25 | 0.25 | 0.25 | 0.25 | 0.25 | DataInfiltrationSun
DataWtrHtrSetpt | Thermostat Setpoint | C | Default¦Wkdy¦WntrDsn¦SmrDsn | 2022-01-01 | 2022-12-31 | Hourly | 57.2 | 57.2 | 57.2 | 57.2 | 57.2 | 57.2 | 57.2 | 57.2 | 57.2 | 57.2 | 57.2 | 57.2 | 57.2 | 57.2 | 57.2 | 57.2 | 57.2 | 57.2 | 57.2 | 57.2 | 57.2 | 57.2 | 57.2 | 57.2 | DataWtrHtrSetptWD
DataWtrHtrSetpt | Thermostat Setpoint | C | Sat | 2022-01-01 | 2022-12-31 | Hourly | 57.2 | 57.2 | 57.2 | 57.2 | 57.2 | 57.2 | 57.2 | 57.2 | 57.2 | 57.2 | 57.2 | 57.2 | 57.2 | 57.2 | 57.2 | 57.2 | 57.2 | 57.2 | 57.2 | 57.2 | 57.2 | 57.2 | 57.2 | 57.2 | DataWtrHtrSetptSat
DataWtrHtrSetpt | Thermostat Setpoint | C | Sun¦Hol | 2022-01-01 | 2022-12-31 | Hourly | 57.2 | 57.2 | 57.2 | 57.2 | 57.2 | 57.2 | 57.2 | 57.2 | 57.2 | 57.2 | 57.2 | 57.2 | 57.2 | 57.2 | 57.2 | 57.2 | 57.2 | 57.2 | 57.2 | 57.2 | 57.2 | 57.2 | 57.2 | 57.2 | DataWtrHtrSetptSun
DataEscalator | Escalator |  | Default¦Wkdy | 2022-01-01 | 2022-12-31 | Hourly | 0 | 0 | 0 | 1 | 1 | 1 | 1 | 1 | 1 | 1 | 1 | 1 | 1 | 1 | 1 | 1 | 1 | 1 | 1 | 1 | 1 | 1 | 1 | 0 | DataEscalatorWD
DataEscalator | Escalator |  | Sat | 2022-01-01 | 2022-12-31 | Hourly | 0 | 0 | 0 | 0 | 0 | 1 | 1 | 1 | 1 | 1 | 1 | 1 | 1 | 1 | 1 | 1 | 1 | 1 | 1 | 1 | 0 | 0 | 0 | 0 | DataEscalatorSat
DataEscalator | Escalator |  | Sun¦Hol | 2022-01-01 | 2022-12-31 | Hourly | 0 | 0 | 0 | 0 | 0 | 0 | 1 | 1 | 1 | 1 | 1 | 1 | 1 | 1 | 1 | 1 | 1 | 1 | 1 | 1 | 0 | 0 | 0 | 0 | DataEscalatorSun
DataEscalator | Escalator |  | WntrDsn | 2022-01-01 | 2022-12-31 | Hourly | 0 | 0 | 0 | 0 | 0 | 0 | 0 | 0 | 0 | 0 | 0 | 0 | 0 | 0 | 0 | 0 | 0 | 0 | 0 | 0 | 0 | 0 | 0 | 0 | OffDay
DataEscalator | Escalator |  | SmrDsn | 2022-01-01 | 2022-12-31 | Hourly | 1 | 1 | 1 | 1 | 1 | 1 | 1 | 1 | 1 | 1 | 1 | 1 | 1 | 1 | 1 | 1 | 1 | 1 | 1 | 1 | 1 | 1 | 1 | 1 | OnDay
DataGasEquip | Equipment |  | Default¦Wkdy | 2022-01-01 | 2022-12-31 | Hourly | 0 | 0 | 0 | 0 | 0 | 0 | 0 | 0.5 | 0.5 | 0.5 | 0.9 | 0.9 | 0.9 | 0.9 | 0.75 | 0.75 | 0.75 | 0.75 | 0 | 0 | 0 | 0 | 0 | 0 | DataGasEquipWD
DataGasEquip | Equipment |  | Sat | 2022-01-01 | 2022-12-31 | Hourly | 0 | 0 | 0 | 0 | 0 | 0 | 0 | 0 | 0.5 | 0.5 | 0.9 | 0.9 | 0.9 | 0.9 | 0.75 | 0.75 | 0.75 | 0 | 0 | 0 | 0 | 0 | 0 | 0 | DataGasEquipSat
DataGasEquip | Equipment |  | Sun¦Hol | 2022-01-01 | 2022-12-31 | Hourly | 0 | 0 | 0 | 0 | 0 | 0 | 0 | 0 | 0 | 0 | 0 | 0 | 0 | 0 | 0 | 0 | 0 | 0 | 0 | 0 | 0 | 0 | 0 | 0 | DataGasEquipSun
DataGasEquip | Equipment |  | WntrDsn | 2022-01-01 | 2022-12-31 | Hourly | 0 | 0 | 0 | 0 | 0 | 0 | 0 | 0 | 0 | 0 | 0 | 0 | 0 | 0 | 0 | 0 | 0 | 0 | 0 | 0 | 0 | 0 | 0 | 0 | OffDay
DataGasEquip | Equipment |  | SmrDsn | 2022-01-01 | 2022-12-31 | Hourly | 1 | 1 | 1 | 1 | 1 | 1 | 1 | 1 | 1 | 1 | 1 | 1 | 1 | 1 | 1 | 1 | 1 | 1 | 1 | 1 | 1 | 1 | 1 | 1 | OnDay
DataRefrigeration | Refrigeration |  | Default¦Wkdy¦SmrDsn | 2022-01-01 | 2022-12-31 | Hourly | 0.9 | 0.9 | 0.9 | 0.9 | 0.9 | 0.9 | 0.9 | 0.9 | 0.9 | 0.9 | 0.9 | 0.9 | 0.9 | 0.9 | 0.9 | 0.9 | 0.9 | 0.9 | 0.9 | 0.9 | 0.9 | 0.9 | 0.9 | 0.9 | DataRefrigerationWD
DataRefrigeration | Refrigeration |  | Sat | 2022-01-01 | 2022-12-31 | Hourly | 0.9 | 0.9 | 0.9 | 0.9 | 0.9 | 0.9 | 0.9 | 0.9 | 0.9 | 0.9 | 0.9 | 0.9 | 0.9 | 0.9 | 0.9 | 0.9 | 0.9 | 0.9 | 0.9 | 0.9 | 0.9 | 0.9 | 0.9 | 0.9 | DataRefrigerationSat
DataRefrigeration | Refrigeration |  | Sun¦Hol¦WntrDsn | 2022-01-01 | 2022-12-31 | Hourly | 0.9 | 0.9 | 0.9 | 0.9 | 0.9 | 0.9 | 0.9 | 0.9 | 0.9 | 0.9 | 0.9 | 0.9 | 0.9 | 0.9 | 0.9 | 0.9 | 0.9 | 0.9 | 0.9 | 0.9 | 0.9 | 0.9 | 0.9 | 0.9 | DataRefrigerationSun
HealthOccupancy | Occupancy |  | Default¦Wkdy | 2022-01-01 | 2022-12-31 | Hourly | 0 | 0 | 0 | 0 | 0 | 0 | 0 | 0.1 | 0.5 | 0.8 | 0.8 | 0.8 | 0.8 | 0.8 | 0.8 | 0.8 | 0.8 | 0.5 | 0.3 | 0.3 | 0.2 | 0.2 | 0 | 0 | HealthOccupancyWD
HealthOccupancy | Occupancy |  | Sat | 2022-01-01 | 2022-12-31 | Hourly | 0 | 0 | 0 | 0 | 0 | 0 | 0 | 0.1 | 0.3 | 0.4 | 0.4 | 0.4 | 0.4 | 0.4 | 0.4 | 0.4 | 0.4 | 0.1 | 0.1 | 0 | 0 | 0 | 0 | 0 | HealthOccupancySat
HealthOccupancy | Occupancy |  | Sun¦Hol | 2022-01-01 | 2022-12-31 | Hourly | 0 | 0 | 0 | 0 | 0 | 0 | 0 | 0 | 0.05 | 0.05 | 0.05 | 0.05 | 0.05 | 0.05 | 0.05 | 0.05 | 0 | 0 | 0 | 0 | 0 | 0 | 0 | 0 | HealthOccupancySun
HealthOccupancy | Occupancy |  | WntrDsn | 2022-01-01 | 2022-12-31 | Hourly | 0 | 0 | 0 | 0 | 0 | 0 | 0 | 0 | 0 | 0 | 0 | 0 | 0 | 0 | 0 | 0 | 0 | 0 | 0 | 0 | 0 | 0 | 0 | 0 | OffDay
HealthOccupancy | Occupancy |  | SmrDsn | 2022-01-01 | 2022-12-31 | Hourly | 1 | 1 | 1 | 1 | 1 | 1 | 1 | 1 | 1 | 1 | 1 | 1 | 1 | 1 | 1 | 1 | 1 | 1 | 1 | 1 | 1 | 1 | 1 | 1 | OnDay
HealthLights | Lighting |  | Default¦Wkdy | 2022-01-01 | 2022-12-31 | Hourly | 0.1 | 0.1 | 0.1 | 0.1 | 0.1 | 0.1 | 0.1 | 0.45 | 0.8 | 0.8 | 0.8 | 0.8 | 0.8 | 0.8 | 0.8 | 0.8 | 0.3 | 0.3 | 0.3 | 0.3 | 0.3 | 0.3 | 0.3 | 0.1 | HealthLightsWD
HealthLights | Lighting |  | Sat | 2022-01-01 | 2022-12-31 | Hourly | 0.1 | 0.1 | 0.1 | 0.1 | 0.1 | 0.1 | 0.1 | 0.2 | 0.35 | 0.35 | 0.35 | 0.35 | 0.35 | 0.35 | 0.35 | 0.35 | 0.35 | 0.35 | 0.1 | 0.1 | 0.1 | 0.1 | 0.1 | 0.1 | HealthLightsSat
HealthLights | Lighting |  | Sun¦Hol | 2022-01-01 | 2022-12-31 | Hourly | 0.05 | 0.05 | 0.05 | 0.05 | 0.05 | 0.05 | 0.05 | 0.05 | 0.1 | 0.1 | 0.1 | 0.1 | 0.1 | 0.1 | 0.1 | 0.1 | 0.05 | 0.05 | 0.05 | 0.05 | 0.05 | 0.05 | 0.05 | 0.05 | HealthLightsSun
HealthLights | Lighting |  | WntrDsn | 2022-01-01 | 2022-12-31 | Hourly | 0 | 0 | 0 | 0 | 0 | 0 | 0 | 0 | 0 | 0 | 0 | 0 | 0 | 0 | 0 | 0 | 0 | 0 | 0 | 0 | 0 | 0 | 0 | 0 | OffDay
HealthLights | Lighting |  | SmrDsn | 2022-01-01 | 2022-12-31 | Hourly | 1 | 1 | 1 | 1 | 1 | 1 | 1 | 1 | 1 | 1 | 1 | 1 | 1 | 1 | 1 | 1 | 1 | 1 | 1 | 1 | 1 | 1 | 1 | 1 | OnDay
HealthReceptacle | Equipment |  | Default¦Wkdy | 2022-01-01 | 2022-12-31 | Hourly | 0.1 | 0.1 | 0.1 | 0.1 | 0.1 | 0.1 | 0.1 | 0.5 | 0.9 | 0.9 | 0.9 | 0.9 | 0.9 | 0.9 | 0.9 | 0.9 | 0.3 | 0.3 | 0.3 | 0.3 | 0.3 | 0.3 | 0.3 | 0.1 | HealthReceptacleWD
HealthReceptacle | Equipment |  | Sat | 2022-01-01 | 2022-12-31 | Hourly | 0.1 | 0.1 | 0.1 | 0.1 | 0.1 | 0.1 | 0.1 | 0.2 | 0.4 | 0.4 | 0.4 | 0.4 | 0.4 | 0.4 | 0.4 | 0.4 | 0.4 | 0.4 | 0.1 | 0.1 | 0.1 | 0.1 | 0.1 | 0.1 | HealthReceptacleSat
HealthReceptacle | Equipment |  | Sun¦Hol | 2022-01-01 | 2022-12-31 | Hourly | 0.05 | 0.05 | 0.05 | 0.05 | 0.05 | 0.05 | 0.05 | 0.05 | 0.1 | 0.1 | 0.1 | 0.1 | 0.1 | 0.1 | 0.1 | 0.1 | 0.05 | 0.05 | 0.05 | 0.05 | 0.05 | 0.05 | 0.05 | 0.05 | HealthReceptacleSun
HealthReceptacle | Equipment |  | WntrDsn | 2022-01-01 | 2022-12-31 | Hourly | 0 | 0 | 0 | 0 | 0 | 0 | 0 | 0 | 0 | 0 | 0 | 0 | 0 | 0 | 0 | 0 | 0 | 0 | 0 | 0 | 0 | 0 | 0 | 0 | OffDay
HealthReceptacle | Equipment |  | SmrDsn | 2022-01-01 | 2022-12-31 | Hourly | 1 | 1 | 1 | 1 | 1 | 1 | 1 | 1 | 1 | 1 | 1 | 1 | 1 | 1 | 1 | 1 | 1 | 1 | 1 | 1 | 1 | 1 | 1 | 1 | OnDay
HealthHVACAvail | Operation |  | Default¦Wkdy | 2022-01-01 | 2022-12-31 | Hourly | 0 | 0 | 0 | 0 | 0 | 0 | 1 | 1 | 1 | 1 | 1 | 1 | 1 | 1 | 1 | 1 | 1 | 1 | 1 | 1 | 1 | 1 | 0 | 0 | HealthHVACAvailWD
HealthHVACAvail | Operation |  | Sat | 2022-01-01 | 2022-12-31 | Hourly | 0 | 0 | 0 | 0 | 0 | 0 | 1 | 1 | 1 | 1 | 1 | 1 | 1 | 1 | 1 | 1 | 1 | 1 | 1 | 0 | 0 | 0 | 0 | 0 | HealthHVACAvailSat
HealthHVACAvail | Operation |  | Sun¦Hol | 2022-01-01 | 2022-12-31 | Hourly | 0 | 0 | 0 | 0 | 0 | 0 | 0 | 1 | 1 | 1 | 1 | 1 | 1 | 1 | 1 | 1 | 0 | 0 | 0 | 0 | 0 | 0 | 0 | 0 | HealthHVACAvailSun
HealthHVACAvail | Operation |  | WntrDsn¦SmrDsn | 2022-01-01 | 2022-12-31 | Hourly | 1 | 1 | 1 | 1 | 1 | 1 | 1 | 1 | 1 | 1 | 1 | 1 | 1 | 1 | 1 | 1 | 1 | 1 | 1 | 1 | 1 | 1 | 1 | 1 | AllOnHVACAvailDay
HealthServiceHotWater | Service Water Heating |  | Default¦Wkdy | 2022-01-01 | 2022-12-31 | Hourly | 0.01 | 0.01 | 0.01 | 0.01 | 0.01 | 0.01 | 0.01 | 0.17 | 0.58 | 0.66 | 0.78 | 0.82 | 0.71 | 0.82 | 0.78 | 0.74 | 0.63 | 0.41 | 0.18 | 0.18 | 0.18 | 0.1 | 0.01 | 0.01 | HealthServiceHotWaterWD
HealthServiceHotWater | Service Water Heating |  | Sat | 2022-01-01 | 2022-12-31 | Hourly | 0.01 | 0.01 | 0.01 | 0.01 | 0.01 | 0.01 | 0.01 | 0.01 | 0.2 | 0.28 | 0.3 | 0.3 | 0.24 | 0.24 | 0.23 | 0.23 | 0.23 | 0.1 | 0.01 | 0.01 | 0.01 | 0.01 | 0.01 | 0.01 | HealthServiceHotWaterSat
HealthServiceHotWater | Service Water Heating |  | Sun¦Hol | 2022-01-01 | 2022-12-31 | Hourly | 0.01 | 0.01 | 0.01 | 0.01 | 0.01 | 0.01 | 0.01 | 0.01 | 0.01 | 0.01 | 0.01 | 0.01 | 0.01 | 0.01 | 0.01 | 0.01 | 0.01 | 0.01 | 0.01 | 0.01 | 0.01 | 0.01 | 0.01 | 0.01 | HealthServiceHotWaterSun
HealthServiceHotWater | Service Water Heating |  | WntrDsn | 2022-01-01 | 2022-12-31 | Hourly | 0 | 0 | 0 | 0 | 0 | 0 | 0 | 0 | 0 | 0 | 0 | 0 | 0 | 0 | 0 | 0 | 0 | 0 | 0 | 0 | 0 | 0 | 0 | 0 | OffDay
HealthServiceHotWater | Service Water Heating |  | SmrDsn | 2022-01-01 | 2022-12-31 | Hourly | 1 | 1 | 1 | 1 | 1 | 1 | 1 | 1 | 1 | 1 | 1 | 1 | 1 | 1 | 1 | 1 | 1 | 1 | 1 | 1 | 1 | 1 | 1 | 1 | OnDay
HealthElevator | Elevator |  | Default¦Wkdy | 2022-01-01 | 2022-12-31 | Hourly | 0 | 0 | 0 | 0 | 0 | 0 | 0 | 0.02 | 0.75 | 1 | 1 | 1 | 0.75 | 1 | 1 | 1 | 1 | 1 | 0.52 | 0.52 | 0.52 | 0.28 | 0 | 0 | HealthElevatorWD
HealthElevator | Elevator |  | Sat | 2022-01-01 | 2022-12-31 | Hourly | 0 | 0 | 0 | 0 | 0 | 0 | 0 | 0.02 | 0.46 | 0.7 | 0.7 | 0.7 | 0.51 | 0.51 | 0.51 | 0.51 | 0.51 | 0.25 | 0.02 | 0 | 0 | 0 | 0 | 0 | HealthElevatorSat
HealthElevator | Elevator |  | Sun¦Hol | 2022-01-01 | 2022-12-31 | Hourly | 0 | 0 | 0 | 0 | 0 | 0 | 0 | 0 | 0.02 | 0.02 | 0.02 | 0.02 | 0.02 | 0.02 | 0.02 | 0.02 | 0 | 0 | 0 | 0 | 0 | 0 | 0 | 0 | HealthElevatorSun
HealthElevator | Elevator |  | WntrDsn | 2022-01-01 | 2022-12-31 | Hourly | 0 | 0 | 0 | 0 | 0 | 0 | 0 | 0 | 0 | 0 | 0 | 0 | 0 | 0 | 0 | 0 | 0 | 0 | 0 | 0 | 0 | 0 | 0 | 0 | OffDay
HealthElevator | Elevator |  | SmrDsn | 2022-01-01 | 2022-12-31 | Hourly | 1 | 1 | 1 | 1 | 1 | 1 | 1 | 1 | 1 | 1 | 1 | 1 | 1 | 1 | 1 | 1 | 1 | 1 | 1 | 1 | 1 | 1 | 1 | 1 | OnDay
HealthRefrigeration | Refrigeration |  | Default¦Wkdy¦SmrDsn | 2022-01-01 | 2022-12-31 | Hourly | 0.9 | 0.9 | 0.9 | 0.9 | 0.9 | 0.9 | 0.9 | 0.9 | 0.9 | 0.9 | 0.9 | 0.9 | 0.9 | 0.9 | 0.9 | 0.9 | 0.9 | 0.9 | 0.9 | 0.9 | 0.9 | 0.9 | 0.9 | 0.9 | HealthRefrigerationWD
HealthRefrigeration | Refrigeration |  | Sat | 2022-01-01 | 2022-12-31 | Hourly | 0.9 | 0.9 | 0.9 | 0.9 | 0.9 | 0.9 | 0.9 | 0.9 | 0.9 | 0.9 | 0.9 | 0.9 | 0.9 | 0.9 | 0.9 | 0.9 | 0.9 | 0.9 | 0.9 | 0.9 | 0.9 | 0.9 | 0.9 | 0.9 | HealthRefrigerationSat
HealthRefrigeration | Refrigeration |  | Sun¦Hol¦WntrDsn | 2022-01-01 | 2022-12-31 | Hourly | 0.9 | 0.9 | 0.9 | 0.9 | 0.9 | 0.9 | 0.9 | 0.9 | 0.9 | 0.9 | 0.9 | 0.9 | 0.9 | 0.9 | 0.9 | 0.9 | 0.9 | 0.9 | 0.9 | 0.9 | 0.9 | 0.9 | 0.9 | 0.9 | HealthRefrigerationSun
HealthGasEquip | Equipment |  | Default¦Wkdy | 2022-01-01 | 2022-12-31 | Hourly | 0 | 0 | 0 | 0 | 0 | 0 | 0 | 0.75 | 0.9 | 0.9 | 0.9 | 0.9 | 0.9 | 0.9 | 0.9 | 0.9 | 0.9 | 0.75 | 0.2 | 0.1 | 0 | 0 | 0 | 0 | HealthGasEquipWD
HealthGasEquip | Equipment |  | Sat | 2022-01-01 | 2022-12-31 | Hourly | 0 | 0 | 0 | 0 | 0 | 0 | 0 | 0.3 | 0.5 | 0.5 | 0.5 | 0.5 | 0.5 | 0.5 | 0.5 | 0.5 | 0.5 | 0.3 | 0 | 0 | 0 | 0 | 0 | 0 | HealthGasEquipSat
HealthGasEquip | Equipment |  | Sun¦Hol | 2022-01-01 | 2022-12-31 | Hourly | 0 | 0 | 0 | 0 | 0 | 0 | 0 | 0 | 0 | 0 | 0 | 0 | 0 | 0 | 0 | 0 | 0 | 0 | 0 | 0 | 0 | 0 | 0 | 0 | HealthGasEquipSun
HealthGasEquip | Equipment |  | WntrDsn | 2022-01-01 | 2022-12-31 | Hourly | 0 | 0 | 0 | 0 | 0 | 0 | 0 | 0 | 0 | 0 | 0 | 0 | 0 | 0 | 0 | 0 | 0 | 0 | 0 | 0 | 0 | 0 | 0 | 0 | OffDay
HealthGasEquip | Equipment |  | SmrDsn | 2022-01-01 | 2022-12-31 | Hourly | 1 | 1 | 1 | 1 | 1 | 1 | 1 | 1 | 1 | 1 | 1 | 1 | 1 | 1 | 1 | 1 | 1 | 1 | 1 | 1 | 1 | 1 | 1 | 1 | OnDay
HealthHtgSetpt | Thermostat Setpoint | C | Default¦Wkdy¦WntrDsn¦SmrDsn | 2022-01-01 | 2022-12-31 | Hourly | 21.1 | 21.1 | 21.1 | 21.1 | 21.1 | 21.1 | 21.1 | 21.1 | 21.1 | 21.1 | 21.1 | 21.1 | 21.1 | 21.1 | 21.1 | 21.1 | 21.1 | 21.1 | 21.1 | 21.1 | 21.1 | 21.1 | 21.1 | 21.1 | HealthHtgSetptWD
HealthHtgSetpt | Thermostat Setpoint | C | Sat | 2022-01-01 | 2022-12-31 | Hourly | 21.1 | 21.1 | 21.1 | 21.1 | 21.1 | 21.1 | 21.1 | 21.1 | 21.1 | 21.1 | 21.1 | 21.1 | 21.1 | 21.1 | 21.1 | 21.1 | 21.1 | 21.1 | 21.1 | 21.1 | 21.1 | 21.1 | 21.1 | 21.1 | HealthHtgSetptSat
HealthHtgSetpt | Thermostat Setpoint | C | Sun¦Hol | 2022-01-01 | 2022-12-31 | Hourly | 21.1 | 21.1 | 21.1 | 21.1 | 21.1 | 21.1 | 21.1 | 21.1 | 21.1 | 21.1 | 21.1 | 21.1 | 21.1 | 21.1 | 21.1 | 21.1 | 21.1 | 21.1 | 21.1 | 21.1 | 21.1 | 21.1 | 21.1 | 21.1 | HealthHtgSetptSun
HealthClgSetpt | Thermostat Setpoint | C | Default¦Wkdy¦WntrDsn¦SmrDsn | 2022-01-01 | 2022-12-31 | Hourly | 23.9 | 23.9 | 23.9 | 23.9 | 23.9 | 23.9 | 23.9 | 23.9 | 23.9 | 23.9 | 23.9 | 23.9 | 23.9 | 23.9 | 23.9 | 23.9 | 23.9 | 23.9 | 23.9 | 23.9 | 23.9 | 23.9 | 23.9 | 23.9 | HealthClgSetptWD
HealthClgSetpt | Thermostat Setpoint | C | Sat | 2022-01-01 | 2022-12-31 | Hourly | 23.9 | 23.9 | 23.9 | 23.9 | 23.9 | 23.9 | 23.9 | 23.9 | 23.9 | 23.9 | 23.9 | 23.9 | 23.9 | 23.9 | 23.9 | 23.9 | 23.9 | 23.9 | 23.9 | 23.9 | 23.9 | 23.9 | 23.9 | 23.9 | HealthClgSetptSat
HealthClgSetpt | Thermostat Setpoint | C | Sun¦Hol | 2022-01-01 | 2022-12-31 | Hourly | 23.9 | 23.9 | 23.9 | 23.9 | 23.9 | 23.9 | 23.9 | 23.9 | 23.9 | 23.9 | 23.9 | 23.9 | 23.9 | 23.9 | 23.9 | 23.9 | 23.9 | 23.9 | 23.9 | 23.9 | 23.9 | 23.9 | 23.9 | 23.9 | HealthClgSetptSun
HealthInfiltration | Infiltration |  | Default¦Wkdy¦WntrDsn¦SmrDsn | 2022-01-01 | 2022-12-31 | Hourly | 1 | 1 | 1 | 1 | 1 | 1 | 0.25 | 0.25 | 0.25 | 0.25 | 0.25 | 0.25 | 0.25 | 0.25 | 0.25 | 0.25 | 0.25 | 0.25 | 0.25 | 0.25 | 0.25 | 0.25 | 1 | 1 | HealthInfiltrationWD
HealthInfiltration | Infiltration |  | Sat | 2022-01-01 | 2022-12-31 | Hourly | 1 | 1 | 1 | 1 | 1 | 1 | 0.25 | 0.25 | 0.25 | 0.25 | 0.25 | 0.25 | 0.25 | 0.25 | 0.25 | 0.25 | 0.25 | 0.25 | 0.25 | 1 | 1 | 1 | 1 | 1 | HealthInfiltrationSat
HealthInfiltration | Infiltration |  | Sun¦Hol | 2022-01-01 | 2022-12-31 | Hourly | 1 | 1 | 1 | 1 | 1 | 1 | 1 | 0.25 | 0.25 | 0.25 | 0.25 | 0.25 | 0.25 | 0.25 | 0.25 | 0.25 | 1 | 1 | 1 | 1 | 1 | 1 | 1 | 1 | HealthInfiltrationSun
HealthWtrHtrSetpt | Thermostat Setpoint | C | Default¦Wkdy¦WntrDsn¦SmrDsn | 2022-01-01 | 2022-12-31 | Hourly | 57.2 | 57.2 | 57.2 | 57.2 | 57.2 | 57.2 | 57.2 | 57.2 | 57.2 | 57.2 | 57.2 | 57.2 | 57.2 | 57.2 | 57.2 | 57.2 | 57.2 | 57.2 | 57.2 | 57.2 | 57.2 | 57.2 | 57.2 | 57.2 | HealthWtrHtrSetptWD
HealthWtrHtrSetpt | Thermostat Setpoint | C | Sat | 2022-01-01 | 2022-12-31 | Hourly | 57.2 | 57.2 | 57.2 | 57.2 | 57.2 | 57.2 | 57.2 | 57.2 | 57.2 | 57.2 | 57.2 | 57.2 | 57.2 | 57.2 | 57.2 | 57.2 | 57.2 | 57.2 | 57.2 | 57.2 | 57.2 | 57.2 | 57.2 | 57.2 | HealthWtrHtrSetptSat
HealthWtrHtrSetpt | Thermostat Setpoint | C | Sun¦Hol | 2022-01-01 | 2022-12-31 | Hourly | 57.2 | 57.2 | 57.2 | 57.2 | 57.2 | 57.2 | 57.2 | 57.2 | 57.2 | 57.2 | 57.2 | 57.2 | 57.2 | 57.2 | 57.2 | 57.2 | 57.2 | 57.2 | 57.2 | 57.2 | 57.2 | 57.2 | 57.2 | 57.2 | HealthWtrHtrSetptSun
HealthEscalator | Escalator |  | Default¦Wkdy | 2022-01-01 | 2022-12-31 | Hourly | 0 | 0 | 0 | 0 | 0 | 0 | 1 | 1 | 1 | 1 | 1 | 1 | 1 | 1 | 1 | 1 | 1 | 1 | 1 | 1 | 1 | 1 | 0 | 0 | HealthEscalatorWD
HealthEscalator | Escalator |  | Sat | 2022-01-01 | 2022-12-31 | Hourly | 0 | 0 | 0 | 0 | 0 | 0 | 1 | 1 | 1 | 1 | 1 | 1 | 1 | 1 | 1 | 1 | 1 | 1 | 1 | 0 | 0 | 0 | 0 | 0 | HealthEscalatorSat
HealthEscalator | Escalator |  | Sun¦Hol | 2022-01-01 | 2022-12-31 | Hourly | 0 | 0 | 0 | 0 | 0 | 0 | 0 | 1 | 1 | 1 | 1 | 1 | 1 | 1 | 1 | 1 | 0 | 0 | 0 | 0 | 0 | 0 | 0 | 0 | HealthEscalatorSun
HealthEscalator | Escalator |  | WntrDsn | 2022-01-01 | 2022-12-31 | Hourly | 0 | 0 | 0 | 0 | 0 | 0 | 0 | 0 | 0 | 0 | 0 | 0 | 0 | 0 | 0 | 0 | 0 | 0 | 0 | 0 | 0 | 0 | 0 | 0 | OffDay
HealthEscalator | Escalator |  | SmrDsn | 2022-01-01 | 2022-12-31 | Hourly | 1 | 1 | 1 | 1 | 1 | 1 | 1 | 1 | 1 | 1 | 1 | 1 | 1 | 1 | 1 | 1 | 1 | 1 | 1 | 1 | 1 | 1 | 1 | 1 | OnDay
LaboratoryOccupancy | Occupancy |  | Default¦Wkdy | 2022-01-01 | 2022-12-31 | Hourly | 0.05 | 0.05 | 0.05 | 0.05 | 0.05 | 0.05 | 0.05 | 0.1 | 0.2 | 0.9 | 0.9 | 0.45 | 0.45 | 0.9 | 0.9 | 0.9 | 0.9 | 0.9 | 0.3 | 0.1 | 0.1 | 0.1 | 0.05 | 0.05 | LaboratoryOccupancyWD
LaboratoryOccupancy | Occupancy |  | Sat | 2022-01-01 | 2022-12-31 | Hourly | 0.05 | 0.05 | 0.05 | 0.05 | 0.05 | 0.05 | 0.05 | 0.1 | 0.1 | 0.3 | 0.3 | 0.3 | 0.3 | 0.1 | 0.1 | 0.1 | 0.1 | 0.1 | 0.05 | 0.05 | 0.05 | 0.05 | 0.05 | 0.05 | LaboratoryOccupancySat
LaboratoryOccupancy | Occupancy |  | Sun¦Hol | 2022-01-01 | 2022-12-31 | Hourly | 0.05 | 0.05 | 0.05 | 0.05 | 0.05 | 0.05 | 0.05 | 0.1 | 0.1 | 0.3 | 0.3 | 0.3 | 0.3 | 0.1 | 0.1 | 0.1 | 0.1 | 0.1 | 0.05 | 0.05 | 0.05 | 0.05 | 0.05 | 0.05 | LaboratoryOccupancySun
LaboratoryOccupancy | Occupancy |  | WntrDsn | 2022-01-01 | 2022-12-31 | Hourly | 0 | 0 | 0 | 0 | 0 | 0 | 0 | 0 | 0 | 0 | 0 | 0 | 0 | 0 | 0 | 0 | 0 | 0 | 0 | 0 | 0 | 0 | 0 | 0 | OffDay
LaboratoryOccupancy | Occupancy |  | SmrDsn | 2022-01-01 | 2022-12-31 | Hourly | 1 | 1 | 1 | 1 | 1 | 1 | 1 | 1 | 1 | 1 | 1 | 1 | 1 | 1 | 1 | 1 | 1 | 1 | 1 | 1 | 1 | 1 | 1 | 1 | OnDay
LaboratoryLights | Lighting |  | Default¦Wkdy | 2022-01-01 | 2022-12-31 | Hourly | 0.2 | 0.2 | 0.2 | 0.2 | 0.2 | 0.2 | 0.3 | 0.5 | 0.9 | 0.9 | 0.9 | 0.9 | 0.8 | 0.9 | 0.9 | 0.9 | 0.9 | 0.9 | 0.5 | 0.5 | 0.3 | 0.3 | 0.2 | 0.2 | LaboratoryLightsWD
LaboratoryLights | Lighting |  | Sat | 2022-01-01 | 2022-12-31 | Hourly | 0.1 | 0.1 | 0.1 | 0.1 | 0.1 | 0.1 | 0.1 | 0.1 | 0.4 | 0.4 | 0.4 | 0.4 | 0.2 | 0.2 | 0.2 | 0.2 | 0.2 | 0.1 | 0.1 | 0.1 | 0.1 | 0.1 | 0.1 | 0.1 | LaboratoryLightsSat
LaboratoryLights | Lighting |  | Sun¦Hol | 2022-01-01 | 2022-12-31 | Hourly | 0.1 | 0.1 | 0.1 | 0.1 | 0.1 | 0.1 | 0.1 | 0.1 | 0.4 | 0.4 | 0.4 | 0.4 | 0.2 | 0.2 | 0.2 | 0.2 | 0.2 | 0.1 | 0.1 | 0.1 | 0.1 | 0.1 | 0.1 | 0.1 | LaboratoryLightsSun
LaboratoryLights | Lighting |  | WntrDsn | 2022-01-01 | 2022-12-31 | Hourly | 0 | 0 | 0 | 0 | 0 | 0 | 0 | 0 | 0 | 0 | 0 | 0 | 0 | 0 | 0 | 0 | 0 | 0 | 0 | 0 | 0 | 0 | 0 | 0 | OffDay
LaboratoryLights | Lighting |  | SmrDsn | 2022-01-01 | 2022-12-31 | Hourly | 1 | 1 | 1 | 1 | 1 | 1 | 1 | 1 | 1 | 1 | 1 | 1 | 1 | 1 | 1 | 1 | 1 | 1 | 1 | 1 | 1 | 1 | 1 | 1 | OnDay
LaboratoryReceptacle | Equipment |  | Default¦Wkdy | 2022-01-01 | 2022-12-31 | Hourly | 0.2 | 0.2 | 0.2 | 0.2 | 0.2 | 0.2 | 0.3 | 0.4 | 0.5 | 0.7 | 0.8 | 0.5 | 0.6 | 0.7 | 0.9 | 0.8 | 0.5 | 0.4 | 0.3 | 0.2 | 0.2 | 0.2 | 0.2 | 0.2 | LaboratoryReceptacleWD
LaboratoryReceptacle | Equipment |  | Sat | 2022-01-01 | 2022-12-31 | Hourly | 0 | 0 | 0 | 0 | 0 | 0 | 0 | 0 | 0 | 0 | 0 | 0 | 0 | 0 | 0 | 0 | 0 | 0 | 0 | 0 | 0 | 0 | 0 | 0 | LaboratoryReceptacleSat
LaboratoryReceptacle | Equipment |  | Sun¦Hol | 2022-01-01 | 2022-12-31 | Hourly | 0 | 0 | 0 | 0 | 0 | 0 | 0 | 0 | 0 | 0 | 0 | 0 | 0 | 0 | 0 | 0 | 0 | 0 | 0 | 0 | 0 | 0 | 0 | 0 | LaboratoryReceptacleSun
LaboratoryReceptacle | Equipment |  | WntrDsn | 2022-01-01 | 2022-12-31 | Hourly | 0 | 0 | 0 | 0 | 0 | 0 | 0 | 0 | 0 | 0 | 0 | 0 | 0 | 0 | 0 | 0 | 0 | 0 | 0 | 0 | 0 | 0 | 0 | 0 | OffDay
LaboratoryReceptacle | Equipment |  | SmrDsn | 2022-01-01 | 2022-12-31 | Hourly | 1 | 1 | 1 | 1 | 1 | 1 | 1 | 1 | 1 | 1 | 1 | 1 | 1 | 1 | 1 | 1 | 1 | 1 | 1 | 1 | 1 | 1 | 1 | 1 | OnDay
LaboratoryHVACAvail | Operation |  | Default¦Wkdy | 2022-01-01 | 2022-12-31 | Hourly | 1 | 1 | 1 | 1 | 1 | 1 | 1 | 1 | 1 | 1 | 1 | 1 | 1 | 1 | 1 | 1 | 1 | 1 | 1 | 1 | 1 | 1 | 1 | 1 | LaboratoryHVACAvailWD
LaboratoryHVACAvail | Operation |  | Sat | 2022-01-01 | 2022-12-31 | Hourly | 1 | 1 | 1 | 1 | 1 | 1 | 1 | 1 | 1 | 1 | 1 | 1 | 1 | 1 | 1 | 1 | 1 | 1 | 1 | 1 | 1 | 1 | 1 | 1 | LaboratoryHVACAvailSat
LaboratoryHVACAvail | Operation |  | Sun¦Hol | 2022-01-01 | 2022-12-31 | Hourly | 1 | 1 | 1 | 1 | 1 | 1 | 1 | 1 | 1 | 1 | 1 | 1 | 1 | 1 | 1 | 1 | 1 | 1 | 1 | 1 | 1 | 1 | 1 | 1 | LaboratoryHVACAvailSun
LaboratoryHVACAvail | Operation |  | WntrDsn¦SmrDsn | 2022-01-01 | 2022-12-31 | Hourly | 1 | 1 | 1 | 1 | 1 | 1 | 1 | 1 | 1 | 1 | 1 | 1 | 1 | 1 | 1 | 1 | 1 | 1 | 1 | 1 | 1 | 1 | 1 | 1 | AllOnHVACAvailDay
LaboratoryServiceHotWater | Service Water Heating |  | Default¦Wkdy | 2022-01-01 | 2022-12-31 | Hourly | 0.05 | 0.05 | 0.05 | 0.05 | 0.05 | 0.08 | 0.07 | 0.19 | 0.35 | 0.38 | 0.39 | 0.47 | 0.57 | 0.54 | 0.34 | 0.33 | 0.44 | 0.26 | 0.21 | 0.15 | 0.17 | 0.08 | 0.05 | 0.05 | LaboratoryServiceHotWaterWD
LaboratoryServiceHotWater | Service Water Heating |  | Sat | 2022-01-01 | 2022-12-31 | Hourly | 0.05 | 0.05 | 0.05 | 0.05 | 0.05 | 0.08 | 0.07 | 0.11 | 0.15 | 0.21 | 0.19 | 0.23 | 0.2 | 0.19 | 0.15 | 0.12 | 0.14 | 0.07 | 0.07 | 0.07 | 0.07 | 0.09 | 0.05 | 0.05 | LaboratoryServiceHotWaterSat
LaboratoryServiceHotWater | Service Water Heating |  | Sun¦Hol | 2022-01-01 | 2022-12-31 | Hourly | 0.05 | 0.05 | 0.05 | 0.05 | 0.05 | 0.08 | 0.07 | 0.11 | 0.15 | 0.21 | 0.19 | 0.23 | 0.2 | 0.19 | 0.15 | 0.12 | 0.14 | 0.07 | 0.07 | 0.07 | 0.07 | 0.09 | 0.05 | 0.05 | LaboratoryServiceHotWaterSun
LaboratoryServiceHotWater | Service Water Heating |  | WntrDsn | 2022-01-01 | 2022-12-31 | Hourly | 0 | 0 | 0 | 0 | 0 | 0 | 0 | 0 | 0 | 0 | 0 | 0 | 0 | 0 | 0 | 0 | 0 | 0 | 0 | 0 | 0 | 0 | 0 | 0 | OffDay
LaboratoryServiceHotWater | Service Water Heating |  | SmrDsn | 2022-01-01 | 2022-12-31 | Hourly | 1 | 1 | 1 | 1 | 1 | 1 | 1 | 1 | 1 | 1 | 1 | 1 | 1 | 1 | 1 | 1 | 1 | 1 | 1 | 1 | 1 | 1 | 1 | 1 | OnDay
LaboratoryElevator | Elevator |  | Default¦Wkdy | 2022-01-01 | 2022-12-31 | Hourly | 0 | 0 | 0 | 0 | 0 | 0 | 0 | 0 | 0 | 0 | 0 | 0 | 0 | 0 | 0 | 0 | 0 | 0 | 0 | 0 | 0 | 0 | 0 | 0 | LaboratoryElevatorWD
LaboratoryElevator | Elevator |  | Sat | 2022-01-01 | 2022-12-31 | Hourly | 0 | 0 | 0 | 0 | 0 | 0 | 0 | 0 | 0 | 0 | 0 | 0 | 0 | 0 | 0 | 0 | 0 | 0 | 0 | 0 | 0 | 0 | 0 | 0 | LaboratoryElevatorSat
LaboratoryElevator | Elevator |  | Sun¦Hol | 2022-01-01 | 2022-12-31 | Hourly | 0 | 0 | 0 | 0 | 0 | 0 | 0 | 0 | 0 | 0 | 0 | 0 | 0 | 0 | 0 | 0 | 0 | 0 | 0 | 0 | 0 | 0 | 0 | 0 | LaboratoryElevatorSun
LaboratoryElevator | Elevator |  | WntrDsn | 2022-01-01 | 2022-12-31 | Hourly | 0 | 0 | 0 | 0 | 0 | 0 | 0 | 0 | 0 | 0 | 0 | 0 | 0 | 0 | 0 | 0 | 0 | 0 | 0 | 0 | 0 | 0 | 0 | 0 | OffDay
LaboratoryElevator | Elevator |  | SmrDsn | 2022-01-01 | 2022-12-31 | Hourly | 1 | 1 | 1 | 1 | 1 | 1 | 1 | 1 | 1 | 1 | 1 | 1 | 1 | 1 | 1 | 1 | 1 | 1 | 1 | 1 | 1 | 1 | 1 | 1 | OnDay
LaboratoryExhaustCAV | Exhaust |  | Default¦Wkdy¦SmrDsn | 2022-01-01 | 2022-12-31 | Hourly | 0.9 | 0.9 | 0.9 | 0.9 | 0.9 | 0.9 | 0.9 | 0.9 | 0.9 | 0.9 | 0.9 | 0.9 | 0.9 | 0.9 | 0.9 | 0.9 | 0.9 | 0.9 | 0.9 | 0.9 | 0.9 | 0.9 | 0.9 | 0.9 | LaboratoryExhaustCAVWD
LaboratoryExhaustCAV | Exhaust |  | Sat | 2022-01-01 | 2022-12-31 | Hourly | 0.9 | 0.9 | 0.9 | 0.9 | 0.9 | 0.9 | 0.9 | 0.9 | 0.9 | 0.9 | 0.9 | 0.9 | 0.9 | 0.9 | 0.9 | 0.9 | 0.9 | 0.9 | 0.9 | 0.9 | 0.9 | 0.9 | 0.9 | 0.9 | LaboratoryExhaustCAVSat
LaboratoryExhaustCAV | Exhaust |  | Sun¦Hol¦WntrDsn | 2022-01-01 | 2022-12-31 | Hourly | 0.9 | 0.9 | 0.9 | 0.9 | 0.9 | 0.9 | 0.9 | 0.9 | 0.9 | 0.9 | 0.9 | 0.9 | 0.9 | 0.9 | 0.9 | 0.9 | 0.9 | 0.9 | 0.9 | 0.9 | 0.9 | 0.9 | 0.9 | 0.9 | LaboratoryExhaustCAVSun
LaboratoryExhaustVAV | Exhaust |  | Default¦Wkdy¦SmrDsn | 2022-01-01 | 2022-12-31 | Hourly | 0.4 | 0.4 | 0.4 | 0.4 | 0.4 | 0.4 | 0.4 | 0.4 | 0.5 | 0.7 | 0.8 | 0.4 | 0.5 | 0.7 | 0.9 | 0.8 | 0.5 | 0.4 | 0.4 | 0.4 | 0.4 | 0.4 | 0.4 | 0.4 | LaboratoryExhaustVAVWD
LaboratoryExhaustVAV | Exhaust |  | Sat | 2022-01-01 | 2022-12-31 | Hourly | 0.4 | 0.4 | 0.4 | 0.4 | 0.4 | 0.4 | 0.4 | 0.4 | 0.4 | 0.4 | 0.4 | 0.4 | 0.4 | 0.4 | 0.4 | 0.4 | 0.4 | 0.4 | 0.4 | 0.4 | 0.4 | 0.4 | 0.4 | 0.4 | LaboratoryExhaustVAVSat
LaboratoryExhaustVAV | Exhaust |  | Sun¦Hol¦WntrDsn | 2022-01-01 | 2022-12-31 | Hourly | 0.4 | 0.4 | 0.4 | 0.4 | 0.4 | 0.4 | 0.4 | 0.4 | 0.4 | 0.4 | 0.4 | 0.4 | 0.4 | 0.4 | 0.4 | 0.4 | 0.4 | 0.4 | 0.4 | 0.4 | 0.4 | 0.4 | 0.4 | 0.4 | LaboratoryExhaustVAVSun
LaboratoryExhaustVAVManualSashCtrl | Exhaust |  | Default¦Wkdy¦SmrDsn | 2022-01-01 | 2022-12-31 | Hourly | 0.5 | 0.5 | 0.5 | 0.5 | 0.5 | 0.5 | 0.5 | 0.5 | 0.51 | 0.56 | 0.56 | 0.53 | 0.53 | 0.56 | 0.56 | 0.56 | 0.56 | 0.56 | 0.52 | 0.5 | 0.5 | 0.5 | 0.5 | 0.5 | LaboratoryExhaustVAVManualSashCtrlWD
LaboratoryExhaustVAVManualSashCtrl | Exhaust |  | Sat | 2022-01-01 | 2022-12-31 | Hourly | 0.5 | 0.5 | 0.5 | 0.5 | 0.5 | 0.5 | 0.5 | 0.5 | 0.5 | 0.52 | 0.52 | 0.52 | 0.52 | 0.5 | 0.5 | 0.5 | 0.5 | 0.5 | 0.5 | 0.5 | 0.5 | 0.5 | 0.5 | 0.5 | LaboratoryExhaustVAVManualSashCtrlSat
LaboratoryExhaustVAVManualSashCtrl | Exhaust |  | Sun¦Hol¦WntrDsn | 2022-01-01 | 2022-12-31 | Hourly | 0.5 | 0.5 | 0.5 | 0.5 | 0.5 | 0.5 | 0.5 | 0.5 | 0.5 | 0.52 | 0.52 | 0.52 | 0.52 | 0.5 | 0.5 | 0.5 | 0.5 | 0.5 | 0.5 | 0.5 | 0.5 | 0.5 | 0.5 | 0.5 | LaboratoryExhaustVAVManualSashCtrlSun
LaboratoryExhaustVAVAutoSashCtrl | Exhaust |  | Default¦Wkdy¦SmrDsn | 2022-01-01 | 2022-12-31 | Hourly | 0.2 | 0.2 | 0.2 | 0.2 | 0.2 | 0.2 | 0.2 | 0.21 | 0.22 | 0.33 | 0.33 | 0.26 | 0.26 | 0.33 | 0.33 | 0.33 | 0.33 | 0.33 | 0.24 | 0.21 | 0.21 | 0.21 | 0.2 | 0.2 | LaboratoryExhaustVAVAutoSashCtrlWD
LaboratoryExhaustVAVAutoSashCtrl | Exhaust |  | Sat | 2022-01-01 | 2022-12-31 | Hourly | 0.2 | 0.2 | 0.2 | 0.2 | 0.2 | 0.2 | 0.2 | 0.21 | 0.21 | 0.24 | 0.24 | 0.24 | 0.24 | 0.21 | 0.21 | 0.21 | 0.21 | 0.21 | 0.2 | 0.2 | 0.2 | 0.2 | 0.2 | 0.2 | LaboratoryExhaustVAVAutoSashCtrlSat
LaboratoryExhaustVAVAutoSashCtrl | Exhaust |  | Sun¦Hol¦WntrDsn | 2022-01-01 | 2022-12-31 | Hourly | 0.2 | 0.2 | 0.2 | 0.2 | 0.2 | 0.2 | 0.2 | 0.21 | 0.21 | 0.24 | 0.24 | 0.24 | 0.24 | 0.21 | 0.21 | 0.21 | 0.21 | 0.21 | 0.2 | 0.2 | 0.2 | 0.2 | 0.2 | 0.2 | LaboratoryExhaustVAVAutoSashCtrlSun
LaboratoryProcessEquipmentTypicalUse | Process |  | Default¦Wkdy¦SmrDsn | 2022-01-01 | 2022-12-31 | Hourly | 0.2 | 0.2 | 0.2 | 0.2 | 0.2 | 0.2 | 0.2 | 0.3 | 0.4 | 0.5 | 0.5 | 0.5 | 0.4 | 0.5 | 0.5 | 0.5 | 0.5 | 0.4 | 0.3 | 0.3 | 0.2 | 0.2 | 0.2 | 0.2 | LaboratoryProcessEquipmentTypicalUseWD
LaboratoryProcessEquipmentTypicalUse | Process |  | Sat | 2022-01-01 | 2022-12-31 | Hourly | 0.2 | 0.2 | 0.2 | 0.2 | 0.2 | 0.2 | 0.3 | 0.3 | 0.4 | 0.4 | 0.4 | 0.4 | 0.3 | 0.3 | 0.3 | 0.3 | 0.3 | 0.2 | 0.2 | 0.2 | 0.2 | 0.2 | 0.2 | 0.2 | LaboratoryProcessEquipmentTypicalUseSat
LaboratoryProcessEquipmentTypicalUse | Process |  | Sun¦Hol¦WntrDsn | 2022-01-01 | 2022-12-31 | Hourly | 0.2 | 0.2 | 0.2 | 0.2 | 0.2 | 0.2 | 0.3 | 0.3 | 0.4 | 0.4 | 0.4 | 0.4 | 0.3 | 0.3 | 0.3 | 0.3 | 0.3 | 0.2 | 0.2 | 0.2 | 0.2 | 0.2 | 0.2 | 0.2 | LaboratoryProcessEquipmentTypicalUseSun
LaboratoryProcessEquipmentHighUse | Process |  | Default¦Wkdy¦SmrDsn | 2022-01-01 | 2022-12-31 | Hourly | 1 | 1 | 1 | 1 | 1 | 1 | 1 | 1 | 1 | 1 | 1 | 1 | 1 | 1 | 1 | 1 | 1 | 1 | 1 | 1 | 1 | 1 | 1 | 1 | LaboratoryProcessEquipmentHighUseWD
LaboratoryProcessEquipmentHighUse | Process |  | Sat | 2022-01-01 | 2022-12-31 | Hourly | 1 | 1 | 1 | 1 | 1 | 1 | 1 | 1 | 1 | 1 | 1 | 1 | 1 | 1 | 1 | 1 | 1 | 1 | 1 | 1 | 1 | 1 | 1 | 1 | LaboratoryProcessEquipmentHighUseSat
LaboratoryProcessEquipmentHighUse | Process |  | Sun¦Hol¦WntrDsn | 2022-01-01 | 2022-12-31 | Hourly | 1 | 1 | 1 | 1 | 1 | 1 | 1 | 1 | 1 | 1 | 1 | 1 | 1 | 1 | 1 | 1 | 1 | 1 | 1 | 1 | 1 | 1 | 1 | 1 | LaboratoryProcessEquipmentHighUseSun
LaboratoryRefrigeration | Refrigeration |  | Default¦Wkdy¦SmrDsn | 2022-01-01 | 2022-12-31 | Hourly | 0.9 | 0.9 | 0.9 | 0.9 | 0.9 | 0.9 | 0.9 | 0.9 | 0.9 | 0.9 | 0.9 | 0.9 | 0.9 | 0.9 | 0.9 | 0.9 | 0.9 | 0.9 | 0.9 | 0.9 | 0.9 | 0.9 | 0.9 | 0.9 | LaboratoryRefrigerationWD
LaboratoryRefrigeration | Refrigeration |  | Sat | 2022-01-01 | 2022-12-31 | Hourly | 0.9 | 0.9 | 0.9 | 0.9 | 0.9 | 0.9 | 0.9 | 0.9 | 0.9 | 0.9 | 0.9 | 0.9 | 0.9 | 0.9 | 0.9 | 0.9 | 0.9 | 0.9 | 0.9 | 0.9 | 0.9 | 0.9 | 0.9 | 0.9 | LaboratoryRefrigerationSat
LaboratoryRefrigeration | Refrigeration |  | Sun¦Hol¦WntrDsn | 2022-01-01 | 2022-12-31 | Hourly | 0.9 | 0.9 | 0.9 | 0.9 | 0.9 | 0.9 | 0.9 | 0.9 | 0.9 | 0.9 | 0.9 | 0.9 | 0.9 | 0.9 | 0.9 | 0.9 | 0.9 | 0.9 | 0.9 | 0.9 | 0.9 | 0.9 | 0.9 | 0.9 | LaboratoryRefrigerationSun
LaboratoryGasEquip | Equipment |  | Default¦Wkdy | 2022-01-01 | 2022-12-31 | Hourly | 0 | 0 | 0 | 0 | 0 | 0 | 0 | 0.1 | 0.2 | 0.9 | 0.9 | 0.45 | 0.45 | 0.9 | 0.9 | 0.9 | 0.9 | 0.9 | 0.1 | 0.1 | 0 | 0 | 0 | 0 | LaboratoryGasEquipWD
LaboratoryGasEquip | Equipment |  | Sat | 2022-01-01 | 2022-12-31 | Hourly | 0 | 0 | 0 | 0 | 0 | 0 | 0 | 0.1 | 0.1 | 0.3 | 0.3 | 0.3 | 0.3 | 0.1 | 0.1 | 0.1 | 0.1 | 0.1 | 0 | 0 | 0 | 0 | 0 | 0 | LaboratoryGasEquipSat
LaboratoryGasEquip | Equipment |  | Sun¦Hol | 2022-01-01 | 2022-12-31 | Hourly | 0 | 0 | 0 | 0 | 0 | 0 | 0 | 0.1 | 0.1 | 0.3 | 0.3 | 0.3 | 0.3 | 0.1 | 0.1 | 0.1 | 0.1 | 0.1 | 0 | 0 | 0 | 0 | 0 | 0 | LaboratoryGasEquipSun
LaboratoryGasEquip | Equipment |  | WntrDsn | 2022-01-01 | 2022-12-31 | Hourly | 0 | 0 | 0 | 0 | 0 | 0 | 0 | 0 | 0 | 0 | 0 | 0 | 0 | 0 | 0 | 0 | 0 | 0 | 0 | 0 | 0 | 0 | 0 | 0 | OffDay
LaboratoryGasEquip | Equipment |  | SmrDsn | 2022-01-01 | 2022-12-31 | Hourly | 1 | 1 | 1 | 1 | 1 | 1 | 1 | 1 | 1 | 1 | 1 | 1 | 1 | 1 | 1 | 1 | 1 | 1 | 1 | 1 | 1 | 1 | 1 | 1 | OnDay
LaboratoryHtgSetpt | Thermostat Setpoint | C | Default¦Wkdy¦WntrDsn¦SmrDsn | 2022-01-01 | 2022-12-31 | Hourly | 21.1 | 21.1 | 21.1 | 21.1 | 21.1 | 21.1 | 21.1 | 21.1 | 21.1 | 21.1 | 21.1 | 21.1 | 21.1 | 21.1 | 21.1 | 21.1 | 21.1 | 21.1 | 21.1 | 21.1 | 21.1 | 21.1 | 21.1 | 21.1 | LaboratoryHtgSetptWD
LaboratoryHtgSetpt | Thermostat Setpoint | C | Sat | 2022-01-01 | 2022-12-31 | Hourly | 21.1 | 21.1 | 21.1 | 21.1 | 21.1 | 21.1 | 21.1 | 21.1 | 21.1 | 21.1 | 21.1 | 21.1 | 21.1 | 21.1 | 21.1 | 21.1 | 21.1 | 21.1 | 21.1 | 21.1 | 21.1 | 21.1 | 21.1 | 21.1 | LaboratoryHtgSetptSat
LaboratoryHtgSetpt | Thermostat Setpoint | C | Sun¦Hol | 2022-01-01 | 2022-12-31 | Hourly | 21.1 | 21.1 | 21.1 | 21.1 | 21.1 | 21.1 | 21.1 | 21.1 | 21.1 | 21.1 | 21.1 | 21.1 | 21.1 | 21.1 | 21.1 | 21.1 | 21.1 | 21.1 | 21.1 | 21.1 | 21.1 | 21.1 | 21.1 | 21.1 | LaboratoryHtgSetptSun
LaboratoryClgSetpt | Thermostat Setpoint | C | Default¦Wkdy¦WntrDsn¦SmrDsn | 2022-01-01 | 2022-12-31 | Hourly | 23.9 | 23.9 | 23.9 | 23.9 | 23.9 | 23.9 | 23.9 | 23.9 | 23.9 | 23.9 | 23.9 | 23.9 | 23.9 | 23.9 | 23.9 | 23.9 | 23.9 | 23.9 | 23.9 | 23.9 | 23.9 | 23.9 | 23.9 | 23.9 | LaboratoryClgSetptWD
LaboratoryClgSetpt | Thermostat Setpoint | C | Sat | 2022-01-01 | 2022-12-31 | Hourly | 23.9 | 23.9 | 23.9 | 23.9 | 23.9 | 23.9 | 23.9 | 23.9 | 23.9 | 23.9 | 23.9 | 23.9 | 23.9 | 23.9 | 23.9 | 23.9 | 23.9 | 23.9 | 23.9 | 23.9 | 23.9 | 23.9 | 23.9 | 23.9 | LaboratoryClgSetptSat
LaboratoryClgSetpt | Thermostat Setpoint | C | Sun¦Hol | 2022-01-01 | 2022-12-31 | Hourly | 23.9 | 23.9 | 23.9 | 23.9 | 23.9 | 23.9 | 23.9 | 23.9 | 23.9 | 23.9 | 23.9 | 23.9 | 23.9 | 23.9 | 23.9 | 23.9 | 23.9 | 23.9 | 23.9 | 23.9 | 23.9 | 23.9 | 23.9 | 23.9 | LaboratoryClgSetptSun
LaboratoryInfiltration | Infiltration |  | Default¦Wkdy¦WntrDsn¦SmrDsn | 2022-01-01 | 2022-12-31 | Hourly | 0.25 | 0.25 | 0.25 | 0.25 | 0.25 | 0.25 | 0.25 | 0.25 | 0.25 | 0.25 | 0.25 | 0.25 | 0.25 | 0.25 | 0.25 | 0.25 | 0.25 | 0.25 | 0.25 | 0.25 | 0.25 | 0.25 | 0.25 | 0.25 | LaboratoryInfiltrationWD
LaboratoryInfiltration | Infiltration |  | Sat | 2022-01-01 | 2022-12-31 | Hourly | 0.25 | 0.25 | 0.25 | 0.25 | 0.25 | 0.25 | 0.25 | 0.25 | 0.25 | 0.25 | 0.25 | 0.25 | 0.25 | 0.25 | 0.25 | 0.25 | 0.25 | 0.25 | 0.25 | 0.25 | 0.25 | 0.25 | 0.25 | 0.25 | LaboratoryInfiltrationSat
LaboratoryInfiltration | Infiltration |  | Sun¦Hol | 2022-01-01 | 2022-12-31 | Hourly | 0.25 | 0.25 | 0.25 | 0.25 | 0.25 | 0.25 | 0.25 | 0.25 | 0.25 | 0.25 | 0.25 | 0.25 | 0.25 | 0.25 | 0.25 | 0.25 | 0.25 | 0.25 | 0.25 | 0.25 | 0.25 | 0.25 | 0.25 | 0.25 | LaboratoryInfiltrationSun
LaboratoryWtrHtrSetpt | Thermostat Setpoint | C | Default¦Wkdy¦WntrDsn¦SmrDsn | 2022-01-01 | 2022-12-31 | Hourly | 57.2 | 57.2 | 57.2 | 57.2 | 57.2 | 57.2 | 57.2 | 57.2 | 57.2 | 57.2 | 57.2 | 57.2 | 57.2 | 57.2 | 57.2 | 57.2 | 57.2 | 57.2 | 57.2 | 57.2 | 57.2 | 57.2 | 57.2 | 57.2 | LaboratoryWtrHtrSetptWD
LaboratoryWtrHtrSetpt | Thermostat Setpoint | C | Sat | 2022-01-01 | 2022-12-31 | Hourly | 57.2 | 57.2 | 57.2 | 57.2 | 57.2 | 57.2 | 57.2 | 57.2 | 57.2 | 57.2 | 57.2 | 57.2 | 57.2 | 57.2 | 57.2 | 57.2 | 57.2 | 57.2 | 57.2 | 57.2 | 57.2 | 57.2 | 57.2 | 57.2 | LaboratoryWtrHtrSetptSat
LaboratoryWtrHtrSetpt | Thermostat Setpoint | C | Sun¦Hol | 2022-01-01 | 2022-12-31 | Hourly | 57.2 | 57.2 | 57.2 | 57.2 | 57.2 | 57.2 | 57.2 | 57.2 | 57.2 | 57.2 | 57.2 | 57.2 | 57.2 | 57.2 | 57.2 | 57.2 | 57.2 | 57.2 | 57.2 | 57.2 | 57.2 | 57.2 | 57.2 | 57.2 | LaboratoryWtrHtrSetptSun
ManufacturingOccupancy | Occupancy |  | Default¦Wkdy | 2022-01-01 | 2022-12-31 | Hourly | 0 | 0 | 0 | 0 | 0 | 0 | 0.1 | 0.2 | 0.95 | 0.95 | 0.95 | 0.95 | 0.5 | 0.95 | 0.95 | 0.95 | 0.95 | 0.3 | 0.1 | 0.1 | 0.1 | 0.1 | 0.05 | 0.05 | ManufacturingOccupancyWD
ManufacturingOccupancy | Occupancy |  | Sat | 2022-01-01 | 2022-12-31 | Hourly | 0 | 0 | 0 | 0 | 0 | 0 | 0.1 | 0.1 | 0.3 | 0.3 | 0.3 | 0.3 | 0.1 | 0.1 | 0.1 | 0.1 | 0.1 | 0.05 | 0.05 | 0 | 0 | 0 | 0 | 0 | ManufacturingOccupancySat
ManufacturingOccupancy | Occupancy |  | Sun¦Hol | 2022-01-01 | 2022-12-31 | Hourly | 0 | 0 | 0 | 0 | 0 | 0 | 0.05 | 0.05 | 0.05 | 0.05 | 0.05 | 0.05 | 0.05 | 0.05 | 0.05 | 0.05 | 0.05 | 0.05 | 0 | 0 | 0 | 0 | 0 | 0 | ManufacturingOccupancySun
ManufacturingOccupancy | Occupancy |  | WntrDsn | 2022-01-01 | 2022-12-31 | Hourly | 0 | 0 | 0 | 0 | 0 | 0 | 0 | 0 | 0 | 0 | 0 | 0 | 0 | 0 | 0 | 0 | 0 | 0 | 0 | 0 | 0 | 0 | 0 | 0 | OffDay
ManufacturingOccupancy | Occupancy |  | SmrDsn | 2022-01-01 | 2022-12-31 | Hourly | 1 | 1 | 1 | 1 | 1 | 1 | 1 | 1 | 1 | 1 | 1 | 1 | 1 | 1 | 1 | 1 | 1 | 1 | 1 | 1 | 1 | 1 | 1 | 1 | OnDay
ManufacturingLights | Lighting |  | Default¦Wkdy | 2022-01-01 | 2022-12-31 | Hourly | 0.05 | 0.05 | 0.05 | 0.05 | 0.05 | 0.1 | 0.1 | 0.3 | 0.85 | 0.85 | 0.85 | 0.85 | 0.85 | 0.85 | 0.85 | 0.85 | 0.85 | 0.5 | 0.3 | 0.3 | 0.2 | 0.2 | 0.1 | 0.05 | ManufacturingLightsWD
ManufacturingLights | Lighting |  | Sat | 2022-01-01 | 2022-12-31 | Hourly | 0.05 | 0.05 | 0.05 | 0.05 | 0.05 | 0.05 | 0.1 | 0.1 | 0.3 | 0.3 | 0.3 | 0.3 | 0.15 | 0.15 | 0.15 | 0.15 | 0.15 | 0.05 | 0.05 | 0.05 | 0.05 | 0.05 | 0.05 | 0.05 | ManufacturingLightsSat
ManufacturingLights | Lighting |  | Sun¦Hol | 2022-01-01 | 2022-12-31 | Hourly | 0.05 | 0.05 | 0.05 | 0.05 | 0.05 | 0.05 | 0.05 | 0.05 | 0.05 | 0.05 | 0.05 | 0.05 | 0.05 | 0.05 | 0.05 | 0.05 | 0.05 | 0.05 | 0.05 | 0.05 | 0.05 | 0.05 | 0.05 | 0.05 | ManufacturingLightsSun
ManufacturingLights | Lighting |  | WntrDsn | 2022-01-01 | 2022-12-31 | Hourly | 0 | 0 | 0 | 0 | 0 | 0 | 0 | 0 | 0 | 0 | 0 | 0 | 0 | 0 | 0 | 0 | 0 | 0 | 0 | 0 | 0 | 0 | 0 | 0 | OffDay
ManufacturingLights | Lighting |  | SmrDsn | 2022-01-01 | 2022-12-31 | Hourly | 1 | 1 | 1 | 1 | 1 | 1 | 1 | 1 | 1 | 1 | 1 | 1 | 1 | 1 | 1 | 1 | 1 | 1 | 1 | 1 | 1 | 1 | 1 | 1 | OnDay
ManufacturingReceptacle | Equipment |  | Default¦Wkdy | 2022-01-01 | 2022-12-31 | Hourly | 0.05 | 0.05 | 0.05 | 0.05 | 0.05 | 0.1 | 0.1 | 0.3 | 0.9 | 0.9 | 0.9 | 0.9 | 0.9 | 0.9 | 0.9 | 0.9 | 0.9 | 0.5 | 0.3 | 0.3 | 0.2 | 0.2 | 0.1 | 0.05 | ManufacturingReceptacleWD
ManufacturingReceptacle | Equipment |  | Sat | 2022-01-01 | 2022-12-31 | Hourly | 0.05 | 0.05 | 0.05 | 0.05 | 0.05 | 0.05 | 0.1 | 0.1 | 0.3 | 0.3 | 0.3 | 0.3 | 0.15 | 0.15 | 0.15 | 0.15 | 0.15 | 0.05 | 0.05 | 0.05 | 0.05 | 0.05 | 0.05 | 0.05 | ManufacturingReceptacleSat
ManufacturingReceptacle | Equipment |  | Sun¦Hol | 2022-01-01 | 2022-12-31 | Hourly | 0.05 | 0.05 | 0.05 | 0.05 | 0.05 | 0.05 | 0.05 | 0.05 | 0.05 | 0.05 | 0.05 | 0.05 | 0.05 | 0.05 | 0.05 | 0.05 | 0.05 | 0.05 | 0.05 | 0.05 | 0.05 | 0.05 | 0.05 | 0.05 | ManufacturingReceptacleSun
ManufacturingReceptacle | Equipment |  | WntrDsn | 2022-01-01 | 2022-12-31 | Hourly | 0 | 0 | 0 | 0 | 0 | 0 | 0 | 0 | 0 | 0 | 0 | 0 | 0 | 0 | 0 | 0 | 0 | 0 | 0 | 0 | 0 | 0 | 0 | 0 | OffDay
ManufacturingReceptacle | Equipment |  | SmrDsn | 2022-01-01 | 2022-12-31 | Hourly | 1 | 1 | 1 | 1 | 1 | 1 | 1 | 1 | 1 | 1 | 1 | 1 | 1 | 1 | 1 | 1 | 1 | 1 | 1 | 1 | 1 | 1 | 1 | 1 | OnDay
ManufacturingHVACAvail | Operation |  | Default¦Wkdy¦WntrDsn¦SmrDsn | 2022-01-01 | 2022-12-31 | Hourly | 0 | 0 | 0 | 0 | 0 | 1 | 1 | 1 | 1 | 1 | 1 | 1 | 1 | 1 | 1 | 1 | 1 | 1 | 1 | 1 | 1 | 1 | 1 | 1 | ManufacturingHVACAvailWD
ManufacturingHVACAvail | Operation |  | Sat | 2022-01-01 | 2022-12-31 | Hourly | 0 | 0 | 0 | 0 | 0 | 1 | 1 | 1 | 1 | 1 | 1 | 1 | 1 | 1 | 1 | 1 | 1 | 1 | 1 | 0 | 0 | 0 | 0 | 0 | ManufacturingHVACAvailSat
ManufacturingHVACAvail | Operation |  | Sun¦Hol | 2022-01-01 | 2022-12-31 | Hourly | 0 | 0 | 0 | 0 | 0 | 1 | 1 | 1 | 1 | 1 | 1 | 1 | 1 | 1 | 1 | 1 | 1 | 1 | 0 | 0 | 0 | 0 | 0 | 0 | ManufacturingHVACAvailSun
ManufacturingServiceHotWater | Service Water Heating |  | Default¦Wkdy | 2022-01-01 | 2022-12-31 | Hourly | 0.05 | 0.05 | 0.05 | 0.05 | 0.05 | 0.08 | 0.07 | 0.19 | 0.35 | 0.38 | 0.39 | 0.47 | 0.57 | 0.54 | 0.34 | 0.33 | 0.44 | 0.26 | 0.21 | 0.15 | 0.17 | 0.08 | 0.05 | 0.05 | ManufacturingServiceHotWaterWD
ManufacturingServiceHotWater | Service Water Heating |  | Sat | 2022-01-01 | 2022-12-31 | Hourly | 0.05 | 0.05 | 0.05 | 0.05 | 0.05 | 0.08 | 0.07 | 0.11 | 0.15 | 0.21 | 0.19 | 0.23 | 0.2 | 0.19 | 0.15 | 0.12 | 0.14 | 0.07 | 0.07 | 0.07 | 0.07 | 0.09 | 0.05 | 0.05 | ManufacturingServiceHotWaterSat
ManufacturingServiceHotWater | Service Water Heating |  | Sun¦Hol | 2022-01-01 | 2022-12-31 | Hourly | 0.04 | 0.04 | 0.04 | 0.04 | 0.04 | 0.07 | 0.04 | 0.04 | 0.04 | 0.04 | 0.04 | 0.06 | 0.06 | 0.09 | 0.06 | 0.04 | 0.04 | 0.04 | 0.04 | 0.04 | 0.04 | 0.07 | 0.04 | 0.04 | ManufacturingServiceHotWaterSun
ManufacturingServiceHotWater | Service Water Heating |  | WntrDsn | 2022-01-01 | 2022-12-31 | Hourly | 0 | 0 | 0 | 0 | 0 | 0 | 0 | 0 | 0 | 0 | 0 | 0 | 0 | 0 | 0 | 0 | 0 | 0 | 0 | 0 | 0 | 0 | 0 | 0 | OffDay
ManufacturingServiceHotWater | Service Water Heating |  | SmrDsn | 2022-01-01 | 2022-12-31 | Hourly | 1 | 1 | 1 | 1 | 1 | 1 | 1 | 1 | 1 | 1 | 1 | 1 | 1 | 1 | 1 | 1 | 1 | 1 | 1 | 1 | 1 | 1 | 1 | 1 | OnDay
ManufacturingElevator | Elevator |  | Default¦Wkdy | 2022-01-01 | 2022-12-31 | Hourly | 0 | 0 | 0 | 0 | 0 | 0 | 0 | 0.35 | 0.69 | 0.43 | 0.37 | 0.43 | 0.58 | 0.48 | 0.37 | 0.37 | 0.46 | 0.62 | 0.2 | 0.12 | 0.04 | 0.04 | 0 | 0 | ManufacturingElevatorWD
ManufacturingElevator | Elevator |  | Sat | 2022-01-01 | 2022-12-31 | Hourly | 0 | 0 | 0 | 0 | 0 | 0 | 0 | 0.16 | 0.14 | 0.21 | 0.18 | 0.25 | 0.21 | 0.13 | 0.08 | 0.04 | 0.05 | 0.06 | 0 | 0 | 0 | 0 | 0 | 0 | ManufacturingElevatorSat
ManufacturingElevator | Elevator |  | Sun¦Hol | 2022-01-01 | 2022-12-31 | Hourly | 0 | 0 | 0 | 0 | 0 | 0 | 0 | 0 | 0 | 0 | 0 | 0 | 0 | 0 | 0 | 0 | 0 | 0 | 0 | 0 | 0 | 0 | 0 | 0 | ManufacturingElevatorSun
ManufacturingElevator | Elevator |  | WntrDsn | 2022-01-01 | 2022-12-31 | Hourly | 0 | 0 | 0 | 0 | 0 | 0 | 0 | 0 | 0 | 0 | 0 | 0 | 0 | 0 | 0 | 0 | 0 | 0 | 0 | 0 | 0 | 0 | 0 | 0 | OffDay
ManufacturingElevator | Elevator |  | SmrDsn | 2022-01-01 | 2022-12-31 | Hourly | 1 | 1 | 1 | 1 | 1 | 1 | 1 | 1 | 1 | 1 | 1 | 1 | 1 | 1 | 1 | 1 | 1 | 1 | 1 | 1 | 1 | 1 | 1 | 1 | OnDay
ManufacturingRefrigeration | Refrigeration |  | Default¦Wkdy¦SmrDsn | 2022-01-01 | 2022-12-31 | Hourly | 0.9 | 0.9 | 0.9 | 0.9 | 0.9 | 0.9 | 0.9 | 0.9 | 0.9 | 0.9 | 0.9 | 0.9 | 0.9 | 0.9 | 0.9 | 0.9 | 0.9 | 0.9 | 0.9 | 0.9 | 0.9 | 0.9 | 0.9 | 0.9 | ManufacturingRefrigerationWD
ManufacturingRefrigeration | Refrigeration |  | Sat | 2022-01-01 | 2022-12-31 | Hourly | 0.9 | 0.9 | 0.9 | 0.9 | 0.9 | 0.9 | 0.9 | 0.9 | 0.9 | 0.9 | 0.9 | 0.9 | 0.9 | 0.9 | 0.9 | 0.9 | 0.9 | 0.9 | 0.9 | 0.9 | 0.9 | 0.9 | 0.9 | 0.9 | ManufacturingRefrigerationSat
ManufacturingRefrigeration | Refrigeration |  | Sun¦Hol¦WntrDsn | 2022-01-01 | 2022-12-31 | Hourly | 0.9 | 0.9 | 0.9 | 0.9 | 0.9 | 0.9 | 0.9 | 0.9 | 0.9 | 0.9 | 0.9 | 0.9 | 0.9 | 0.9 | 0.9 | 0.9 | 0.9 | 0.9 | 0.9 | 0.9 | 0.9 | 0.9 | 0.9 | 0.9 | ManufacturingRefrigerationSun
ManufacturingGasEquip | Equipment |  | Default¦Wkdy | 2022-01-01 | 2022-12-31 | Hourly | 0 | 0 | 0 | 0 | 0 | 0 | 0.5 | 0.75 | 0.9 | 0.9 | 0.9 | 0.9 | 0.9 | 0.9 | 0.9 | 0.9 | 0.9 | 0.5 | 0 | 0 | 0 | 0 | 0 | 0 | ManufacturingGasEquipWD
ManufacturingGasEquip | Equipment |  | Sat | 2022-01-01 | 2022-12-31 | Hourly | 0 | 0 | 0 | 0 | 0 | 0 | 0.1 | 0.1 | 0.2 | 0.2 | 0.2 | 0.2 | 0.2 | 0.2 | 0.2 | 0.2 | 0.2 | 0 | 0 | 0 | 0 | 0 | 0 | 0 | ManufacturingGasEquipSat
ManufacturingGasEquip | Equipment |  | Sun¦Hol | 2022-01-01 | 2022-12-31 | Hourly | 0 | 0 | 0 | 0 | 0 | 0 | 0 | 0 | 0 | 0 | 0 | 0 | 0 | 0 | 0 | 0 | 0 | 0 | 0 | 0 | 0 | 0 | 0 | 0 | ManufacturingGasEquipSun
ManufacturingGasEquip | Equipment |  | WntrDsn | 2022-01-01 | 2022-12-31 | Hourly | 0 | 0 | 0 | 0 | 0 | 0 | 0 | 0 | 0 | 0 | 0 | 0 | 0 | 0 | 0 | 0 | 0 | 0 | 0 | 0 | 0 | 0 | 0 | 0 | OffDay
ManufacturingGasEquip | Equipment |  | SmrDsn | 2022-01-01 | 2022-12-31 | Hourly | 1 | 1 | 1 | 1 | 1 | 1 | 1 | 1 | 1 | 1 | 1 | 1 | 1 | 1 | 1 | 1 | 1 | 1 | 1 | 1 | 1 | 1 | 1 | 1 | OnDay
ManufacturingHtgSetpt | Thermostat Setpoint | C | Default¦Wkdy¦WntrDsn¦SmrDsn | 2022-01-01 | 2022-12-31 | Hourly | 15.6 | 15.6 | 15.6 | 15.6 | 15.6 | 21.1 | 21.1 | 21.1 | 21.1 | 21.1 | 21.1 | 21.1 | 21.1 | 21.1 | 21.1 | 21.1 | 21.1 | 21.1 | 21.1 | 21.1 | 21.1 | 21.1 | 21.1 | 21.1 | ManufacturingHtgSetptWD
ManufacturingHtgSetpt | Thermostat Setpoint | C | Sat | 2022-01-01 | 2022-12-31 | Hourly | 15.6 | 15.6 | 15.6 | 15.6 | 15.6 | 21.1 | 21.1 | 21.1 | 21.1 | 21.1 | 21.1 | 21.1 | 21.1 | 21.1 | 21.1 | 21.1 | 21.1 | 21.1 | 21.1 | 15.6 | 15.6 | 15.6 | 15.6 | 15.6 | ManufacturingHtgSetptSat
ManufacturingHtgSetpt | Thermostat Setpoint | C | Sun¦Hol | 2022-01-01 | 2022-12-31 | Hourly | 15.6 | 15.6 | 15.6 | 15.6 | 15.6 | 15.6 | 15.6 | 15.6 | 15.6 | 15.6 | 15.6 | 15.6 | 15.6 | 15.6 | 15.6 | 15.6 | 15.6 | 15.6 | 15.6 | 15.6 | 15.6 | 15.6 | 15.6 | 15.6 | ManufacturingHtgSetptSun
ManufacturingClgSetpt | Thermostat Setpoint | C | Default¦Wkdy¦WntrDsn¦SmrDsn | 2022-01-01 | 2022-12-31 | Hourly | 29.4 | 29.4 | 29.4 | 29.4 | 29.4 | 23.9 | 23.9 | 23.9 | 23.9 | 23.9 | 23.9 | 23.9 | 23.9 | 23.9 | 23.9 | 23.9 | 23.9 | 23.9 | 23.9 | 23.9 | 23.9 | 23.9 | 23.9 | 23.9 | ManufacturingClgSetptWD
ManufacturingClgSetpt | Thermostat Setpoint | C | Sat | 2022-01-01 | 2022-12-31 | Hourly | 29.4 | 29.4 | 29.4 | 29.4 | 29.4 | 23.9 | 23.9 | 23.9 | 23.9 | 23.9 | 23.9 | 23.9 | 23.9 | 23.9 | 23.9 | 23.9 | 23.9 | 23.9 | 23.9 | 29.4 | 29.4 | 29.4 | 29.4 | 29.4 | ManufacturingClgSetptSat
ManufacturingClgSetpt | Thermostat Setpoint | C | Sun¦Hol | 2022-01-01 | 2022-12-31 | Hourly | 29.4 | 29.4 | 29.4 | 29.4 | 29.4 | 29.4 | 29.4 | 29.4 | 29.4 | 29.4 | 29.4 | 29.4 | 29.4 | 29.4 | 29.4 | 29.4 | 29.4 | 29.4 | 29.4 | 29.4 | 29.4 | 29.4 | 29.4 | 29.4 | ManufacturingClgSetptSun
ManufacturingInfiltration | Infiltration |  | Default¦Wkdy¦WntrDsn¦SmrDsn | 2022-01-01 | 2022-12-31 | Hourly | 1 | 1 | 1 | 1 | 1 | 0.25 | 0.25 | 0.25 | 0.25 | 0.25 | 0.25 | 0.25 | 0.25 | 0.25 | 0.25 | 0.25 | 0.25 | 0.25 | 0.25 | 0.25 | 0.25 | 0.25 | 0.25 | 0.25 | ManufacturingInfiltrationWD
ManufacturingInfiltration | Infiltration |  | Sat | 2022-01-01 | 2022-12-31 | Hourly | 1 | 1 | 1 | 1 | 1 | 0.25 | 0.25 | 0.25 | 0.25 | 0.25 | 0.25 | 0.25 | 0.25 | 0.25 | 0.25 | 0.25 | 0.25 | 0.25 | 0.25 | 1 | 1 | 1 | 1 | 1 | ManufacturingInfiltrationSat
ManufacturingInfiltration | Infiltration |  | Sun¦Hol | 2022-01-01 | 2022-12-31 | Hourly | 1 | 1 | 1 | 1 | 1 | 0.25 | 0.25 | 0.25 | 0.25 | 0.25 | 0.25 | 0.25 | 0.25 | 0.25 | 0.25 | 0.25 | 0.25 | 0.25 | 1 | 1 | 1 | 1 | 1 | 1 | ManufacturingInfiltrationSun
ManufacturingWtrHtrSetpt | Thermostat Setpoint | C | Default¦Wkdy¦WntrDsn¦SmrDsn | 2022-01-01 | 2022-12-31 | Hourly | 57.2 | 57.2 | 57.2 | 57.2 | 57.2 | 57.2 | 57.2 | 57.2 | 57.2 | 57.2 | 57.2 | 57.2 | 57.2 | 57.2 | 57.2 | 57.2 | 57.2 | 57.2 | 57.2 | 57.2 | 57.2 | 57.2 | 57.2 | 57.2 | ManufacturingWtrHtrSetptWD
ManufacturingWtrHtrSetpt | Thermostat Setpoint | C | Sat | 2022-01-01 | 2022-12-31 | Hourly | 57.2 | 57.2 | 57.2 | 57.2 | 57.2 | 57.2 | 57.2 | 57.2 | 57.2 | 57.2 | 57.2 | 57.2 | 57.2 | 57.2 | 57.2 | 57.2 | 57.2 | 57.2 | 57.2 | 57.2 | 57.2 | 57.2 | 57.2 | 57.2 | ManufacturingWtrHtrSetptSat
ManufacturingWtrHtrSetpt | Thermostat Setpoint | C | Sun¦Hol | 2022-01-01 | 2022-12-31 | Hourly | 57.2 | 57.2 | 57.2 | 57.2 | 57.2 | 57.2 | 57.2 | 57.2 | 57.2 | 57.2 | 57.2 | 57.2 | 57.2 | 57.2 | 57.2 | 57.2 | 57.2 | 57.2 | 57.2 | 57.2 | 57.2 | 57.2 | 57.2 | 57.2 | ManufacturingWtrHtrSetptSun
ManufacturingEscalator | Escalator |  | Default¦Wkdy | 2022-01-01 | 2022-12-31 | Hourly | 0 | 0 | 0 | 0 | 0 | 1 | 1 | 1 | 1 | 1 | 1 | 1 | 1 | 1 | 1 | 1 | 1 | 1 | 1 | 1 | 1 | 1 | 1 | 1 | ManufacturingEscalatorWD
ManufacturingEscalator | Escalator |  | Sat | 2022-01-01 | 2022-12-31 | Hourly | 0 | 0 | 0 | 0 | 0 | 1 | 1 | 1 | 1 | 1 | 1 | 1 | 1 | 1 | 1 | 1 | 1 | 1 | 1 | 0 | 0 | 0 | 0 | 0 | ManufacturingEscalatorSat
ManufacturingEscalator | Escalator |  | Sun¦Hol | 2022-01-01 | 2022-12-31 | Hourly | 0 | 0 | 0 | 0 | 0 | 1 | 1 | 1 | 1 | 1 | 1 | 1 | 1 | 1 | 1 | 1 | 1 | 1 | 0 | 0 | 0 | 0 | 0 | 0 | ManufacturingEscalatorSun
ManufacturingEscalator | Escalator |  | WntrDsn | 2022-01-01 | 2022-12-31 | Hourly | 0 | 0 | 0 | 0 | 0 | 0 | 0 | 0 | 0 | 0 | 0 | 0 | 0 | 0 | 0 | 0 | 0 | 0 | 0 | 0 | 0 | 0 | 0 | 0 | OffDay
ManufacturingEscalator | Escalator |  | SmrDsn | 2022-01-01 | 2022-12-31 | Hourly | 1 | 1 | 1 | 1 | 1 | 1 | 1 | 1 | 1 | 1 | 1 | 1 | 1 | 1 | 1 | 1 | 1 | 1 | 1 | 1 | 1 | 1 | 1 | 1 | OnDay
OfficeOccupancy | Occupancy |  | Default¦Wkdy | 2022-01-01 | 2022-12-31 | Hourly | 0 | 0 | 0 | 0 | 0 | 0 | 0.1 | 0.2 | 0.95 | 0.95 | 0.95 | 0.95 | 0.5 | 0.95 | 0.95 | 0.95 | 0.95 | 0.3 | 0.1 | 0.1 | 0.1 | 0.1 | 0.05 | 0.05 | OfficeOccupancyWD
OfficeOccupancy | Occupancy |  | Sat | 2022-01-01 | 2022-12-31 | Hourly | 0 | 0 | 0 | 0 | 0 | 0 | 0.1 | 0.1 | 0.3 | 0.3 | 0.3 | 0.3 | 0.1 | 0.1 | 0.1 | 0.1 | 0.1 | 0.05 | 0.05 | 0 | 0 | 0 | 0 | 0 | OfficeOccupancySat
OfficeOccupancy | Occupancy |  | Sun¦Hol | 2022-01-01 | 2022-12-31 | Hourly | 0 | 0 | 0 | 0 | 0 | 0 | 0.05 | 0.05 | 0.05 | 0.05 | 0.05 | 0.05 | 0.05 | 0.05 | 0.05 | 0.05 | 0.05 | 0.05 | 0 | 0 | 0 | 0 | 0 | 0 | OfficeOccupancySun
OfficeOccupancy | Occupancy |  | WntrDsn | 2022-01-01 | 2022-12-31 | Hourly | 0 | 0 | 0 | 0 | 0 | 0 | 0 | 0 | 0 | 0 | 0 | 0 | 0 | 0 | 0 | 0 | 0 | 0 | 0 | 0 | 0 | 0 | 0 | 0 | OffDay
OfficeOccupancy | Occupancy |  | SmrDsn | 2022-01-01 | 2022-12-31 | Hourly | 1 | 1 | 1 | 1 | 1 | 1 | 1 | 1 | 1 | 1 | 1 | 1 | 1 | 1 | 1 | 1 | 1 | 1 | 1 | 1 | 1 | 1 | 1 | 1 | OnDay
OfficeLights | Lighting |  | Default¦Wkdy | 2022-01-01 | 2022-12-31 | Hourly | 0.05 | 0.05 | 0.05 | 0.05 | 0.05 | 0.1 | 0.1 | 0.3 | 0.65 | 0.65 | 0.65 | 0.65 | 0.65 | 0.65 | 0.65 | 0.65 | 0.65 | 0.35 | 0.3 | 0.3 | 0.2 | 0.2 | 0.1 | 0.05 | OfficeLightsWD
OfficeLights | Lighting |  | Sat | 2022-01-01 | 2022-12-31 | Hourly | 0.05 | 0.05 | 0.05 | 0.05 | 0.05 | 0.05 | 0.1 | 0.1 | 0.3 | 0.3 | 0.3 | 0.3 | 0.15 | 0.15 | 0.15 | 0.15 | 0.15 | 0.05 | 0.05 | 0.05 | 0.05 | 0.05 | 0.05 | 0.05 | OfficeLightsSat
OfficeLights | Lighting |  | Sun¦Hol | 2022-01-01 | 2022-12-31 | Hourly | 0.05 | 0.05 | 0.05 | 0.05 | 0.05 | 0.05 | 0.05 | 0.05 | 0.05 | 0.05 | 0.05 | 0.05 | 0.05 | 0.05 | 0.05 | 0.05 | 0.05 | 0.05 | 0.05 | 0.05 | 0.05 | 0.05 | 0.05 | 0.05 | OfficeLightsSun
OfficeLights | Lighting |  | WntrDsn | 2022-01-01 | 2022-12-31 | Hourly | 0 | 0 | 0 | 0 | 0 | 0 | 0 | 0 | 0 | 0 | 0 | 0 | 0 | 0 | 0 | 0 | 0 | 0 | 0 | 0 | 0 | 0 | 0 | 0 | OffDay
OfficeLights | Lighting |  | SmrDsn | 2022-01-01 | 2022-12-31 | Hourly | 1 | 1 | 1 | 1 | 1 | 1 | 1 | 1 | 1 | 1 | 1 | 1 | 1 | 1 | 1 | 1 | 1 | 1 | 1 | 1 | 1 | 1 | 1 | 1 | OnDay
OfficeReceptacle | Equipment |  | Default¦Wkdy | 2022-01-01 | 2022-12-31 | Hourly | 0.05 | 0.05 | 0.05 | 0.05 | 0.05 | 0.1 | 0.1 | 0.3 | 0.9 | 0.9 | 0.9 | 0.9 | 0.9 | 0.9 | 0.9 | 0.9 | 0.9 | 0.5 | 0.3 | 0.3 | 0.2 | 0.2 | 0.1 | 0.05 | OfficeReceptacleWD
OfficeReceptacle | Equipment |  | Sat | 2022-01-01 | 2022-12-31 | Hourly | 0.05 | 0.05 | 0.05 | 0.05 | 0.05 | 0.05 | 0.1 | 0.1 | 0.3 | 0.3 | 0.3 | 0.3 | 0.15 | 0.15 | 0.15 | 0.15 | 0.15 | 0.05 | 0.05 | 0.05 | 0.05 | 0.05 | 0.05 | 0.05 | OfficeReceptacleSat
OfficeReceptacle | Equipment |  | Sun¦Hol | 2022-01-01 | 2022-12-31 | Hourly | 0.05 | 0.05 | 0.05 | 0.05 | 0.05 | 0.05 | 0.05 | 0.05 | 0.05 | 0.05 | 0.05 | 0.05 | 0.05 | 0.05 | 0.05 | 0.05 | 0.05 | 0.05 | 0.05 | 0.05 | 0.05 | 0.05 | 0.05 | 0.05 | OfficeReceptacleSun
OfficeReceptacle | Equipment |  | WntrDsn | 2022-01-01 | 2022-12-31 | Hourly | 0 | 0 | 0 | 0 | 0 | 0 | 0 | 0 | 0 | 0 | 0 | 0 | 0 | 0 | 0 | 0 | 0 | 0 | 0 | 0 | 0 | 0 | 0 | 0 | OffDay
OfficeReceptacle | Equipment |  | SmrDsn | 2022-01-01 | 2022-12-31 | Hourly | 1 | 1 | 1 | 1 | 1 | 1 | 1 | 1 | 1 | 1 | 1 | 1 | 1 | 1 | 1 | 1 | 1 | 1 | 1 | 1 | 1 | 1 | 1 | 1 | OnDay
OfficeHVACAvail | Operation |  | Default¦Wkdy | 2022-01-01 | 2022-12-31 | Hourly | 0 | 0 | 0 | 0 | 0 | 1 | 1 | 1 | 1 | 1 | 1 | 1 | 1 | 1 | 1 | 1 | 1 | 1 | 1 | 1 | 1 | 1 | 1 | 1 | OfficeHVACAvailWD
OfficeHVACAvail | Operation |  | Sat | 2022-01-01 | 2022-12-31 | Hourly | 0 | 0 | 0 | 0 | 0 | 1 | 1 | 1 | 1 | 1 | 1 | 1 | 1 | 1 | 1 | 1 | 1 | 1 | 1 | 0 | 0 | 0 | 0 | 0 | OfficeHVACAvailSat
OfficeHVACAvail | Operation |  | Sun¦Hol | 2022-01-01 | 2022-12-31 | Hourly | 0 | 0 | 0 | 0 | 0 | 0 | 0 | 0 | 0 | 0 | 0 | 0 | 0 | 0 | 0 | 0 | 0 | 0 | 0 | 0 | 0 | 0 | 0 | 0 | OfficeHVACAvailSun
OfficeHVACAvail | Operation |  | WntrDsn¦SmrDsn | 2022-01-01 | 2022-12-31 | Hourly | 1 | 1 | 1 | 1 | 1 | 1 | 1 | 1 | 1 | 1 | 1 | 1 | 1 | 1 | 1 | 1 | 1 | 1 | 1 | 1 | 1 | 1 | 1 | 1 | AllOnHVACAvailDay
OfficeServiceHotWater | Service Water Heating |  | Default¦Wkdy | 2022-01-01 | 2022-12-31 | Hourly | 0.05 | 0.05 | 0.05 | 0.05 | 0.05 | 0.08 | 0.07 | 0.19 | 0.35 | 0.38 | 0.39 | 0.47 | 0.57 | 0.54 | 0.34 | 0.33 | 0.44 | 0.26 | 0.21 | 0.15 | 0.17 | 0.08 | 0.05 | 0.05 | OfficeServiceHotWaterWD
OfficeServiceHotWater | Service Water Heating |  | Sat | 2022-01-01 | 2022-12-31 | Hourly | 0.05 | 0.05 | 0.05 | 0.05 | 0.05 | 0.08 | 0.07 | 0.11 | 0.15 | 0.21 | 0.19 | 0.23 | 0.2 | 0.19 | 0.15 | 0.12 | 0.14 | 0.07 | 0.07 | 0.07 | 0.07 | 0.09 | 0.05 | 0.05 | OfficeServiceHotWaterSat
OfficeServiceHotWater | Service Water Heating |  | Sun¦Hol | 2022-01-01 | 2022-12-31 | Hourly | 0.04 | 0.04 | 0.04 | 0.04 | 0.04 | 0.07 | 0.04 | 0.04 | 0.04 | 0.04 | 0.04 | 0.06 | 0.06 | 0.09 | 0.06 | 0.04 | 0.04 | 0.04 | 0.04 | 0.04 | 0.04 | 0.07 | 0.04 | 0.04 | OfficeServiceHotWaterSun
OfficeServiceHotWater | Service Water Heating |  | WntrDsn | 2022-01-01 | 2022-12-31 | Hourly | 0 | 0 | 0 | 0 | 0 | 0 | 0 | 0 | 0 | 0 | 0 | 0 | 0 | 0 | 0 | 0 | 0 | 0 | 0 | 0 | 0 | 0 | 0 | 0 | OffDay
OfficeServiceHotWater | Service Water Heating |  | SmrDsn | 2022-01-01 | 2022-12-31 | Hourly | 1 | 1 | 1 | 1 | 1 | 1 | 1 | 1 | 1 | 1 | 1 | 1 | 1 | 1 | 1 | 1 | 1 | 1 | 1 | 1 | 1 | 1 | 1 | 1 | OnDay
OfficeElevator | Elevator |  | Default¦Wkdy | 2022-01-01 | 2022-12-31 | Hourly | 0 | 0 | 0 | 0 | 0 | 0 | 0 | 0.35 | 0.69 | 0.43 | 0.37 | 0.43 | 0.58 | 0.48 | 0.37 | 0.37 | 0.46 | 0.62 | 0.2 | 0.12 | 0.04 | 0.04 | 0 | 0 | OfficeElevatorWD
OfficeElevator | Elevator |  | Sat | 2022-01-01 | 2022-12-31 | Hourly | 0 | 0 | 0 | 0 | 0 | 0 | 0 | 0.16 | 0.14 | 0.21 | 0.18 | 0.25 | 0.21 | 0.13 | 0.08 | 0.04 | 0.05 | 0.06 | 0 | 0 | 0 | 0 | 0 | 0 | OfficeElevatorSat
OfficeElevator | Elevator |  | Sun¦Hol | 2022-01-01 | 2022-12-31 | Hourly | 0 | 0 | 0 | 0 | 0 | 0 | 0 | 0 | 0 | 0 | 0 | 0 | 0 | 0 | 0 | 0 | 0 | 0 | 0 | 0 | 0 | 0 | 0 | 0 | OfficeElevatorSun
OfficeElevator | Elevator |  | WntrDsn | 2022-01-01 | 2022-12-31 | Hourly | 0 | 0 | 0 | 0 | 0 | 0 | 0 | 0 | 0 | 0 | 0 | 0 | 0 | 0 | 0 | 0 | 0 | 0 | 0 | 0 | 0 | 0 | 0 | 0 | OffDay
OfficeElevator | Elevator |  | SmrDsn | 2022-01-01 | 2022-12-31 | Hourly | 1 | 1 | 1 | 1 | 1 | 1 | 1 | 1 | 1 | 1 | 1 | 1 | 1 | 1 | 1 | 1 | 1 | 1 | 1 | 1 | 1 | 1 | 1 | 1 | OnDay
OfficeRefrigeration | Refrigeration |  | Default¦Wkdy¦SmrDsn | 2022-01-01 | 2022-12-31 | Hourly | 0.9 | 0.9 | 0.9 | 0.9 | 0.9 | 0.9 | 0.9 | 0.9 | 0.9 | 0.9 | 0.9 | 0.9 | 0.9 | 0.9 | 0.9 | 0.9 | 0.9 | 0.9 | 0.9 | 0.9 | 0.9 | 0.9 | 0.9 | 0.9 | OfficeRefrigerationWD
OfficeRefrigeration | Refrigeration |  | Sat | 2022-01-01 | 2022-12-31 | Hourly | 0.9 | 0.9 | 0.9 | 0.9 | 0.9 | 0.9 | 0.9 | 0.9 | 0.9 | 0.9 | 0.9 | 0.9 | 0.9 | 0.9 | 0.9 | 0.9 | 0.9 | 0.9 | 0.9 | 0.9 | 0.9 | 0.9 | 0.9 | 0.9 | OfficeRefrigerationSat
OfficeRefrigeration | Refrigeration |  | Sun¦Hol¦WntrDsn | 2022-01-01 | 2022-12-31 | Hourly | 0.9 | 0.9 | 0.9 | 0.9 | 0.9 | 0.9 | 0.9 | 0.9 | 0.9 | 0.9 | 0.9 | 0.9 | 0.9 | 0.9 | 0.9 | 0.9 | 0.9 | 0.9 | 0.9 | 0.9 | 0.9 | 0.9 | 0.9 | 0.9 | OfficeRefrigerationSun
OfficeHtgSetpt | Thermostat Setpoint | C | Default¦Wkdy¦WntrDsn¦SmrDsn | 2022-01-01 | 2022-12-31 | Hourly | 15.6 | 15.6 | 15.6 | 15.6 | 15.6 | 21.1 | 21.1 | 21.1 | 21.1 | 21.1 | 21.1 | 21.1 | 21.1 | 21.1 | 21.1 | 21.1 | 21.1 | 21.1 | 21.1 | 21.1 | 21.1 | 21.1 | 21.1 | 21.1 | OfficeHtgSetptWD
OfficeHtgSetpt | Thermostat Setpoint | C | Sat | 2022-01-01 | 2022-12-31 | Hourly | 15.6 | 15.6 | 15.6 | 15.6 | 15.6 | 21.1 | 21.1 | 21.1 | 21.1 | 21.1 | 21.1 | 21.1 | 21.1 | 21.1 | 21.1 | 21.1 | 21.1 | 21.1 | 21.1 | 15.6 | 15.6 | 15.6 | 15.6 | 15.6 | OfficeHtgSetptSat
OfficeHtgSetpt | Thermostat Setpoint | C | Sun¦Hol | 2022-01-01 | 2022-12-31 | Hourly | 15.6 | 15.6 | 15.6 | 15.6 | 15.6 | 15.6 | 15.6 | 15.6 | 15.6 | 15.6 | 15.6 | 15.6 | 15.6 | 15.6 | 15.6 | 15.6 | 15.6 | 15.6 | 15.6 | 15.6 | 15.6 | 15.6 | 15.6 | 15.6 | OfficeHtgSetptSun
OfficeClgSetpt | Thermostat Setpoint | C | Default¦Wkdy¦WntrDsn¦SmrDsn | 2022-01-01 | 2022-12-31 | Hourly | 29.4 | 29.4 | 29.4 | 29.4 | 29.4 | 23.9 | 23.9 | 23.9 | 23.9 | 23.9 | 23.9 | 23.9 | 23.9 | 23.9 | 23.9 | 23.9 | 23.9 | 23.9 | 23.9 | 23.9 | 23.9 | 23.9 | 23.9 | 23.9 | OfficeClgSetptWD
OfficeClgSetpt | Thermostat Setpoint | C | Sat | 2022-01-01 | 2022-12-31 | Hourly | 29.4 | 29.4 | 29.4 | 29.4 | 29.4 | 23.9 | 23.9 | 23.9 | 23.9 | 23.9 | 23.9 | 23.9 | 23.9 | 23.9 | 23.9 | 23.9 | 23.9 | 23.9 | 23.9 | 29.4 | 29.4 | 29.4 | 29.4 | 29.4 | OfficeClgSetptSat
OfficeClgSetpt | Thermostat Setpoint | C | Sun¦Hol | 2022-01-01 | 2022-12-31 | Hourly | 29.4 | 29.4 | 29.4 | 29.4 | 29.4 | 29.4 | 29.4 | 29.4 | 29.4 | 29.4 | 29.4 | 29.4 | 29.4 | 29.4 | 29.4 | 29.4 | 29.4 | 29.4 | 29.4 | 29.4 | 29.4 | 29.4 | 29.4 | 29.4 | OfficeClgSetptSun
OfficeInfiltration | Infiltration |  | Default¦Wkdy¦WntrDsn¦SmrDsn | 2022-01-01 | 2022-12-31 | Hourly | 1 | 1 | 1 | 1 | 1 | 0.25 | 0.25 | 0.25 | 0.25 | 0.25 | 0.25 | 0.25 | 0.25 | 0.25 | 0.25 | 0.25 | 0.25 | 0.25 | 0.25 | 0.25 | 0.25 | 0.25 | 0.25 | 0.25 | OfficeInfiltrationWD
OfficeInfiltration | Infiltration |  | Sat | 2022-01-01 | 2022-12-31 | Hourly | 1 | 1 | 1 | 1 | 1 | 0.25 | 0.25 | 0.25 | 0.25 | 0.25 | 0.25 | 0.25 | 0.25 | 0.25 | 0.25 | 0.25 | 0.25 | 0.25 | 0.25 | 1 | 1 | 1 | 1 | 1 | OfficeInfiltrationSat
OfficeInfiltration | Infiltration |  | Sun¦Hol | 2022-01-01 | 2022-12-31 | Hourly | 1 | 1 | 1 | 1 | 1 | 1 | 1 | 1 | 1 | 1 | 1 | 1 | 1 | 1 | 1 | 1 | 1 | 1 | 1 | 1 | 1 | 1 | 1 | 1 | OfficeInfiltrationSun
OfficeEscalator | Escalator |  | Default¦Wkdy | 2022-01-01 | 2022-12-31 | Hourly | 0 | 0 | 0 | 0 | 0 | 1 | 1 | 1 | 1 | 1 | 1 | 1 | 1 | 1 | 1 | 1 | 1 | 1 | 1 | 1 | 1 | 1 | 1 | 1 | OfficeEscalatorWD
OfficeEscalator | Escalator |  | Sat | 2022-01-01 | 2022-12-31 | Hourly | 0 | 0 | 0 | 0 | 0 | 1 | 1 | 1 | 1 | 1 | 1 | 1 | 1 | 1 | 1 | 1 | 1 | 1 | 1 | 0 | 0 | 0 | 0 | 0 | OfficeEscalatorSat
OfficeEscalator | Escalator |  | Sun¦Hol | 2022-01-01 | 2022-12-31 | Hourly | 0 | 0 | 0 | 0 | 0 | 0 | 0 | 0 | 0 | 0 | 0 | 0 | 0 | 0 | 0 | 0 | 0 | 0 | 0 | 0 | 0 | 0 | 0 | 0 | OfficeEscalatorSun
OfficeEscalator | Escalator |  | WntrDsn | 2022-01-01 | 2022-12-31 | Hourly | 0 | 0 | 0 | 0 | 0 | 0 | 0 | 0 | 0 | 0 | 0 | 0 | 0 | 0 | 0 | 0 | 0 | 0 | 0 | 0 | 0 | 0 | 0 | 0 | OffDay
OfficeEscalator | Escalator |  | SmrDsn | 2022-01-01 | 2022-12-31 | Hourly | 1 | 1 | 1 | 1 | 1 | 1 | 1 | 1 | 1 | 1 | 1 | 1 | 1 | 1 | 1 | 1 | 1 | 1 | 1 | 1 | 1 | 1 | 1 | 1 | OnDay
OfficeWtrHtrSetpt | Thermostat Setpoint | C | Default¦Wkdy¦WntrDsn¦SmrDsn | 2022-01-01 | 2022-12-31 | Hourly | 57.2 | 57.2 | 57.2 | 57.2 | 57.2 | 57.2 | 57.2 | 57.2 | 57.2 | 57.2 | 57.2 | 57.2 | 57.2 | 57.2 | 57.2 | 57.2 | 57.2 | 57.2 | 57.2 | 57.2 | 57.2 | 57.2 | 57.2 | 57.2 | OfficeWtrHtrSetptWD
OfficeWtrHtrSetpt | Thermostat Setpoint | C | Sat | 2022-01-01 | 2022-12-31 | Hourly | 57.2 | 57.2 | 57.2 | 57.2 | 57.2 | 57.2 | 57.2 | 57.2 | 57.2 | 57.2 | 57.2 | 57.2 | 57.2 | 57.2 | 57.2 | 57.2 | 57.2 | 57.2 | 57.2 | 57.2 | 57.2 | 57.2 | 57.2 | 57.2 | OfficeWtrHtrSetptSat
OfficeWtrHtrSetpt | Thermostat Setpoint | C | Sun¦Hol | 2022-01-01 | 2022-12-31 | Hourly | 57.2 | 57.2 | 57.2 | 57.2 | 57.2 | 57.2 | 57.2 | 57.2 | 57.2 | 57.2 | 57.2 | 57.2 | 57.2 | 57.2 | 57.2 | 57.2 | 57.2 | 57.2 | 57.2 | 57.2 | 57.2 | 57.2 | 57.2 | 57.2 | OfficeWtrHtrSetptSun
OfficeGasEquip | Equipment |  | Default¦Wkdy | 2022-01-01 | 2022-12-31 | Hourly | 0 | 0 | 0 | 0 | 0 | 0 | 0 | 0.5 | 0.5 | 0.5 | 0.9 | 0.9 | 0.9 | 0.9 | 0.75 | 0.75 | 0.75 | 0.75 | 0 | 0 | 0 | 0 | 0 | 0 | OfficeGasEquipWD
OfficeGasEquip | Equipment |  | Sat | 2022-01-01 | 2022-12-31 | Hourly | 0 | 0 | 0 | 0 | 0 | 0 | 0 | 0 | 0.5 | 0.5 | 0.9 | 0.9 | 0.9 | 0.9 | 0.75 | 0.75 | 0.75 | 0 | 0 | 0 | 0 | 0 | 0 | 0 | OfficeGasEquipSat
OfficeGasEquip | Equipment |  | Sun¦Hol | 2022-01-01 | 2022-12-31 | Hourly | 0 | 0 | 0 | 0 | 0 | 0 | 0 | 0 | 0 | 0 | 0 | 0 | 0 | 0 | 0 | 0 | 0 | 0 | 0 | 0 | 0 | 0 | 0 | 0 | OfficeGasEquipSun
OfficeGasEquip | Equipment |  | WntrDsn | 2022-01-01 | 2022-12-31 | Hourly | 0 | 0 | 0 | 0 | 0 | 0 | 0 | 0 | 0 | 0 | 0 | 0 | 0 | 0 | 0 | 0 | 0 | 0 | 0 | 0 | 0 | 0 | 0 | 0 | OffDay
OfficeGasEquip | Equipment |  | SmrDsn | 2022-01-01 | 2022-12-31 | Hourly | 1 | 1 | 1 | 1 | 1 | 1 | 1 | 1 | 1 | 1 | 1 | 1 | 1 | 1 | 1 | 1 | 1 | 1 | 1 | 1 | 1 | 1 | 1 | 1 | OnDay
ParkingOccupancy | Occupancy |  | Default¦Wkdy | 2022-01-01 | 2022-12-31 | Hourly | 0 | 0 | 0 | 0 | 0 | 0 | 0 | 0 | 0 | 0 | 0 | 0 | 0 | 0 | 0 | 0 | 0 | 0 | 0 | 0 | 0 | 0 | 0 | 0 | ParkingOccupancyWD
ParkingOccupancy | Occupancy |  | Sat | 2022-01-01 | 2022-12-31 | Hourly | 0 | 0 | 0 | 0 | 0 | 0 | 0 | 0 | 0 | 0 | 0 | 0 | 0 | 0 | 0 | 0 | 0 | 0 | 0 | 0 | 0 | 0 | 0 | 0 | ParkingOccupancySat
ParkingOccupancy | Occupancy |  | Sun¦Hol | 2022-01-01 | 2022-12-31 | Hourly | 0 | 0 | 0 | 0 | 0 | 0 | 0 | 0 | 0 | 0 | 0 | 0 | 0 | 0 | 0 | 0 | 0 | 0 | 0 | 0 | 0 | 0 | 0 | 0 | ParkingOccupancySun
ParkingOccupancy | Occupancy |  | WntrDsn | 2022-01-01 | 2022-12-31 | Hourly | 0 | 0 | 0 | 0 | 0 | 0 | 0 | 0 | 0 | 0 | 0 | 0 | 0 | 0 | 0 | 0 | 0 | 0 | 0 | 0 | 0 | 0 | 0 | 0 | OffDay
ParkingOccupancy | Occupancy |  | SmrDsn | 2022-01-01 | 2022-12-31 | Hourly | 1 | 1 | 1 | 1 | 1 | 1 | 1 | 1 | 1 | 1 | 1 | 1 | 1 | 1 | 1 | 1 | 1 | 1 | 1 | 1 | 1 | 1 | 1 | 1 | OnDay
ParkingLights | Lighting |  | Default¦Wkdy | 2022-01-01 | 2022-12-31 | Hourly | 0.5 | 0.5 | 0.5 | 0.5 | 0.5 | 0.5 | 1 | 1 | 1 | 1 | 1 | 1 | 1 | 1 | 1 | 1 | 1 | 1 | 1 | 1 | 1 | 1 | 0.5 | 0.5 | ParkingLightsWD
ParkingLights | Lighting |  | Sat | 2022-01-01 | 2022-12-31 | Hourly | 0.5 | 0.5 | 0.5 | 0.5 | 0.5 | 0.5 | 1 | 1 | 1 | 1 | 1 | 1 | 1 | 1 | 1 | 1 | 1 | 0.5 | 0.5 | 0.5 | 0.5 | 0.5 | 0.5 | 0.5 | ParkingLightsSat
ParkingLights | Lighting |  | Sun¦Hol | 2022-01-01 | 2022-12-31 | Hourly | 0.5 | 0.5 | 0.5 | 0.5 | 0.5 | 0.5 | 0.5 | 0.5 | 0.5 | 0.5 | 0.5 | 0.5 | 0.5 | 0.5 | 0.5 | 0.5 | 0.5 | 0.5 | 0.5 | 0.5 | 0.5 | 0.5 | 0.5 | 0.5 | ParkingLightsSun
ParkingLights | Lighting |  | WntrDsn | 2022-01-01 | 2022-12-31 | Hourly | 0 | 0 | 0 | 0 | 0 | 0 | 0 | 0 | 0 | 0 | 0 | 0 | 0 | 0 | 0 | 0 | 0 | 0 | 0 | 0 | 0 | 0 | 0 | 0 | OffDay
ParkingLights | Lighting |  | SmrDsn | 2022-01-01 | 2022-12-31 | Hourly | 1 | 1 | 1 | 1 | 1 | 1 | 1 | 1 | 1 | 1 | 1 | 1 | 1 | 1 | 1 | 1 | 1 | 1 | 1 | 1 | 1 | 1 | 1 | 1 | OnDay
ParkingReceptacle | Equipment |  | Default¦Wkdy | 2022-01-01 | 2022-12-31 | Hourly | 1 | 1 | 1 | 1 | 1 | 1 | 1 | 1 | 1 | 1 | 1 | 1 | 1 | 1 | 1 | 1 | 1 | 1 | 1 | 1 | 1 | 1 | 1 | 1 | ParkingReceptacleWD
ParkingReceptacle | Equipment |  | Sat | 2022-01-01 | 2022-12-31 | Hourly | 1 | 1 | 1 | 1 | 1 | 1 | 1 | 1 | 1 | 1 | 1 | 1 | 1 | 1 | 1 | 1 | 1 | 1 | 1 | 1 | 1 | 1 | 1 | 1 | ParkingReceptacleSat
ParkingReceptacle | Equipment |  | Sun¦Hol | 2022-01-01 | 2022-12-31 | Hourly | 1 | 1 | 1 | 1 | 1 | 1 | 1 | 1 | 1 | 1 | 1 | 1 | 1 | 1 | 1 | 1 | 1 | 1 | 1 | 1 | 1 | 1 | 1 | 1 | ParkingReceptacleSun
ParkingReceptacle | Equipment |  | WntrDsn | 2022-01-01 | 2022-12-31 | Hourly | 0 | 0 | 0 | 0 | 0 | 0 | 0 | 0 | 0 | 0 | 0 | 0 | 0 | 0 | 0 | 0 | 0 | 0 | 0 | 0 | 0 | 0 | 0 | 0 | OffDay
ParkingReceptacle | Equipment |  | SmrDsn | 2022-01-01 | 2022-12-31 | Hourly | 1 | 1 | 1 | 1 | 1 | 1 | 1 | 1 | 1 | 1 | 1 | 1 | 1 | 1 | 1 | 1 | 1 | 1 | 1 | 1 | 1 | 1 | 1 | 1 | OnDay
ParkingHVACAvail | Operation |  | Default¦Wkdy | 2022-01-01 | 2022-12-31 | Hourly | 1 | 1 | 1 | 1 | 1 | 1 | 1 | 1 | 1 | 1 | 1 | 1 | 1 | 1 | 1 | 1 | 1 | 1 | 1 | 1 | 1 | 1 | 1 | 1 | ParkingHVACAvailWD
ParkingHVACAvail | Operation |  | Sat | 2022-01-01 | 2022-12-31 | Hourly | 1 | 1 | 1 | 1 | 1 | 1 | 1 | 1 | 1 | 1 | 1 | 1 | 1 | 1 | 1 | 1 | 1 | 1 | 1 | 1 | 1 | 1 | 1 | 1 | ParkingHVACAvailSat
ParkingHVACAvail | Operation |  | Sun¦Hol | 2022-01-01 | 2022-12-31 | Hourly | 1 | 1 | 1 | 1 | 1 | 1 | 1 | 1 | 1 | 1 | 1 | 1 | 1 | 1 | 1 | 1 | 1 | 1 | 1 | 1 | 1 | 1 | 1 | 1 | ParkingHVACAvailSun
ParkingHVACAvail | Operation |  | WntrDsn¦SmrDsn | 2022-01-01 | 2022-12-31 | Hourly | 1 | 1 | 1 | 1 | 1 | 1 | 1 | 1 | 1 | 1 | 1 | 1 | 1 | 1 | 1 | 1 | 1 | 1 | 1 | 1 | 1 | 1 | 1 | 1 | AllOnHVACAvailDay
ParkingServiceHotWater | Service Water Heating |  | Default¦Wkdy | 2022-01-01 | 2022-12-31 | Hourly | 0 | 0 | 0 | 0 | 0 | 0 | 0 | 0 | 0 | 0 | 0 | 0 | 0 | 0 | 0 | 0 | 0 | 0 | 0 | 0 | 0 | 0 | 0 | 0 | ParkingServiceHotWaterWD
ParkingServiceHotWater | Service Water Heating |  | Sat | 2022-01-01 | 2022-12-31 | Hourly | 0 | 0 | 0 | 0 | 0 | 0 | 0 | 0 | 0 | 0 | 0 | 0 | 0 | 0 | 0 | 0 | 0 | 0 | 0 | 0 | 0 | 0 | 0 | 0 | ParkingServiceHotWaterSat
ParkingServiceHotWater | Service Water Heating |  | Sun¦Hol | 2022-01-01 | 2022-12-31 | Hourly | 0 | 0 | 0 | 0 | 0 | 0 | 0 | 0 | 0 | 0 | 0 | 0 | 0 | 0 | 0 | 0 | 0 | 0 | 0 | 0 | 0 | 0 | 0 | 0 | ParkingServiceHotWaterSun
ParkingServiceHotWater | Service Water Heating |  | WntrDsn | 2022-01-01 | 2022-12-31 | Hourly | 0 | 0 | 0 | 0 | 0 | 0 | 0 | 0 | 0 | 0 | 0 | 0 | 0 | 0 | 0 | 0 | 0 | 0 | 0 | 0 | 0 | 0 | 0 | 0 | OffDay
ParkingServiceHotWater | Service Water Heating |  | SmrDsn | 2022-01-01 | 2022-12-31 | Hourly | 1 | 1 | 1 | 1 | 1 | 1 | 1 | 1 | 1 | 1 | 1 | 1 | 1 | 1 | 1 | 1 | 1 | 1 | 1 | 1 | 1 | 1 | 1 | 1 | OnDay
ParkingElevator | Elevator |  | Default¦Wkdy | 2022-01-01 | 2022-12-31 | Hourly | 0 | 0 | 0 | 0 | 0 | 0 | 0 | 0.35 | 0.69 | 0.43 | 0.37 | 0.43 | 0.58 | 0.48 | 0.37 | 0.37 | 0.46 | 0.62 | 0.2 | 0.12 | 0.04 | 0.04 | 0 | 0 | ParkingElevatorWD
ParkingElevator | Elevator |  | Sat | 2022-01-01 | 2022-12-31 | Hourly | 0 | 0 | 0 | 0 | 0 | 0 | 0 | 0.16 | 0.14 | 0.21 | 0.18 | 0.25 | 0.21 | 0.13 | 0.08 | 0.04 | 0.05 | 0.06 | 0 | 0 | 0 | 0 | 0 | 0 | ParkingElevatorSat
ParkingElevator | Elevator |  | Sun¦Hol | 2022-01-01 | 2022-12-31 | Hourly | 0 | 0 | 0 | 0 | 0 | 0 | 0 | 0 | 0 | 0 | 0 | 0 | 0 | 0 | 0 | 0 | 0 | 0 | 0 | 0 | 0 | 0 | 0 | 0 | ParkingElevatorSun
ParkingElevator | Elevator |  | WntrDsn | 2022-01-01 | 2022-12-31 | Hourly | 0 | 0 | 0 | 0 | 0 | 0 | 0 | 0 | 0 | 0 | 0 | 0 | 0 | 0 | 0 | 0 | 0 | 0 | 0 | 0 | 0 | 0 | 0 | 0 | OffDay
ParkingElevator | Elevator |  | SmrDsn | 2022-01-01 | 2022-12-31 | Hourly | 1 | 1 | 1 | 1 | 1 | 1 | 1 | 1 | 1 | 1 | 1 | 1 | 1 | 1 | 1 | 1 | 1 | 1 | 1 | 1 | 1 | 1 | 1 | 1 | OnDay
ParkingHtgSetpt | Thermostat Setpoint | C | Default¦Wkdy¦WntrDsn¦SmrDsn | 2022-01-01 | 2022-12-31 | Hourly | 15.6 | 15.6 | 15.6 | 15.6 | 15.6 | 15.6 | 15.6 | 15.6 | 15.6 | 15.6 | 15.6 | 15.6 | 15.6 | 15.6 | 15.6 | 15.6 | 15.6 | 15.6 | 15.6 | 15.6 | 15.6 | 15.6 | 15.6 | 15.6 | ParkingHtgSetptWD
ParkingHtgSetpt | Thermostat Setpoint | C | Sat | 2022-01-01 | 2022-12-31 | Hourly | 15.6 | 15.6 | 15.6 | 15.6 | 15.6 | 15.6 | 15.6 | 15.6 | 15.6 | 15.6 | 15.6 | 15.6 | 15.6 | 15.6 | 15.6 | 15.6 | 15.6 | 15.6 | 15.6 | 15.6 | 15.6 | 15.6 | 15.6 | 15.6 | ParkingHtgSetptSat
ParkingHtgSetpt | Thermostat Setpoint | C | Sun¦Hol | 2022-01-01 | 2022-12-31 | Hourly | 15.6 | 15.6 | 15.6 | 15.6 | 15.6 | 15.6 | 15.6 | 15.6 | 15.6 | 15.6 | 15.6 | 15.6 | 15.6 | 15.6 | 15.6 | 15.6 | 15.6 | 15.6 | 15.6 | 15.6 | 15.6 | 15.6 | 15.6 | 15.6 | ParkingHtgSetptSun
ParkingClgSetpt | Thermostat Setpoint | C | Default¦Wkdy¦WntrDsn¦SmrDsn | 2022-01-01 | 2022-12-31 | Hourly | 29.4 | 29.4 | 29.4 | 29.4 | 29.4 | 29.4 | 29.4 | 29.4 | 29.4 | 29.4 | 29.4 | 29.4 | 29.4 | 29.4 | 29.4 | 29.4 | 29.4 | 29.4 | 29.4 | 29.4 | 29.4 | 29.4 | 29.4 | 29.4 | ParkingClgSetptWD
ParkingClgSetpt | Thermostat Setpoint | C | Sat | 2022-01-01 | 2022-12-31 | Hourly | 29.4 | 29.4 | 29.4 | 29.4 | 29.4 | 29.4 | 29.4 | 29.4 | 29.4 | 29.4 | 29.4 | 29.4 | 29.4 | 29.4 | 29.4 | 29.4 | 29.4 | 29.4 | 29.4 | 29.4 | 29.4 | 29.4 | 29.4 | 29.4 | ParkingClgSetptSat
ParkingClgSetpt | Thermostat Setpoint | C | Sun¦Hol | 2022-01-01 | 2022-12-31 | Hourly | 29.4 | 29.4 | 29.4 | 29.4 | 29.4 | 29.4 | 29.4 | 29.4 | 29.4 | 29.4 | 29.4 | 29.4 | 29.4 | 29.4 | 29.4 | 29.4 | 29.4 | 29.4 | 29.4 | 29.4 | 29.4 | 29.4 | 29.4 | 29.4 | ParkingClgSetptSun
ParkingInfiltration | Infiltration |  | Default¦Wkdy¦WntrDsn¦SmrDsn | 2022-01-01 | 2022-12-31 | Hourly | 0.25 | 0.25 | 0.25 | 0.25 | 0.25 | 0.25 | 0.25 | 0.25 | 0.25 | 0.25 | 0.25 | 0.25 | 0.25 | 0.25 | 0.25 | 0.25 | 0.25 | 0.25 | 0.25 | 0.25 | 0.25 | 0.25 | 0.25 | 0.25 | ParkingInfiltrationWD
ParkingInfiltration | Infiltration |  | Sat | 2022-01-01 | 2022-12-31 | Hourly | 0.25 | 0.25 | 0.25 | 0.25 | 0.25 | 0.25 | 0.25 | 0.25 | 0.25 | 0.25 | 0.25 | 0.25 | 0.25 | 0.25 | 0.25 | 0.25 | 0.25 | 0.25 | 0.25 | 0.25 | 0.25 | 0.25 | 0.25 | 0.25 | ParkingInfiltrationSat
ParkingInfiltration | Infiltration |  | Sun¦Hol | 2022-01-01 | 2022-12-31 | Hourly | 0.25 | 0.25 | 0.25 | 0.25 | 0.25 | 0.25 | 0.25 | 0.25 | 0.25 | 0.25 | 0.25 | 0.25 | 0.25 | 0.25 | 0.25 | 0.25 | 0.25 | 0.25 | 0.25 | 0.25 | 0.25 | 0.25 | 0.25 | 0.25 | ParkingInfiltrationSun
ParkingEscalator | Escalator |  | Default¦Wkdy | 2022-01-01 | 2022-12-31 | Hourly | 0 | 0 | 0 | 0 | 0 | 1 | 1 | 1 | 1 | 1 | 1 | 1 | 1 | 1 | 1 | 1 | 1 | 1 | 1 | 1 | 1 | 1 | 1 | 1 | ParkingEscalatorWD
ParkingEscalator | Escalator |  | Sat | 2022-01-01 | 2022-12-31 | Hourly | 0 | 0 | 0 | 0 | 0 | 1 | 1 | 1 | 1 | 1 | 1 | 1 | 1 | 1 | 1 | 1 | 1 | 1 | 1 | 0 | 0 | 0 | 0 | 0 | ParkingEscalatorSat
ParkingEscalator | Escalator |  | Sun¦Hol | 2022-01-01 | 2022-12-31 | Hourly | 0 | 0 | 0 | 0 | 0 | 1 | 1 | 1 | 1 | 1 | 1 | 1 | 1 | 1 | 1 | 1 | 1 | 1 | 0 | 0 | 0 | 0 | 0 | 0 | ParkingEscalatorSun
ParkingEscalator | Escalator |  | WntrDsn | 2022-01-01 | 2022-12-31 | Hourly | 0 | 0 | 0 | 0 | 0 | 0 | 0 | 0 | 0 | 0 | 0 | 0 | 0 | 0 | 0 | 0 | 0 | 0 | 0 | 0 | 0 | 0 | 0 | 0 | OffDay
ParkingEscalator | Escalator |  | SmrDsn | 2022-01-01 | 2022-12-31 | Hourly | 1 | 1 | 1 | 1 | 1 | 1 | 1 | 1 | 1 | 1 | 1 | 1 | 1 | 1 | 1 | 1 | 1 | 1 | 1 | 1 | 1 | 1 | 1 | 1 | OnDay
ParkingGasEquip | Equipment |  | Default¦Wkdy | 2022-01-01 | 2022-12-31 | Hourly | 0 | 0 | 0 | 0 | 0 | 0 | 0 | 0.5 | 0.5 | 0.5 | 0.9 | 0.9 | 0.9 | 0.9 | 0.75 | 0.75 | 0.75 | 0.75 | 0 | 0 | 0 | 0 | 0 | 0 | ParkingGasEquipWD
ParkingGasEquip | Equipment |  | Sat | 2022-01-01 | 2022-12-31 | Hourly | 0 | 0 | 0 | 0 | 0 | 0 | 0 | 0 | 0.5 | 0.5 | 0.9 | 0.9 | 0.9 | 0.9 | 0.75 | 0.75 | 0.75 | 0 | 0 | 0 | 0 | 0 | 0 | 0 | ParkingGasEquipSat
ParkingGasEquip | Equipment |  | Sun¦Hol | 2022-01-01 | 2022-12-31 | Hourly | 0 | 0 | 0 | 0 | 0 | 0 | 0 | 0 | 0 | 0 | 0 | 0 | 0 | 0 | 0 | 0 | 0 | 0 | 0 | 0 | 0 | 0 | 0 | 0 | ParkingGasEquipSun
ParkingGasEquip | Equipment |  | WntrDsn | 2022-01-01 | 2022-12-31 | Hourly | 0 | 0 | 0 | 0 | 0 | 0 | 0 | 0 | 0 | 0 | 0 | 0 | 0 | 0 | 0 | 0 | 0 | 0 | 0 | 0 | 0 | 0 | 0 | 0 | OffDay
ParkingGasEquip | Equipment |  | SmrDsn | 2022-01-01 | 2022-12-31 | Hourly | 1 | 1 | 1 | 1 | 1 | 1 | 1 | 1 | 1 | 1 | 1 | 1 | 1 | 1 | 1 | 1 | 1 | 1 | 1 | 1 | 1 | 1 | 1 | 1 | OnDay
ParkingRefrigeration | Refrigeration |  | Default¦Wkdy¦SmrDsn | 2022-01-01 | 2022-12-31 | Hourly | 0.9 | 0.9 | 0.9 | 0.9 | 0.9 | 0.9 | 0.9 | 0.9 | 0.9 | 0.9 | 0.9 | 0.9 | 0.9 | 0.9 | 0.9 | 0.9 | 0.9 | 0.9 | 0.9 | 0.9 | 0.9 | 0.9 | 0.9 | 0.9 | ParkingRefrigerationWD
ParkingRefrigeration | Refrigeration |  | Sat | 2022-01-01 | 2022-12-31 | Hourly | 0.9 | 0.9 | 0.9 | 0.9 | 0.9 | 0.9 | 0.9 | 0.9 | 0.9 | 0.9 | 0.9 | 0.9 | 0.9 | 0.9 | 0.9 | 0.9 | 0.9 | 0.9 | 0.9 | 0.9 | 0.9 | 0.9 | 0.9 | 0.9 | ParkingRefrigerationSat
ParkingRefrigeration | Refrigeration |  | Sun¦Hol¦WntrDsn | 2022-01-01 | 2022-12-31 | Hourly | 0.9 | 0.9 | 0.9 | 0.9 | 0.9 | 0.9 | 0.9 | 0.9 | 0.9 | 0.9 | 0.9 | 0.9 | 0.9 | 0.9 | 0.9 | 0.9 | 0.9 | 0.9 | 0.9 | 0.9 | 0.9 | 0.9 | 0.9 | 0.9 | ParkingRefrigerationSun
ParkingWtrHtrSetpt | Thermostat Setpoint | C | Default¦Wkdy¦WntrDsn¦SmrDsn | 2022-01-01 | 2022-12-31 | Hourly | 57.2 | 57.2 | 57.2 | 57.2 | 57.2 | 57.2 | 57.2 | 57.2 | 57.2 | 57.2 | 57.2 | 57.2 | 57.2 | 57.2 | 57.2 | 57.2 | 57.2 | 57.2 | 57.2 | 57.2 | 57.2 | 57.2 | 57.2 | 57.2 | ParkingWtrHtrSetptWD
ParkingWtrHtrSetpt | Thermostat Setpoint | C | Sat | 2022-01-01 | 2022-12-31 | Hourly | 57.2 | 57.2 | 57.2 | 57.2 | 57.2 | 57.2 | 57.2 | 57.2 | 57.2 | 57.2 | 57.2 | 57.2 | 57.2 | 57.2 | 57.2 | 57.2 | 57.2 | 57.2 | 57.2 | 57.2 | 57.2 | 57.2 | 57.2 | 57.2 | ParkingWtrHtrSetptSat
ParkingWtrHtrSetpt | Thermostat Setpoint | C | Sun¦Hol | 2022-01-01 | 2022-12-31 | Hourly | 57.2 | 57.2 | 57.2 | 57.2 | 57.2 | 57.2 | 57.2 | 57.2 | 57.2 | 57.2 | 57.2 | 57.2 | 57.2 | 57.2 | 57.2 | 57.2 | 57.2 | 57.2 | 57.2 | 57.2 | 57.2 | 57.2 | 57.2 | 57.2 | ParkingWtrHtrSetptSun
ResidentialCommonOccupancy | Occupancy |  | Default¦Wkdy | 2022-01-01 | 2022-12-31 | Hourly | 0.1 | 0.1 | 0.1 | 0.1 | 0.1 | 0.3 | 0.45 | 0.45 | 0.45 | 0.45 | 0.3 | 0.3 | 0.3 | 0.3 | 0.3 | 0.3 | 0.3 | 0.3 | 0.6 | 0.8 | 0.9 | 0.8 | 0.6 | 0.3 | ResidentialCommonOccupancyWD
ResidentialCommonOccupancy | Occupancy |  | Sat | 2022-01-01 | 2022-12-31 | Hourly | 0.1 | 0.1 | 0.1 | 0.1 | 0.1 | 0.3 | 0.45 | 0.45 | 0.45 | 0.45 | 0.3 | 0.3 | 0.3 | 0.3 | 0.3 | 0.3 | 0.3 | 0.3 | 0.6 | 0.8 | 0.9 | 0.8 | 0.6 | 0.3 | ResidentialCommonOccupancySat
ResidentialCommonOccupancy | Occupancy |  | Sun¦Hol | 2022-01-01 | 2022-12-31 | Hourly | 0.1 | 0.1 | 0.1 | 0.1 | 0.1 | 0.3 | 0.45 | 0.45 | 0.45 | 0.45 | 0.3 | 0.3 | 0.3 | 0.3 | 0.3 | 0.3 | 0.3 | 0.3 | 0.6 | 0.8 | 0.9 | 0.8 | 0.6 | 0.3 | ResidentialCommonOccupancySun
ResidentialCommonOccupancy | Occupancy |  | WntrDsn | 2022-01-01 | 2022-12-31 | Hourly | 0 | 0 | 0 | 0 | 0 | 0 | 0 | 0 | 0 | 0 | 0 | 0 | 0 | 0 | 0 | 0 | 0 | 0 | 0 | 0 | 0 | 0 | 0 | 0 | OffDay
ResidentialCommonOccupancy | Occupancy |  | SmrDsn | 2022-01-01 | 2022-12-31 | Hourly | 1 | 1 | 1 | 1 | 1 | 1 | 1 | 1 | 1 | 1 | 1 | 1 | 1 | 1 | 1 | 1 | 1 | 1 | 1 | 1 | 1 | 1 | 1 | 1 | OnDay
ResidentialCommonLights | Lighting |  | Default¦Wkdy | 2022-01-01 | 2022-12-31 | Hourly | 1 | 1 | 1 | 1 | 1 | 1 | 1 | 1 | 1 | 1 | 1 | 1 | 1 | 1 | 1 | 1 | 1 | 1 | 1 | 1 | 1 | 1 | 1 | 1 | ResidentialCommonLightsWD
ResidentialCommonLights | Lighting |  | Sat | 2022-01-01 | 2022-12-31 | Hourly | 1 | 1 | 1 | 1 | 1 | 1 | 1 | 1 | 1 | 1 | 1 | 1 | 1 | 1 | 1 | 1 | 1 | 1 | 1 | 1 | 1 | 1 | 1 | 1 | ResidentialCommonLightsSat
ResidentialCommonLights | Lighting |  | Sun¦Hol | 2022-01-01 | 2022-12-31 | Hourly | 1 | 1 | 1 | 1 | 1 | 1 | 1 | 1 | 1 | 1 | 1 | 1 | 1 | 1 | 1 | 1 | 1 | 1 | 1 | 1 | 1 | 1 | 1 | 1 | ResidentialCommonLightsSun
ResidentialCommonLights | Lighting |  | WntrDsn | 2022-01-01 | 2022-12-31 | Hourly | 0 | 0 | 0 | 0 | 0 | 0 | 0 | 0 | 0 | 0 | 0 | 0 | 0 | 0 | 0 | 0 | 0 | 0 | 0 | 0 | 0 | 0 | 0 | 0 | OffDay
ResidentialCommonLights | Lighting |  | SmrDsn | 2022-01-01 | 2022-12-31 | Hourly | 1 | 1 | 1 | 1 | 1 | 1 | 1 | 1 | 1 | 1 | 1 | 1 | 1 | 1 | 1 | 1 | 1 | 1 | 1 | 1 | 1 | 1 | 1 | 1 | OnDay
ResidentialCommonReceptacle | Equipment |  | Default¦Wkdy | 2022-01-01 | 2022-12-31 | Hourly | 0.1 | 0.1 | 0.1 | 0.1 | 0.1 | 0.3 | 0.45 | 0.45 | 0.45 | 0.45 | 0.3 | 0.3 | 0.3 | 0.3 | 0.3 | 0.3 | 0.3 | 0.3 | 0.6 | 0.8 | 0.9 | 0.8 | 0.6 | 0.3 | ResidentialCommonReceptacleWD
ResidentialCommonReceptacle | Equipment |  | Sat | 2022-01-01 | 2022-12-31 | Hourly | 0.1 | 0.1 | 0.1 | 0.1 | 0.1 | 0.3 | 0.45 | 0.45 | 0.45 | 0.45 | 0.3 | 0.3 | 0.3 | 0.3 | 0.3 | 0.3 | 0.3 | 0.3 | 0.6 | 0.8 | 0.9 | 0.8 | 0.6 | 0.3 | ResidentialCommonReceptacleSat
ResidentialCommonReceptacle | Equipment |  | Sun¦Hol | 2022-01-01 | 2022-12-31 | Hourly | 0.1 | 0.1 | 0.1 | 0.1 | 0.1 | 0.3 | 0.45 | 0.45 | 0.45 | 0.45 | 0.3 | 0.3 | 0.3 | 0.3 | 0.3 | 0.3 | 0.3 | 0.3 | 0.6 | 0.8 | 0.9 | 0.8 | 0.6 | 0.3 | ResidentialCommonReceptacleSun
ResidentialCommonReceptacle | Equipment |  | WntrDsn | 2022-01-01 | 2022-12-31 | Hourly | 0 | 0 | 0 | 0 | 0 | 0 | 0 | 0 | 0 | 0 | 0 | 0 | 0 | 0 | 0 | 0 | 0 | 0 | 0 | 0 | 0 | 0 | 0 | 0 | OffDay
ResidentialCommonReceptacle | Equipment |  | SmrDsn | 2022-01-01 | 2022-12-31 | Hourly | 1 | 1 | 1 | 1 | 1 | 1 | 1 | 1 | 1 | 1 | 1 | 1 | 1 | 1 | 1 | 1 | 1 | 1 | 1 | 1 | 1 | 1 | 1 | 1 | OnDay
ResidentialCommonHVACAvail | Operation |  | Default¦Wkdy | 2022-01-01 | 2022-12-31 | Hourly | 1 | 1 | 1 | 1 | 1 | 1 | 1 | 1 | 1 | 1 | 1 | 1 | 1 | 1 | 1 | 1 | 1 | 1 | 1 | 1 | 1 | 1 | 1 | 1 | ResidentialCommonHVACAvailWD
ResidentialCommonHVACAvail | Operation |  | Sat | 2022-01-01 | 2022-12-31 | Hourly | 1 | 1 | 1 | 1 | 1 | 1 | 1 | 1 | 1 | 1 | 1 | 1 | 1 | 1 | 1 | 1 | 1 | 1 | 1 | 1 | 1 | 1 | 1 | 1 | ResidentialCommonHVACAvailSat
ResidentialCommonHVACAvail | Operation |  | Sun¦Hol | 2022-01-01 | 2022-12-31 | Hourly | 1 | 1 | 1 | 1 | 1 | 1 | 1 | 1 | 1 | 1 | 1 | 1 | 1 | 1 | 1 | 1 | 1 | 1 | 1 | 1 | 1 | 1 | 1 | 1 | ResidentialCommonHVACAvailSun
ResidentialCommonHVACAvail | Operation |  | WntrDsn¦SmrDsn | 2022-01-01 | 2022-12-31 | Hourly | 1 | 1 | 1 | 1 | 1 | 1 | 1 | 1 | 1 | 1 | 1 | 1 | 1 | 1 | 1 | 1 | 1 | 1 | 1 | 1 | 1 | 1 | 1 | 1 | AllOnHVACAvailDay
ResidentialCommonServiceHotWater | Service Water Heating |  | Default¦Wkdy | 2022-01-01 | 2022-12-31 | Hourly | 0 | 0 | 0 | 0.05 | 0.05 | 0.05 | 0.8 | 0.7 | 0.5 | 0.4 | 0.25 | 0.25 | 0.25 | 0.25 | 0.5 | 0.6 | 0.7 | 0.7 | 0.4 | 0.25 | 0.2 | 0.2 | 0.05 | 0.05 | ResidentialCommonServiceHotWaterWD
ResidentialCommonServiceHotWater | Service Water Heating |  | Sat | 2022-01-01 | 2022-12-31 | Hourly | 0 | 0 | 0 | 0.05 | 0.05 | 0.05 | 0.8 | 0.7 | 0.5 | 0.4 | 0.25 | 0.25 | 0.25 | 0.25 | 0.5 | 0.6 | 0.7 | 0.7 | 0.4 | 0.25 | 0.2 | 0.2 | 0.05 | 0.05 | ResidentialCommonServiceHotWaterSat
ResidentialCommonServiceHotWater | Service Water Heating |  | Sun¦Hol | 2022-01-01 | 2022-12-31 | Hourly | 0 | 0 | 0 | 0.05 | 0.05 | 0.05 | 0.8 | 0.7 | 0.5 | 0.4 | 0.25 | 0.25 | 0.25 | 0.25 | 0.5 | 0.6 | 0.7 | 0.7 | 0.4 | 0.25 | 0.2 | 0.2 | 0.05 | 0.05 | ResidentialCommonServiceHotWaterSun
ResidentialCommonServiceHotWater | Service Water Heating |  | WntrDsn | 2022-01-01 | 2022-12-31 | Hourly | 0 | 0 | 0 | 0 | 0 | 0 | 0 | 0 | 0 | 0 | 0 | 0 | 0 | 0 | 0 | 0 | 0 | 0 | 0 | 0 | 0 | 0 | 0 | 0 | OffDay
ResidentialCommonServiceHotWater | Service Water Heating |  | SmrDsn | 2022-01-01 | 2022-12-31 | Hourly | 1 | 1 | 1 | 1 | 1 | 1 | 1 | 1 | 1 | 1 | 1 | 1 | 1 | 1 | 1 | 1 | 1 | 1 | 1 | 1 | 1 | 1 | 1 | 1 | OnDay
ResidentialCommonGasEquip | Equipment |  | Default¦Wkdy | 2022-01-01 | 2022-12-31 | Hourly | 0 | 0 | 0 | 0 | 0 | 0.5 | 0.5 | 0.1 | 0.1 | 0.1 | 0.1 | 0.5 | 0.5 | 0.1 | 0.1 | 0.1 | 0.5 | 0.5 | 0.5 | 0.1 | 0 | 0 | 0 | 0 | ResidentialCommonGasEquipWD
ResidentialCommonGasEquip | Equipment |  | Sat | 2022-01-01 | 2022-12-31 | Hourly | 0 | 0 | 0 | 0 | 0 | 0.5 | 0.5 | 0.1 | 0.1 | 0.1 | 0.1 | 0.5 | 0.5 | 0.1 | 0.1 | 0.1 | 0.5 | 0.5 | 0.5 | 0.1 | 0 | 0 | 0 | 0 | ResidentialCommonGasEquipSat
ResidentialCommonGasEquip | Equipment |  | Sun¦Hol | 2022-01-01 | 2022-12-31 | Hourly | 0 | 0 | 0 | 0 | 0 | 0.5 | 0.5 | 0.1 | 0.1 | 0.1 | 0.1 | 0.5 | 0.5 | 0.1 | 0.1 | 0.1 | 0.5 | 0.5 | 0.5 | 0.1 | 0 | 0 | 0 | 0 | ResidentialCommonGasEquipSun
ResidentialCommonGasEquip | Equipment |  | WntrDsn | 2022-01-01 | 2022-12-31 | Hourly | 0 | 0 | 0 | 0 | 0 | 0 | 0 | 0 | 0 | 0 | 0 | 0 | 0 | 0 | 0 | 0 | 0 | 0 | 0 | 0 | 0 | 0 | 0 | 0 | OffDay
ResidentialCommonGasEquip | Equipment |  | SmrDsn | 2022-01-01 | 2022-12-31 | Hourly | 1 | 1 | 1 | 1 | 1 | 1 | 1 | 1 | 1 | 1 | 1 | 1 | 1 | 1 | 1 | 1 | 1 | 1 | 1 | 1 | 1 | 1 | 1 | 1 | OnDay
ResidentialCommonHtgSetpt | Thermostat Setpoint | C | Default¦Wkdy¦WntrDsn¦SmrDsn | 2022-01-01 | 2022-12-31 | Hourly | 20 | 20 | 20 | 20 | 20 | 20 | 20 | 20 | 20 | 20 | 20 | 20 | 20 | 20 | 20 | 20 | 20 | 20 | 20 | 20 | 20 | 20 | 20 | 20 | ResidentialCommonHtgSetptWD
ResidentialCommonHtgSetpt | Thermostat Setpoint | C | Sat | 2022-01-01 | 2022-12-31 | Hourly | 20 | 20 | 20 | 20 | 20 | 20 | 20 | 20 | 20 | 20 | 20 | 20 | 20 | 20 | 20 | 20 | 20 | 20 | 20 | 20 | 20 | 20 | 20 | 20 | ResidentialCommonHtgSetptSat
ResidentialCommonHtgSetpt | Thermostat Setpoint | C | Sun¦Hol | 2022-01-01 | 2022-12-31 | Hourly | 20 | 20 | 20 | 20 | 20 | 20 | 20 | 20 | 20 | 20 | 20 | 20 | 20 | 20 | 20 | 20 | 20 | 20 | 20 | 20 | 20 | 20 | 20 | 20 | ResidentialCommonHtgSetptSun
ResidentialCommonClgSetpt | Thermostat Setpoint | C | Default¦Wkdy¦WntrDsn¦SmrDsn | 2022-01-01 | 2022-12-31 | Hourly | 25.6 | 25.6 | 25.6 | 25.6 | 25.6 | 25.6 | 25.6 | 25.6 | 25.6 | 25.6 | 25.6 | 25.6 | 25.6 | 25.6 | 25.6 | 25.6 | 25.6 | 25.6 | 25.6 | 25.6 | 25.6 | 25.6 | 25.6 | 25.6 | ResidentialCommonClgSetptWD
ResidentialCommonClgSetpt | Thermostat Setpoint | C | Sat | 2022-01-01 | 2022-12-31 | Hourly | 25.6 | 25.6 | 25.6 | 25.6 | 25.6 | 25.6 | 25.6 | 25.6 | 25.6 | 25.6 | 25.6 | 25.6 | 25.6 | 25.6 | 25.6 | 25.6 | 25.6 | 25.6 | 25.6 | 25.6 | 25.6 | 25.6 | 25.6 | 25.6 | ResidentialCommonClgSetptSat
ResidentialCommonClgSetpt | Thermostat Setpoint | C | Sun¦Hol | 2022-01-01 | 2022-12-31 | Hourly | 25.6 | 25.6 | 25.6 | 25.6 | 25.6 | 25.6 | 25.6 | 25.6 | 25.6 | 25.6 | 25.6 | 25.6 | 25.6 | 25.6 | 25.6 | 25.6 | 25.6 | 25.6 | 25.6 | 25.6 | 25.6 | 25.6 | 25.6 | 25.6 | ResidentialCommonClgSetptSun
ResidentialCommonInfiltration | Infiltration |  | Default¦Wkdy¦WntrDsn¦SmrDsn | 2022-01-01 | 2022-12-31 | Hourly | 0.25 | 0.25 | 0.25 | 0.25 | 0.25 | 0.25 | 0.25 | 0.25 | 0.25 | 0.25 | 0.25 | 0.25 | 0.25 | 0.25 | 0.25 | 0.25 | 0.25 | 0.25 | 0.25 | 0.25 | 0.25 | 0.25 | 0.25 | 0.25 | ResidentialCommonInfiltrationWD
ResidentialCommonInfiltration | Infiltration |  | Sat | 2022-01-01 | 2022-12-31 | Hourly | 0.25 | 0.25 | 0.25 | 0.25 | 0.25 | 0.25 | 0.25 | 0.25 | 0.25 | 0.25 | 0.25 | 0.25 | 0.25 | 0.25 | 0.25 | 0.25 | 0.25 | 0.25 | 0.25 | 0.25 | 0.25 | 0.25 | 0.25 | 0.25 | ResidentialCommonInfiltrationSat
ResidentialCommonInfiltration | Infiltration |  | Sun¦Hol | 2022-01-01 | 2022-12-31 | Hourly | 0.25 | 0.25 | 0.25 | 0.25 | 0.25 | 0.25 | 0.25 | 0.25 | 0.25 | 0.25 | 0.25 | 0.25 | 0.25 | 0.25 | 0.25 | 0.25 | 0.25 | 0.25 | 0.25 | 0.25 | 0.25 | 0.25 | 0.25 | 0.25 | ResidentialCommonInfiltrationSun
ResidentialCommonWtrHtrSetpt | Thermostat Setpoint | C | Default¦Wkdy¦WntrDsn¦SmrDsn | 2022-01-01 | 2022-12-31 | Hourly | 54.4 | 54.4 | 54.4 | 54.4 | 54.4 | 54.4 | 54.4 | 54.4 | 54.4 | 54.4 | 54.4 | 54.4 | 54.4 | 54.4 | 54.4 | 54.4 | 54.4 | 54.4 | 54.4 | 54.4 | 54.4 | 54.4 | 54.4 | 54.4 | ResidentialCommonWtrHtrSetptWD
ResidentialCommonWtrHtrSetpt | Thermostat Setpoint | C | Sat | 2022-01-01 | 2022-12-31 | Hourly | 54.4 | 54.4 | 54.4 | 54.4 | 54.4 | 54.4 | 54.4 | 54.4 | 54.4 | 54.4 | 54.4 | 54.4 | 54.4 | 54.4 | 54.4 | 54.4 | 54.4 | 54.4 | 54.4 | 54.4 | 54.4 | 54.4 | 54.4 | 54.4 | ResidentialCommonWtrHtrSetptSat
ResidentialCommonWtrHtrSetpt | Thermostat Setpoint | C | Sun¦Hol | 2022-01-01 | 2022-12-31 | Hourly | 54.4 | 54.4 | 54.4 | 54.4 | 54.4 | 54.4 | 54.4 | 54.4 | 54.4 | 54.4 | 54.4 | 54.4 | 54.4 | 54.4 | 54.4 | 54.4 | 54.4 | 54.4 | 54.4 | 54.4 | 54.4 | 54.4 | 54.4 | 54.4 | ResidentialCommonWtrHtrSetptSun
ResidentialCommonElevator | Elevator |  | Default¦Wkdy | 2022-01-01 | 2022-12-31 | Hourly | 0 | 0 | 0 | 0 | 0 | 0 | 0 | 0.35 | 0.69 | 0.43 | 0.37 | 0.43 | 0.58 | 0.48 | 0.37 | 0.37 | 0.46 | 0.62 | 0.2 | 0.12 | 0.04 | 0.04 | 0 | 0 | ResidentialCommonElevatorWD
ResidentialCommonElevator | Elevator |  | Sat | 2022-01-01 | 2022-12-31 | Hourly | 0 | 0 | 0 | 0 | 0 | 0 | 0 | 0.35 | 0.69 | 0.43 | 0.37 | 0.43 | 0.58 | 0.48 | 0.37 | 0.37 | 0.46 | 0.62 | 0.2 | 0.12 | 0.04 | 0.04 | 0 | 0 | ResidentialCommonElevatorSat
ResidentialCommonElevator | Elevator |  | Sun¦Hol | 2022-01-01 | 2022-12-31 | Hourly | 0 | 0 | 0 | 0 | 0 | 0 | 0 | 0.35 | 0.69 | 0.43 | 0.37 | 0.43 | 0.58 | 0.48 | 0.37 | 0.37 | 0.46 | 0.62 | 0.2 | 0.12 | 0.04 | 0.04 | 0 | 0 | ResidentialCommonElevatorSun
ResidentialCommonElevator | Elevator |  | WntrDsn | 2022-01-01 | 2022-12-31 | Hourly | 0 | 0 | 0 | 0 | 0 | 0 | 0 | 0 | 0 | 0 | 0 | 0 | 0 | 0 | 0 | 0 | 0 | 0 | 0 | 0 | 0 | 0 | 0 | 0 | OffDay
ResidentialCommonElevator | Elevator |  | SmrDsn | 2022-01-01 | 2022-12-31 | Hourly | 1 | 1 | 1 | 1 | 1 | 1 | 1 | 1 | 1 | 1 | 1 | 1 | 1 | 1 | 1 | 1 | 1 | 1 | 1 | 1 | 1 | 1 | 1 | 1 | OnDay
ResidentialCommonEscalator | Escalator |  | Default¦Wkdy | 2022-01-01 | 2022-12-31 | Hourly | 1 | 1 | 1 | 1 | 1 | 1 | 1 | 1 | 1 | 1 | 1 | 1 | 1 | 1 | 1 | 1 | 1 | 1 | 1 | 1 | 1 | 1 | 1 | 1 | ResidentialCommonEscalatorWD
ResidentialCommonEscalator | Escalator |  | Sat | 2022-01-01 | 2022-12-31 | Hourly | 1 | 1 | 1 | 1 | 1 | 1 | 1 | 1 | 1 | 1 | 1 | 1 | 1 | 1 | 1 | 1 | 1 | 1 | 1 | 1 | 1 | 1 | 1 | 1 | ResidentialCommonEscalatorSat
ResidentialCommonEscalator | Escalator |  | Sun¦Hol | 2022-01-01 | 2022-12-31 | Hourly | 1 | 1 | 1 | 1 | 1 | 1 | 1 | 1 | 1 | 1 | 1 | 1 | 1 | 1 | 1 | 1 | 1 | 1 | 1 | 1 | 1 | 1 | 1 | 1 | ResidentialCommonEscalatorSun
ResidentialCommonEscalator | Escalator |  | WntrDsn | 2022-01-01 | 2022-12-31 | Hourly | 0 | 0 | 0 | 0 | 0 | 0 | 0 | 0 | 0 | 0 | 0 | 0 | 0 | 0 | 0 | 0 | 0 | 0 | 0 | 0 | 0 | 0 | 0 | 0 | OffDay
ResidentialCommonEscalator | Escalator |  | SmrDsn | 2022-01-01 | 2022-12-31 | Hourly | 1 | 1 | 1 | 1 | 1 | 1 | 1 | 1 | 1 | 1 | 1 | 1 | 1 | 1 | 1 | 1 | 1 | 1 | 1 | 1 | 1 | 1 | 1 | 1 | OnDay
ResidentialCommonRefrigeration | Refrigeration |  | Default¦Wkdy¦SmrDsn | 2022-01-01 | 2022-12-31 | Hourly | 0.9 | 0.9 | 0.9 | 0.9 | 0.9 | 0.9 | 0.9 | 0.9 | 0.9 | 0.9 | 0.9 | 0.9 | 0.9 | 0.9 | 0.9 | 0.9 | 0.9 | 0.9 | 0.9 | 0.9 | 0.9 | 0.9 | 0.9 | 0.9 | ResidentialCommonRefrigerationWD
ResidentialCommonRefrigeration | Refrigeration |  | Sat | 2022-01-01 | 2022-12-31 | Hourly | 0.9 | 0.9 | 0.9 | 0.9 | 0.9 | 0.9 | 0.9 | 0.9 | 0.9 | 0.9 | 0.9 | 0.9 | 0.9 | 0.9 | 0.9 | 0.9 | 0.9 | 0.9 | 0.9 | 0.9 | 0.9 | 0.9 | 0.9 | 0.9 | ResidentialCommonRefrigerationSat
ResidentialCommonRefrigeration | Refrigeration |  | Sun¦Hol¦WntrDsn | 2022-01-01 | 2022-12-31 | Hourly | 0.9 | 0.9 | 0.9 | 0.9 | 0.9 | 0.9 | 0.9 | 0.9 | 0.9 | 0.9 | 0.9 | 0.9 | 0.9 | 0.9 | 0.9 | 0.9 | 0.9 | 0.9 | 0.9 | 0.9 | 0.9 | 0.9 | 0.9 | 0.9 | ResidentialCommonRefrigerationSun
ResidentialLivingOccupancy | Occupancy |  | Default¦Wkdy | 2022-01-01 | 2022-12-31 | Hourly | 0.9 | 0.9 | 0.9 | 0.9 | 0.9 | 0.9 | 0.7 | 0.4 | 0.4 | 0.2 | 0.2 | 0.2 | 0.2 | 0.2 | 0.2 | 0.3 | 0.5 | 0.5 | 0.5 | 0.7 | 0.7 | 0.8 | 0.9 | 0.9 | ResidentialLivingOccupancyWD
ResidentialLivingOccupancy | Occupancy |  | Sat | 2022-01-01 | 2022-12-31 | Hourly | 0.9 | 0.9 | 0.9 | 0.9 | 0.9 | 0.9 | 0.7 | 0.4 | 0.4 | 0.2 | 0.2 | 0.2 | 0.2 | 0.2 | 0.2 | 0.3 | 0.5 | 0.5 | 0.5 | 0.7 | 0.7 | 0.8 | 0.9 | 0.9 | ResidentialLivingOccupancySat
ResidentialLivingOccupancy | Occupancy |  | Sun¦Hol | 2022-01-01 | 2022-12-31 | Hourly | 0.9 | 0.9 | 0.9 | 0.9 | 0.9 | 0.9 | 0.7 | 0.4 | 0.4 | 0.2 | 0.2 | 0.2 | 0.2 | 0.2 | 0.2 | 0.3 | 0.5 | 0.5 | 0.5 | 0.7 | 0.7 | 0.8 | 0.9 | 0.9 | ResidentialLivingOccupancySun
ResidentialLivingOccupancy | Occupancy |  | WntrDsn | 2022-01-01 | 2022-12-31 | Hourly | 0 | 0 | 0 | 0 | 0 | 0 | 0 | 0 | 0 | 0 | 0 | 0 | 0 | 0 | 0 | 0 | 0 | 0 | 0 | 0 | 0 | 0 | 0 | 0 | OffDay
ResidentialLivingOccupancy | Occupancy |  | SmrDsn | 2022-01-01 | 2022-12-31 | Hourly | 1 | 1 | 1 | 1 | 1 | 1 | 1 | 1 | 1 | 1 | 1 | 1 | 1 | 1 | 1 | 1 | 1 | 1 | 1 | 1 | 1 | 1 | 1 | 1 | OnDay
ResidentialLivingLights | Lighting |  | Default¦Wkdy | 2022-01-01 | 2022-12-31 | Hourly | 0.1 | 0.1 | 0.1 | 0.1 | 0.1 | 0.3 | 0.45 | 0.45 | 0.45 | 0.45 | 0.3 | 0.3 | 0.3 | 0.3 | 0.3 | 0.3 | 0.3 | 0.3 | 0.6 | 0.8 | 0.9 | 0.8 | 0.6 | 0.3 | ResidentialLivingLightsWD
ResidentialLivingLights | Lighting |  | Sat | 2022-01-01 | 2022-12-31 | Hourly | 0.1 | 0.1 | 0.1 | 0.1 | 0.1 | 0.3 | 0.45 | 0.45 | 0.45 | 0.45 | 0.3 | 0.3 | 0.3 | 0.3 | 0.3 | 0.3 | 0.3 | 0.3 | 0.6 | 0.8 | 0.9 | 0.8 | 0.6 | 0.3 | ResidentialLivingLightsSat
ResidentialLivingLights | Lighting |  | Sun¦Hol | 2022-01-01 | 2022-12-31 | Hourly | 0.1 | 0.1 | 0.1 | 0.1 | 0.1 | 0.3 | 0.45 | 0.45 | 0.45 | 0.45 | 0.3 | 0.3 | 0.3 | 0.3 | 0.3 | 0.3 | 0.3 | 0.3 | 0.6 | 0.8 | 0.9 | 0.8 | 0.6 | 0.3 | ResidentialLivingLightsSun
ResidentialLivingLights | Lighting |  | WntrDsn | 2022-01-01 | 2022-12-31 | Hourly | 0 | 0 | 0 | 0 | 0 | 0 | 0 | 0 | 0 | 0 | 0 | 0 | 0 | 0 | 0 | 0 | 0 | 0 | 0 | 0 | 0 | 0 | 0 | 0 | OffDay
ResidentialLivingLights | Lighting |  | SmrDsn | 2022-01-01 | 2022-12-31 | Hourly | 1 | 1 | 1 | 1 | 1 | 1 | 1 | 1 | 1 | 1 | 1 | 1 | 1 | 1 | 1 | 1 | 1 | 1 | 1 | 1 | 1 | 1 | 1 | 1 | OnDay
ResidentialLivingReceptacle | Equipment |  | Default¦Wkdy | 2022-01-01 | 2022-12-31 | Hourly | 0.1 | 0.1 | 0.1 | 0.1 | 0.1 | 0.3 | 0.45 | 0.45 | 0.45 | 0.45 | 0.3 | 0.3 | 0.3 | 0.3 | 0.3 | 0.3 | 0.3 | 0.3 | 0.6 | 0.8 | 0.9 | 0.8 | 0.6 | 0.3 | ResidentialLivingReceptacleWD
ResidentialLivingReceptacle | Equipment |  | Sat | 2022-01-01 | 2022-12-31 | Hourly | 0.1 | 0.1 | 0.1 | 0.1 | 0.1 | 0.3 | 0.45 | 0.45 | 0.45 | 0.45 | 0.3 | 0.3 | 0.3 | 0.3 | 0.3 | 0.3 | 0.3 | 0.3 | 0.6 | 0.8 | 0.9 | 0.8 | 0.6 | 0.3 | ResidentialLivingReceptacleSat
ResidentialLivingReceptacle | Equipment |  | Sun¦Hol | 2022-01-01 | 2022-12-31 | Hourly | 0.1 | 0.1 | 0.1 | 0.1 | 0.1 | 0.3 | 0.45 | 0.45 | 0.45 | 0.45 | 0.3 | 0.3 | 0.3 | 0.3 | 0.3 | 0.3 | 0.3 | 0.3 | 0.6 | 0.8 | 0.9 | 0.8 | 0.6 | 0.3 | ResidentialLivingReceptacleSun
ResidentialLivingReceptacle | Equipment |  | WntrDsn | 2022-01-01 | 2022-12-31 | Hourly | 0 | 0 | 0 | 0 | 0 | 0 | 0 | 0 | 0 | 0 | 0 | 0 | 0 | 0 | 0 | 0 | 0 | 0 | 0 | 0 | 0 | 0 | 0 | 0 | OffDay
ResidentialLivingReceptacle | Equipment |  | SmrDsn | 2022-01-01 | 2022-12-31 | Hourly | 1 | 1 | 1 | 1 | 1 | 1 | 1 | 1 | 1 | 1 | 1 | 1 | 1 | 1 | 1 | 1 | 1 | 1 | 1 | 1 | 1 | 1 | 1 | 1 | OnDay
ResidentialLivingHVACAvail | Operation |  | Default¦Wkdy | 2022-01-01 | 2022-12-31 | Hourly | 1 | 1 | 1 | 1 | 1 | 1 | 1 | 1 | 1 | 1 | 1 | 1 | 1 | 1 | 1 | 1 | 1 | 1 | 1 | 1 | 1 | 1 | 1 | 1 | ResidentialLivingHVACAvailWD
ResidentialLivingHVACAvail | Operation |  | Sat | 2022-01-01 | 2022-12-31 | Hourly | 1 | 1 | 1 | 1 | 1 | 1 | 1 | 1 | 1 | 1 | 1 | 1 | 1 | 1 | 1 | 1 | 1 | 1 | 1 | 1 | 1 | 1 | 1 | 1 | ResidentialLivingHVACAvailSat
ResidentialLivingHVACAvail | Operation |  | Sun¦Hol | 2022-01-01 | 2022-12-31 | Hourly | 1 | 1 | 1 | 1 | 1 | 1 | 1 | 1 | 1 | 1 | 1 | 1 | 1 | 1 | 1 | 1 | 1 | 1 | 1 | 1 | 1 | 1 | 1 | 1 | ResidentialLivingHVACAvailSun
ResidentialLivingHVACAvail | Operation |  | WntrDsn¦SmrDsn | 2022-01-01 | 2022-12-31 | Hourly | 1 | 1 | 1 | 1 | 1 | 1 | 1 | 1 | 1 | 1 | 1 | 1 | 1 | 1 | 1 | 1 | 1 | 1 | 1 | 1 | 1 | 1 | 1 | 1 | AllOnHVACAvailDay
ResidentialLivingServiceHotWater | Service Water Heating |  | Default¦Wkdy | 2022-01-01 | 2022-12-31 | Hourly | 0.131 | 0.075 | 0.084 | 0.103 | 0.187 | 0.411 | 0.832 | 1 | 0.832 | 0.617 | 0.486 | 0.355 | 0.336 | 0.308 | 0.299 | 0.243 | 0.393 | 0.449 | 0.486 | 0.439 | 0.393 | 0.364 | 0.336 | 0.206 | ResidentialLivingServiceHotWaterWD
ResidentialLivingServiceHotWater | Service Water Heating |  | Sat | 2022-01-01 | 2022-12-31 | Hourly | 0.217 | 0.12 | 0.108 | 0.096 | 0.181 | 0.277 | 0.313 | 0.566 | 0.928 | 1 | 0.892 | 0.735 | 0.614 | 0.518 | 0.47 | 0.47 | 0.627 | 0.699 | 0.675 | 0.627 | 0.566 | 0.53 | 0.482 | 0.337 | ResidentialLivingServiceHotWaterSat
ResidentialLivingServiceHotWater | Service Water Heating |  | Sun¦Hol | 2022-01-01 | 2022-12-31 | Hourly | 0.217 | 0.12 | 0.108 | 0.096 | 0.181 | 0.277 | 0.313 | 0.566 | 0.928 | 1 | 0.892 | 0.735 | 0.614 | 0.518 | 0.47 | 0.47 | 0.627 | 0.699 | 0.675 | 0.627 | 0.566 | 0.53 | 0.482 | 0.337 | ResidentialLivingServiceHotWaterSun
ResidentialLivingServiceHotWater | Service Water Heating |  | WntrDsn | 2022-01-01 | 2022-12-31 | Hourly | 0 | 0 | 0 | 0 | 0 | 0 | 0 | 0 | 0 | 0 | 0 | 0 | 0 | 0 | 0 | 0 | 0 | 0 | 0 | 0 | 0 | 0 | 0 | 0 | OffDay
ResidentialLivingServiceHotWater | Service Water Heating |  | SmrDsn | 2022-01-01 | 2022-12-31 | Hourly | 1 | 1 | 1 | 1 | 1 | 1 | 1 | 1 | 1 | 1 | 1 | 1 | 1 | 1 | 1 | 1 | 1 | 1 | 1 | 1 | 1 | 1 | 1 | 1 | OnDay
ResidentialLivingGasEquip | Equipment |  | Default¦Wkdy | 2022-01-01 | 2022-12-31 | Hourly | 0 | 0 | 0 | 0 | 0 | 0 | 0.5 | 0.5 | 0 | 0 | 0 | 0.2 | 0.2 | 0 | 0 | 0 | 0.5 | 0.5 | 0.5 | 0 | 0 | 0 | 0 | 0 | ResidentialLivingGasEquipWD
ResidentialLivingGasEquip | Equipment |  | Sat | 2022-01-01 | 2022-12-31 | Hourly | 0 | 0 | 0 | 0 | 0 | 0 | 0.5 | 0.5 | 0 | 0 | 0 | 0.2 | 0.2 | 0 | 0 | 0 | 0.5 | 0.5 | 0.5 | 0 | 0 | 0 | 0 | 0 | ResidentialLivingGasEquipSat
ResidentialLivingGasEquip | Equipment |  | Sun¦Hol | 2022-01-01 | 2022-12-31 | Hourly | 0 | 0 | 0 | 0 | 0 | 0 | 0.5 | 0.5 | 0 | 0 | 0 | 0.2 | 0.2 | 0 | 0 | 0 | 0.5 | 0.5 | 0.5 | 0 | 0 | 0 | 0 | 0 | ResidentialLivingGasEquipSun
ResidentialLivingGasEquip | Equipment |  | WntrDsn | 2022-01-01 | 2022-12-31 | Hourly | 0 | 0 | 0 | 0 | 0 | 0 | 0 | 0 | 0 | 0 | 0 | 0 | 0 | 0 | 0 | 0 | 0 | 0 | 0 | 0 | 0 | 0 | 0 | 0 | OffDay
ResidentialLivingGasEquip | Equipment |  | SmrDsn | 2022-01-01 | 2022-12-31 | Hourly | 1 | 1 | 1 | 1 | 1 | 1 | 1 | 1 | 1 | 1 | 1 | 1 | 1 | 1 | 1 | 1 | 1 | 1 | 1 | 1 | 1 | 1 | 1 | 1 | OnDay
ResidentialLivingHtgSetpt | Thermostat Setpoint | C | Default¦Wkdy¦WntrDsn¦SmrDsn | 2022-01-01 | 2022-12-31 | Hourly | 15.6 | 15.6 | 15.6 | 15.6 | 15.6 | 15.6 | 20 | 20 | 20 | 20 | 20 | 20 | 20 | 20 | 20 | 20 | 20 | 20 | 20 | 20 | 20 | 20 | 15.6 | 15.6 | ResidentialLivingHtgSetptWD
ResidentialLivingHtgSetpt | Thermostat Setpoint | C | Sat | 2022-01-01 | 2022-12-31 | Hourly | 15.6 | 15.6 | 15.6 | 15.6 | 15.6 | 15.6 | 20 | 20 | 20 | 20 | 20 | 20 | 20 | 20 | 20 | 20 | 20 | 20 | 20 | 20 | 20 | 20 | 15.6 | 15.6 | ResidentialLivingHtgSetptSat
ResidentialLivingHtgSetpt | Thermostat Setpoint | C | Sun¦Hol | 2022-01-01 | 2022-12-31 | Hourly | 15.6 | 15.6 | 15.6 | 15.6 | 15.6 | 15.6 | 20 | 20 | 20 | 20 | 20 | 20 | 20 | 20 | 20 | 20 | 20 | 20 | 20 | 20 | 20 | 20 | 15.6 | 15.6 | ResidentialLivingHtgSetptSun
ResidentialLivingClgSetpt | Thermostat Setpoint | C | Default¦Wkdy¦WntrDsn¦SmrDsn | 2022-01-01 | 2022-12-31 | Hourly | 25.6 | 25.6 | 25.6 | 25.6 | 25.6 | 25.6 | 25.6 | 25.6 | 25.6 | 25.6 | 25.6 | 25.6 | 25.6 | 25.6 | 25.6 | 25.6 | 25.6 | 25.6 | 25.6 | 25.6 | 25.6 | 25.6 | 25.6 | 25.6 | ResidentialLivingClgSetptWD
ResidentialLivingClgSetpt | Thermostat Setpoint | C | Sat | 2022-01-01 | 2022-12-31 | Hourly | 25.6 | 25.6 | 25.6 | 25.6 | 25.6 | 25.6 | 25.6 | 25.6 | 25.6 | 25.6 | 25.6 | 25.6 | 25.6 | 25.6 | 25.6 | 25.6 | 25.6 | 25.6 | 25.6 | 25.6 | 25.6 | 25.6 | 25.6 | 25.6 | ResidentialLivingClgSetptSat
ResidentialLivingClgSetpt | Thermostat Setpoint | C | Sun¦Hol | 2022-01-01 | 2022-12-31 | Hourly | 25.6 | 25.6 | 25.6 | 25.6 | 25.6 | 25.6 | 25.6 | 25.6 | 25.6 | 25.6 | 25.6 | 25.6 | 25.6 | 25.6 | 25.6 | 25.6 | 25.6 | 25.6 | 25.6 | 25.6 | 25.6 | 25.6 | 25.6 | 25.6 | ResidentialLivingClgSetptSun
ResidentialLivingInfiltration | Infiltration |  | Default¦Wkdy¦WntrDsn¦SmrDsn | 2022-01-01 | 2022-12-31 | Hourly | 1 | 1 | 1 | 1 | 1 | 1 | 1 | 1 | 1 | 1 | 1 | 1 | 1 | 1 | 1 | 1 | 1 | 1 | 1 | 1 | 1 | 1 | 1 | 1 | ResidentialLivingInfiltrationWD
ResidentialLivingInfiltration | Infiltration |  | Sat | 2022-01-01 | 2022-12-31 | Hourly | 1 | 1 | 1 | 1 | 1 | 1 | 1 | 1 | 1 | 1 | 1 | 1 | 1 | 1 | 1 | 1 | 1 | 1 | 1 | 1 | 1 | 1 | 1 | 1 | ResidentialLivingInfiltrationSat
ResidentialLivingInfiltration | Infiltration |  | Sun¦Hol | 2022-01-01 | 2022-12-31 | Hourly | 1 | 1 | 1 | 1 | 1 | 1 | 1 | 1 | 1 | 1 | 1 | 1 | 1 | 1 | 1 | 1 | 1 | 1 | 1 | 1 | 1 | 1 | 1 | 1 | ResidentialLivingInfiltrationSun
ResidentialLivingWtrHtrSetpt | Thermostat Setpoint | C | Default¦Wkdy¦WntrDsn¦SmrDsn | 2022-01-01 | 2022-12-31 | Hourly | 54.4 | 54.4 | 54.4 | 54.4 | 54.4 | 54.4 | 54.4 | 54.4 | 54.4 | 54.4 | 54.4 | 54.4 | 54.4 | 54.4 | 54.4 | 54.4 | 54.4 | 54.4 | 54.4 | 54.4 | 54.4 | 54.4 | 54.4 | 54.4 | ResidentialLivingWtrHtrSetptWD
ResidentialLivingWtrHtrSetpt | Thermostat Setpoint | C | Sat | 2022-01-01 | 2022-12-31 | Hourly | 54.4 | 54.4 | 54.4 | 54.4 | 54.4 | 54.4 | 54.4 | 54.4 | 54.4 | 54.4 | 54.4 | 54.4 | 54.4 | 54.4 | 54.4 | 54.4 | 54.4 | 54.4 | 54.4 | 54.4 | 54.4 | 54.4 | 54.4 | 54.4 | ResidentialLivingWtrHtrSetptSat
ResidentialLivingWtrHtrSetpt | Thermostat Setpoint | C | Sun¦Hol | 2022-01-01 | 2022-12-31 | Hourly | 54.4 | 54.4 | 54.4 | 54.4 | 54.4 | 54.4 | 54.4 | 54.4 | 54.4 | 54.4 | 54.4 | 54.4 | 54.4 | 54.4 | 54.4 | 54.4 | 54.4 | 54.4 | 54.4 | 54.4 | 54.4 | 54.4 | 54.4 | 54.4 | ResidentialLivingWtrHtrSetptSun
ResidentialLivingElevator | Elevator |  | Default¦Wkdy | 2022-01-01 | 2022-12-31 | Hourly | 0 | 0 | 0 | 0 | 0 | 0 | 0 | 0.35 | 0.69 | 0.43 | 0.37 | 0.43 | 0.58 | 0.48 | 0.37 | 0.37 | 0.46 | 0.62 | 0.2 | 0.12 | 0.04 | 0.04 | 0 | 0 | ResidentialLivingElevatorWD
ResidentialLivingElevator | Elevator |  | Sat | 2022-01-01 | 2022-12-31 | Hourly | 0 | 0 | 0 | 0 | 0 | 0 | 0 | 0.35 | 0.69 | 0.43 | 0.37 | 0.43 | 0.58 | 0.48 | 0.37 | 0.37 | 0.46 | 0.62 | 0.2 | 0.12 | 0.04 | 0.04 | 0 | 0 | ResidentialLivingElevatorSat
ResidentialLivingElevator | Elevator |  | Sun¦Hol | 2022-01-01 | 2022-12-31 | Hourly | 0 | 0 | 0 | 0 | 0 | 0 | 0 | 0.35 | 0.69 | 0.43 | 0.37 | 0.43 | 0.58 | 0.48 | 0.37 | 0.37 | 0.46 | 0.62 | 0.2 | 0.12 | 0.04 | 0.04 | 0 | 0 | ResidentialLivingElevatorSun
ResidentialLivingElevator | Elevator |  | WntrDsn | 2022-01-01 | 2022-12-31 | Hourly | 0 | 0 | 0 | 0 | 0 | 0 | 0 | 0 | 0 | 0 | 0 | 0 | 0 | 0 | 0 | 0 | 0 | 0 | 0 | 0 | 0 | 0 | 0 | 0 | OffDay
ResidentialLivingElevator | Elevator |  | SmrDsn | 2022-01-01 | 2022-12-31 | Hourly | 1 | 1 | 1 | 1 | 1 | 1 | 1 | 1 | 1 | 1 | 1 | 1 | 1 | 1 | 1 | 1 | 1 | 1 | 1 | 1 | 1 | 1 | 1 | 1 | OnDay
ResidentialLivingEscalator | Escalator |  | Default¦Wkdy | 2022-01-01 | 2022-12-31 | Hourly | 1 | 1 | 1 | 1 | 1 | 1 | 1 | 1 | 1 | 1 | 1 | 1 | 1 | 1 | 1 | 1 | 1 | 1 | 1 | 1 | 1 | 1 | 1 | 1 | ResidentialLivingEscalatorWD
ResidentialLivingEscalator | Escalator |  | Sat | 2022-01-01 | 2022-12-31 | Hourly | 1 | 1 | 1 | 1 | 1 | 1 | 1 | 1 | 1 | 1 | 1 | 1 | 1 | 1 | 1 | 1 | 1 | 1 | 1 | 1 | 1 | 1 | 1 | 1 | ResidentialLivingEscalatorSat
ResidentialLivingEscalator | Escalator |  | Sun¦Hol | 2022-01-01 | 2022-12-31 | Hourly | 1 | 1 | 1 | 1 | 1 | 1 | 1 | 1 | 1 | 1 | 1 | 1 | 1 | 1 | 1 | 1 | 1 | 1 | 1 | 1 | 1 | 1 | 1 | 1 | ResidentialLivingEscalatorSun
ResidentialLivingEscalator | Escalator |  | WntrDsn | 2022-01-01 | 2022-12-31 | Hourly | 0 | 0 | 0 | 0 | 0 | 0 | 0 | 0 | 0 | 0 | 0 | 0 | 0 | 0 | 0 | 0 | 0 | 0 | 0 | 0 | 0 | 0 | 0 | 0 | OffDay
ResidentialLivingEscalator | Escalator |  | SmrDsn | 2022-01-01 | 2022-12-31 | Hourly | 1 | 1 | 1 | 1 | 1 | 1 | 1 | 1 | 1 | 1 | 1 | 1 | 1 | 1 | 1 | 1 | 1 | 1 | 1 | 1 | 1 | 1 | 1 | 1 | OnDay
ResidentialLivingRefrigeration | Refrigeration |  | Default¦Wkdy¦SmrDsn | 2022-01-01 | 2022-12-31 | Hourly | 0.9 | 0.9 | 0.9 | 0.9 | 0.9 | 0.9 | 0.9 | 0.9 | 0.9 | 0.9 | 0.9 | 0.9 | 0.9 | 0.9 | 0.9 | 0.9 | 0.9 | 0.9 | 0.9 | 0.9 | 0.9 | 0.9 | 0.9 | 0.9 | ResidentialLivingRefrigerationWD
ResidentialLivingRefrigeration | Refrigeration |  | Sat | 2022-01-01 | 2022-12-31 | Hourly | 0.9 | 0.9 | 0.9 | 0.9 | 0.9 | 0.9 | 0.9 | 0.9 | 0.9 | 0.9 | 0.9 | 0.9 | 0.9 | 0.9 | 0.9 | 0.9 | 0.9 | 0.9 | 0.9 | 0.9 | 0.9 | 0.9 | 0.9 | 0.9 | ResidentialLivingRefrigerationSat
ResidentialLivingRefrigeration | Refrigeration |  | Sun¦Hol¦WntrDsn | 2022-01-01 | 2022-12-31 | Hourly | 0.9 | 0.9 | 0.9 | 0.9 | 0.9 | 0.9 | 0.9 | 0.9 | 0.9 | 0.9 | 0.9 | 0.9 | 0.9 | 0.9 | 0.9 | 0.9 | 0.9 | 0.9 | 0.9 | 0.9 | 0.9 | 0.9 | 0.9 | 0.9 | ResidentialLivingRefrigerationSun
RestaurantOccupancy | Occupancy |  | Default¦Wkdy | 2022-01-01 | 2022-12-31 | Hourly | 0.15 | 0.15 | 0.05 | 0 | 0 | 0 | 0 | 0.05 | 0.05 | 0.05 | 0.2 | 0.5 | 0.8 | 0.7 | 0.4 | 0.2 | 0.25 | 0.5 | 0.8 | 0.8 | 0.8 | 0.5 | 0.35 | 0.2 | RestaurantOccupancyWD
RestaurantOccupancy | Occupancy |  | Sat | 2022-01-01 | 2022-12-31 | Hourly | 0.3 | 0.25 | 0.05 | 0 | 0 | 0 | 0 | 0 | 0 | 0.05 | 0.2 | 0.45 | 0.5 | 0.5 | 0.35 | 0.3 | 0.3 | 0.3 | 0.7 | 0.9 | 0.7 | 0.65 | 0.55 | 0.35 | RestaurantOccupancySat
RestaurantOccupancy | Occupancy |  | Sun¦Hol | 2022-01-01 | 2022-12-31 | Hourly | 0.2 | 0.2 | 0.05 | 0 | 0 | 0 | 0 | 0 | 0 | 0 | 0.1 | 0.2 | 0.25 | 0.25 | 0.15 | 0.2 | 0.25 | 0.35 | 0.55 | 0.65 | 0.7 | 0.35 | 0.2 | 0.2 | RestaurantOccupancySun
RestaurantOccupancy | Occupancy |  | WntrDsn | 2022-01-01 | 2022-12-31 | Hourly | 0 | 0 | 0 | 0 | 0 | 0 | 0 | 0 | 0 | 0 | 0 | 0 | 0 | 0 | 0 | 0 | 0 | 0 | 0 | 0 | 0 | 0 | 0 | 0 | OffDay
RestaurantOccupancy | Occupancy |  | SmrDsn | 2022-01-01 | 2022-12-31 | Hourly | 1 | 1 | 1 | 1 | 1 | 1 | 1 | 1 | 1 | 1 | 1 | 1 | 1 | 1 | 1 | 1 | 1 | 1 | 1 | 1 | 1 | 1 | 1 | 1 | OnDay
RestaurantLights | Lighting |  | Default¦Wkdy | 2022-01-01 | 2022-12-31 | Hourly | 0.15 | 0.15 | 0.15 | 0.15 | 0.15 | 0.2 | 0.35 | 0.35 | 0.55 | 0.55 | 0.85 | 0.85 | 0.85 | 0.85 | 0.85 | 0.85 | 0.85 | 0.85 | 0.85 | 0.85 | 0.85 | 0.85 | 0.45 | 0.3 | RestaurantLightsWD
RestaurantLights | Lighting |  | Sat | 2022-01-01 | 2022-12-31 | Hourly | 0.2 | 0.15 | 0.15 | 0.15 | 0.15 | 0.15 | 0.3 | 0.3 | 0.55 | 0.55 | 0.75 | 0.75 | 0.75 | 0.75 | 0.75 | 0.75 | 0.75 | 0.85 | 0.85 | 0.85 | 0.85 | 0.85 | 0.45 | 0.3 | RestaurantLightsSat
RestaurantLights | Lighting |  | Sun¦Hol | 2022-01-01 | 2022-12-31 | Hourly | 0.2 | 0.15 | 0.15 | 0.15 | 0.15 | 0.15 | 0.3 | 0.3 | 0.45 | 0.45 | 0.65 | 0.65 | 0.65 | 0.65 | 0.65 | 0.65 | 0.55 | 0.55 | 0.55 | 0.55 | 0.55 | 0.55 | 0.45 | 0.3 | RestaurantLightsSun
RestaurantLights | Lighting |  | WntrDsn | 2022-01-01 | 2022-12-31 | Hourly | 0 | 0 | 0 | 0 | 0 | 0 | 0 | 0 | 0 | 0 | 0 | 0 | 0 | 0 | 0 | 0 | 0 | 0 | 0 | 0 | 0 | 0 | 0 | 0 | OffDay
RestaurantLights | Lighting |  | SmrDsn | 2022-01-01 | 2022-12-31 | Hourly | 1 | 1 | 1 | 1 | 1 | 1 | 1 | 1 | 1 | 1 | 1 | 1 | 1 | 1 | 1 | 1 | 1 | 1 | 1 | 1 | 1 | 1 | 1 | 1 | OnDay
RestaurantReceptacle | Equipment |  | Default¦Wkdy | 2022-01-01 | 2022-12-31 | Hourly | 0.15 | 0.15 | 0.15 | 0.15 | 0.15 | 0.2 | 0.4 | 0.4 | 0.6 | 0.6 | 0.9 | 0.9 | 0.9 | 0.9 | 0.9 | 0.9 | 0.9 | 0.9 | 0.9 | 0.9 | 0.9 | 0.9 | 0.5 | 0.3 | RestaurantReceptacleWD
RestaurantReceptacle | Equipment |  | Sat | 2022-01-01 | 2022-12-31 | Hourly | 0.2 | 0.15 | 0.15 | 0.15 | 0.15 | 0.15 | 0.3 | 0.3 | 0.6 | 0.6 | 0.8 | 0.8 | 0.8 | 0.8 | 0.8 | 0.8 | 0.8 | 0.9 | 0.9 | 0.9 | 0.9 | 0.9 | 0.5 | 0.3 | RestaurantReceptacleSat
RestaurantReceptacle | Equipment |  | Sun¦Hol | 2022-01-01 | 2022-12-31 | Hourly | 0.2 | 0.15 | 0.15 | 0.15 | 0.15 | 0.15 | 0.3 | 0.3 | 0.5 | 0.5 | 0.7 | 0.7 | 0.7 | 0.7 | 0.7 | 0.7 | 0.6 | 0.6 | 0.6 | 0.6 | 0.6 | 0.6 | 0.5 | 0.3 | RestaurantReceptacleSun
RestaurantReceptacle | Equipment |  | WntrDsn | 2022-01-01 | 2022-12-31 | Hourly | 0 | 0 | 0 | 0 | 0 | 0 | 0 | 0 | 0 | 0 | 0 | 0 | 0 | 0 | 0 | 0 | 0 | 0 | 0 | 0 | 0 | 0 | 0 | 0 | OffDay
RestaurantReceptacle | Equipment |  | SmrDsn | 2022-01-01 | 2022-12-31 | Hourly | 1 | 1 | 1 | 1 | 1 | 1 | 1 | 1 | 1 | 1 | 1 | 1 | 1 | 1 | 1 | 1 | 1 | 1 | 1 | 1 | 1 | 1 | 1 | 1 | OnDay
RestaurantHVACAvail | Operation |  | Default¦Wkdy | 2022-01-01 | 2022-12-31 | Hourly | 1 | 1 | 1 | 0 | 0 | 0 | 1 | 1 | 1 | 1 | 1 | 1 | 1 | 1 | 1 | 1 | 1 | 1 | 1 | 1 | 1 | 1 | 1 | 1 | RestaurantHVACAvailWD
RestaurantHVACAvail | Operation |  | Sat | 2022-01-01 | 2022-12-31 | Hourly | 1 | 1 | 1 | 0 | 0 | 0 | 0 | 0 | 1 | 1 | 1 | 1 | 1 | 1 | 1 | 1 | 1 | 1 | 1 | 1 | 1 | 1 | 1 | 1 | RestaurantHVACAvailSat
RestaurantHVACAvail | Operation |  | Sun¦Hol | 2022-01-01 | 2022-12-31 | Hourly | 1 | 1 | 1 | 0 | 0 | 0 | 0 | 0 | 0 | 1 | 1 | 1 | 1 | 1 | 1 | 1 | 1 | 1 | 1 | 1 | 1 | 1 | 1 | 1 | RestaurantHVACAvailSun
RestaurantHVACAvail | Operation |  | WntrDsn¦SmrDsn | 2022-01-01 | 2022-12-31 | Hourly | 1 | 1 | 1 | 1 | 1 | 1 | 1 | 1 | 1 | 1 | 1 | 1 | 1 | 1 | 1 | 1 | 1 | 1 | 1 | 1 | 1 | 1 | 1 | 1 | AllOnHVACAvailDay
RestaurantServiceHotWater | Service Water Heating |  | Default¦Wkdy | 2022-01-01 | 2022-12-31 | Hourly | 0.2 | 0.15 | 0.15 | 0 | 0 | 0 | 0 | 0.6 | 0.55 | 0.45 | 0.4 | 0.45 | 0.4 | 0.35 | 0.3 | 0.3 | 0.3 | 0.4 | 0.55 | 0.6 | 0.5 | 0.55 | 0.45 | 0.25 | RestaurantServiceHotWaterWD
RestaurantServiceHotWater | Service Water Heating |  | Sat | 2022-01-01 | 2022-12-31 | Hourly | 0.2 | 0.15 | 0.15 | 0 | 0 | 0 | 0 | 0 | 0 | 0.5 | 0.45 | 0.5 | 0.5 | 0.45 | 0.4 | 0.4 | 0.35 | 0.4 | 0.55 | 0.55 | 0.5 | 0.55 | 0.4 | 0.3 | RestaurantServiceHotWaterSat
RestaurantServiceHotWater | Service Water Heating |  | Sun¦Hol | 2022-01-01 | 2022-12-31 | Hourly | 0.25 | 0.2 | 0.2 | 0 | 0 | 0 | 0 | 0 | 0 | 0 | 0.5 | 0.5 | 0.4 | 0.4 | 0.3 | 0.3 | 0.3 | 0.4 | 0.5 | 0.5 | 0.4 | 0.5 | 0.4 | 0.2 | RestaurantServiceHotWaterSun
RestaurantServiceHotWater | Service Water Heating |  | WntrDsn | 2022-01-01 | 2022-12-31 | Hourly | 0 | 0 | 0 | 0 | 0 | 0 | 0 | 0 | 0 | 0 | 0 | 0 | 0 | 0 | 0 | 0 | 0 | 0 | 0 | 0 | 0 | 0 | 0 | 0 | OffDay
RestaurantServiceHotWater | Service Water Heating |  | SmrDsn | 2022-01-01 | 2022-12-31 | Hourly | 1 | 1 | 1 | 1 | 1 | 1 | 1 | 1 | 1 | 1 | 1 | 1 | 1 | 1 | 1 | 1 | 1 | 1 | 1 | 1 | 1 | 1 | 1 | 1 | OnDay
RestaurantElevator | Elevator |  | Default¦Wkdy | 2022-01-01 | 2022-12-31 | Hourly | 0 | 0 | 0 | 0 | 0 | 0 | 0 | 0 | 0.12 | 0.22 | 0.64 | 0.74 | 0.68 | 0.68 | 0.71 | 0.72 | 0.72 | 0.73 | 0.68 | 0.68 | 0.58 | 0.54 | 0 | 0 | RestaurantElevatorWD
RestaurantElevator | Elevator |  | Sat | 2022-01-01 | 2022-12-31 | Hourly | 0 | 0 | 0 | 0 | 0 | 0 | 0 | 0 | 0.12 | 0.22 | 0.64 | 0.74 | 0.68 | 0.68 | 0.71 | 0.72 | 0.72 | 0.73 | 0.68 | 0.68 | 0.58 | 0.54 | 0 | 0 | RestaurantElevatorSat
RestaurantElevator | Elevator |  | Sun¦Hol | 2022-01-01 | 2022-12-31 | Hourly | 0 | 0 | 0 | 0 | 0 | 0 | 0 | 0 | 0.12 | 0.22 | 0.64 | 0.74 | 0.68 | 0.68 | 0.71 | 0.72 | 0.72 | 0.73 | 0.68 | 0.68 | 0.58 | 0.54 | 0 | 0 | RestaurantElevatorSun
RestaurantElevator | Elevator |  | WntrDsn | 2022-01-01 | 2022-12-31 | Hourly | 0 | 0 | 0 | 0 | 0 | 0 | 0 | 0 | 0 | 0 | 0 | 0 | 0 | 0 | 0 | 0 | 0 | 0 | 0 | 0 | 0 | 0 | 0 | 0 | OffDay
RestaurantElevator | Elevator |  | SmrDsn | 2022-01-01 | 2022-12-31 | Hourly | 1 | 1 | 1 | 1 | 1 | 1 | 1 | 1 | 1 | 1 | 1 | 1 | 1 | 1 | 1 | 1 | 1 | 1 | 1 | 1 | 1 | 1 | 1 | 1 | OnDay
RestaurantExhaustHoodEqualOrLessThan5000cfm | Exhaust |  | Default¦Wkdy¦SmrDsn | 2022-01-01 | 2022-12-31 | Hourly | 0 | 0 | 0 | 0 | 0 | 0 | 1 | 1 | 1 | 1 | 1 | 1 | 1 | 1 | 1 | 1 | 1 | 1 | 1 | 0 | 0 | 0 | 0 | 0 | RestaurantExhaustHoodEqualOrLessThan5000cfmWD
RestaurantExhaustHoodEqualOrLessThan5000cfm | Exhaust |  | Sat | 2022-01-01 | 2022-12-31 | Hourly | 0 | 0 | 0 | 0 | 0 | 0 | 0 | 0 | 1 | 1 | 1 | 1 | 1 | 1 | 1 | 1 | 1 | 1 | 1 | 0 | 0 | 0 | 0 | 0 | RestaurantExhaustHoodEqualOrLessThan5000cfmSat
RestaurantExhaustHoodEqualOrLessThan5000cfm | Exhaust |  | Sun¦Hol¦WntrDsn | 2022-01-01 | 2022-12-31 | Hourly | 0 | 0 | 0 | 0 | 0 | 0 | 0 | 0 | 0 | 1 | 1 | 1 | 1 | 1 | 1 | 1 | 1 | 1 | 1 | 0 | 0 | 0 | 0 | 0 | RestaurantExhaustHoodEqualOrLessThan5000cfmSun
RestaurantExhaustHoodGreaterThan5000cfm | Exhaust |  | Default¦Wkdy¦SmrDsn | 2022-01-01 | 2022-12-31 | Hourly | 0 | 0 | 0 | 0 | 0 | 0 | 0.5 | 0.5 | 0.5 | 1 | 0.5 | 1 | 0.5 | 1 | 0.5 | 1 | 0.5 | 1 | 0.5 | 0 | 0 | 0 | 0 | 0 | RestaurantExhaustHoodGreaterThan5000cfmWD
RestaurantExhaustHoodGreaterThan5000cfm | Exhaust |  | Sat | 2022-01-01 | 2022-12-31 | Hourly | 0 | 0 | 0 | 0 | 0 | 0 | 0 | 0 | 0.5 | 1 | 0.5 | 1 | 0.5 | 1 | 0.5 | 1 | 0.5 | 1 | 0.5 | 0 | 0 | 0 | 0 | 0 | RestaurantExhaustHoodGreaterThan5000cfmSat
RestaurantExhaustHoodGreaterThan5000cfm | Exhaust |  | Sun¦Hol¦WntrDsn | 2022-01-01 | 2022-12-31 | Hourly | 0 | 0 | 0 | 0 | 0 | 0 | 0 | 0 | 0 | 1 | 0.5 | 1 | 0.5 | 1 | 0.5 | 1 | 0.5 | 1 | 0.5 | 0 | 0 | 0 | 0 | 0 | RestaurantExhaustHoodGreaterThan5000cfmSun
RestaurantRefrigeration | Refrigeration |  | Default¦Wkdy¦SmrDsn | 2022-01-01 | 2022-12-31 | Hourly | 0.9 | 0.9 | 0.9 | 0.9 | 0.9 | 0.9 | 0.9 | 0.9 | 0.9 | 0.9 | 0.9 | 0.9 | 0.9 | 0.9 | 0.9 | 0.9 | 0.9 | 0.9 | 0.9 | 0.9 | 0.9 | 0.9 | 0.9 | 0.9 | RestaurantRefrigerationWD
RestaurantRefrigeration | Refrigeration |  | Sat | 2022-01-01 | 2022-12-31 | Hourly | 0.9 | 0.9 | 0.9 | 0.9 | 0.9 | 0.9 | 0.9 | 0.9 | 0.9 | 0.9 | 0.9 | 0.9 | 0.9 | 0.9 | 0.9 | 0.9 | 0.9 | 0.9 | 0.9 | 0.9 | 0.9 | 0.9 | 0.9 | 0.9 | RestaurantRefrigerationSat
RestaurantRefrigeration | Refrigeration |  | Sun¦Hol¦WntrDsn | 2022-01-01 | 2022-12-31 | Hourly | 0.9 | 0.9 | 0.9 | 0.9 | 0.9 | 0.9 | 0.9 | 0.9 | 0.9 | 0.9 | 0.9 | 0.9 | 0.9 | 0.9 | 0.9 | 0.9 | 0.9 | 0.9 | 0.9 | 0.9 | 0.9 | 0.9 | 0.9 | 0.9 | RestaurantRefrigerationSun
RestaurantGasEquip | Equipment |  | Default¦Wkdy | 2022-01-01 | 2022-12-31 | Hourly | 0.5 | 0 | 0 | 0 | 0 | 0 | 0 | 0.5 | 0.5 | 0.5 | 0.9 | 0.9 | 0.9 | 0.9 | 0.75 | 0.75 | 0.75 | 0.9 | 0.9 | 0.9 | 0.9 | 0.75 | 0.5 | 0.5 | RestaurantGasEquipWD
RestaurantGasEquip | Equipment |  | Sat | 2022-01-01 | 2022-12-31 | Hourly | 0.5 | 0 | 0 | 0 | 0 | 0 | 0 | 0 | 0.5 | 0.5 | 0.9 | 0.9 | 0.9 | 0.9 | 0.75 | 0.75 | 0.75 | 0.9 | 0.9 | 0.9 | 0.9 | 0.75 | 0.75 | 0.5 | RestaurantGasEquipSat
RestaurantGasEquip | Equipment |  | Sun¦Hol | 2022-01-01 | 2022-12-31 | Hourly | 0.5 | 0 | 0 | 0 | 0 | 0 | 0 | 0 | 0 | 0.5 | 0.9 | 0.9 | 0.9 | 0.9 | 0.75 | 0.75 | 0.75 | 0.9 | 0.9 | 0.9 | 0.9 | 0.75 | 0.5 | 0.5 | RestaurantGasEquipSun
RestaurantGasEquip | Equipment |  | WntrDsn | 2022-01-01 | 2022-12-31 | Hourly | 0 | 0 | 0 | 0 | 0 | 0 | 0 | 0 | 0 | 0 | 0 | 0 | 0 | 0 | 0 | 0 | 0 | 0 | 0 | 0 | 0 | 0 | 0 | 0 | OffDay
RestaurantGasEquip | Equipment |  | SmrDsn | 2022-01-01 | 2022-12-31 | Hourly | 1 | 1 | 1 | 1 | 1 | 1 | 1 | 1 | 1 | 1 | 1 | 1 | 1 | 1 | 1 | 1 | 1 | 1 | 1 | 1 | 1 | 1 | 1 | 1 | OnDay
RestaurantHtgSetpt | Thermostat Setpoint | C | Default¦Wkdy¦WntrDsn¦SmrDsn | 2022-01-01 | 2022-12-31 | Hourly | 21.1 | 21.1 | 21.1 | 15.6 | 15.6 | 15.6 | 21.1 | 21.1 | 21.1 | 21.1 | 21.1 | 21.1 | 21.1 | 21.1 | 21.1 | 21.1 | 21.1 | 21.1 | 21.1 | 21.1 | 21.1 | 21.1 | 21.1 | 21.1 | RestaurantHtgSetptWD
RestaurantHtgSetpt | Thermostat Setpoint | C | Sat | 2022-01-01 | 2022-12-31 | Hourly | 21.1 | 21.1 | 21.1 | 15.6 | 15.6 | 15.6 | 15.6 | 15.6 | 21.1 | 21.1 | 21.1 | 21.1 | 21.1 | 21.1 | 21.1 | 21.1 | 21.1 | 21.1 | 21.1 | 21.1 | 21.1 | 21.1 | 21.1 | 21.1 | RestaurantHtgSetptSat
RestaurantHtgSetpt | Thermostat Setpoint | C | Sun¦Hol | 2022-01-01 | 2022-12-31 | Hourly | 21.1 | 21.1 | 21.1 | 15.6 | 15.6 | 15.6 | 15.6 | 15.6 | 15.6 | 21.1 | 21.1 | 21.1 | 21.1 | 21.1 | 21.1 | 21.1 | 21.1 | 21.1 | 21.1 | 21.1 | 21.1 | 21.1 | 21.1 | 21.1 | RestaurantHtgSetptSun
RestaurantClgSetpt | Thermostat Setpoint | C | Default¦Wkdy¦WntrDsn¦SmrDsn | 2022-01-01 | 2022-12-31 | Hourly | 23.9 | 23.9 | 23.9 | 29.4 | 29.4 | 29.4 | 23.9 | 23.9 | 23.9 | 23.9 | 23.9 | 23.9 | 23.9 | 23.9 | 23.9 | 23.9 | 23.9 | 23.9 | 23.9 | 23.9 | 23.9 | 23.9 | 23.9 | 23.9 | RestaurantClgSetptWD
RestaurantClgSetpt | Thermostat Setpoint | C | Sat | 2022-01-01 | 2022-12-31 | Hourly | 23.9 | 23.9 | 23.9 | 29.4 | 29.4 | 29.4 | 29.4 | 29.4 | 23.9 | 23.9 | 23.9 | 23.9 | 23.9 | 23.9 | 23.9 | 23.9 | 23.9 | 23.9 | 23.9 | 23.9 | 23.9 | 23.9 | 23.9 | 23.9 | RestaurantClgSetptSat
RestaurantClgSetpt | Thermostat Setpoint | C | Sun¦Hol | 2022-01-01 | 2022-12-31 | Hourly | 23.9 | 23.9 | 23.9 | 29.4 | 29.4 | 29.4 | 29.4 | 29.4 | 29.4 | 23.9 | 23.9 | 23.9 | 23.9 | 23.9 | 23.9 | 23.9 | 23.9 | 23.9 | 23.9 | 23.9 | 23.9 | 23.9 | 23.9 | 23.9 | RestaurantClgSetptSun
RestaurantInfiltration | Infiltration |  | Default¦Wkdy¦WntrDsn¦SmrDsn | 2022-01-01 | 2022-12-31 | Hourly | 0.25 | 0.25 | 0.25 | 1 | 1 | 1 | 0.25 | 0.25 | 0.25 | 0.25 | 0.25 | 0.25 | 0.25 | 0.25 | 0.25 | 0.25 | 0.25 | 0.25 | 0.25 | 0.25 | 0.25 | 0.25 | 0.25 | 0.25 | RestaurantInfiltrationWD
RestaurantInfiltration | Infiltration |  | Sat | 2022-01-01 | 2022-12-31 | Hourly | 0.25 | 0.25 | 0.25 | 1 | 1 | 1 | 1 | 1 | 0.25 | 0.25 | 0.25 | 0.25 | 0.25 | 0.25 | 0.25 | 0.25 | 0.25 | 0.25 | 0.25 | 0.25 | 0.25 | 0.25 | 0.25 | 0.25 | RestaurantInfiltrationSat
RestaurantInfiltration | Infiltration |  | Sun¦Hol | 2022-01-01 | 2022-12-31 | Hourly | 0.25 | 0.25 | 0.25 | 1 | 1 | 1 | 1 | 1 | 1 | 0.25 | 0.25 | 0.25 | 0.25 | 0.25 | 0.25 | 0.25 | 0.25 | 0.25 | 0.25 | 0.25 | 0.25 | 0.25 | 0.25 | 0.25 | RestaurantInfiltrationSun
RestaurantWtrHtrSetpt | Thermostat Setpoint | C | Default¦Wkdy¦WntrDsn¦SmrDsn | 2022-01-01 | 2022-12-31 | Hourly | 57.2 | 57.2 | 57.2 | 57.2 | 57.2 | 57.2 | 57.2 | 57.2 | 57.2 | 57.2 | 57.2 | 57.2 | 57.2 | 57.2 | 57.2 | 57.2 | 57.2 | 57.2 | 57.2 | 57.2 | 57.2 | 57.2 | 57.2 | 57.2 | RestaurantWtrHtrSetptWD
RestaurantWtrHtrSetpt | Thermostat Setpoint | C | Sat | 2022-01-01 | 2022-12-31 | Hourly | 57.2 | 57.2 | 57.2 | 57.2 | 57.2 | 57.2 | 57.2 | 57.2 | 57.2 | 57.2 | 57.2 | 57.2 | 57.2 | 57.2 | 57.2 | 57.2 | 57.2 | 57.2 | 57.2 | 57.2 | 57.2 | 57.2 | 57.2 | 57.2 | RestaurantWtrHtrSetptSat
RestaurantWtrHtrSetpt | Thermostat Setpoint | C | Sun¦Hol | 2022-01-01 | 2022-12-31 | Hourly | 57.2 | 57.2 | 57.2 | 57.2 | 57.2 | 57.2 | 57.2 | 57.2 | 57.2 | 57.2 | 57.2 | 57.2 | 57.2 | 57.2 | 57.2 | 57.2 | 57.2 | 57.2 | 57.2 | 57.2 | 57.2 | 57.2 | 57.2 | 57.2 | RestaurantWtrHtrSetptSun
RestaurantEscalator | Escalator |  | Default¦Wkdy | 2022-01-01 | 2022-12-31 | Hourly | 1 | 1 | 1 | 0 | 0 | 0 | 1 | 1 | 1 | 1 | 1 | 1 | 1 | 1 | 1 | 1 | 1 | 1 | 1 | 1 | 1 | 1 | 1 | 1 | RestaurantEscalatorWD
RestaurantEscalator | Escalator |  | Sat | 2022-01-01 | 2022-12-31 | Hourly | 1 | 1 | 1 | 0 | 0 | 0 | 0 | 0 | 1 | 1 | 1 | 1 | 1 | 1 | 1 | 1 | 1 | 1 | 1 | 1 | 1 | 1 | 1 | 1 | RestaurantEscalatorSat
RestaurantEscalator | Escalator |  | Sun¦Hol | 2022-01-01 | 2022-12-31 | Hourly | 1 | 1 | 1 | 0 | 0 | 0 | 0 | 0 | 0 | 1 | 1 | 1 | 1 | 1 | 1 | 1 | 1 | 1 | 1 | 1 | 1 | 1 | 1 | 1 | RestaurantEscalatorSun
RestaurantEscalator | Escalator |  | WntrDsn | 2022-01-01 | 2022-12-31 | Hourly | 0 | 0 | 0 | 0 | 0 | 0 | 0 | 0 | 0 | 0 | 0 | 0 | 0 | 0 | 0 | 0 | 0 | 0 | 0 | 0 | 0 | 0 | 0 | 0 | OffDay
RestaurantEscalator | Escalator |  | SmrDsn | 2022-01-01 | 2022-12-31 | Hourly | 1 | 1 | 1 | 1 | 1 | 1 | 1 | 1 | 1 | 1 | 1 | 1 | 1 | 1 | 1 | 1 | 1 | 1 | 1 | 1 | 1 | 1 | 1 | 1 | OnDay
RetailOccupancy | Occupancy |  | Default¦Wkdy | 2022-01-01 | 2022-12-31 | Hourly | 0 | 0 | 0 | 0 | 0 | 0 | 0 | 0.1 | 0.2 | 0.5 | 0.5 | 0.7 | 0.7 | 0.7 | 0.7 | 0.8 | 0.7 | 0.5 | 0.5 | 0.3 | 0.3 | 0 | 0 | 0 | RetailOccupancyWD
RetailOccupancy | Occupancy |  | Sat | 2022-01-01 | 2022-12-31 | Hourly | 0 | 0 | 0 | 0 | 0 | 0 | 0 | 0.1 | 0.2 | 0.5 | 0.6 | 0.8 | 0.8 | 0.8 | 0.8 | 0.8 | 0.8 | 0.6 | 0.2 | 0.2 | 0.2 | 0.1 | 0 | 0 | RetailOccupancySat
RetailOccupancy | Occupancy |  | Sun¦Hol | 2022-01-01 | 2022-12-31 | Hourly | 0 | 0 | 0 | 0 | 0 | 0 | 0 | 0 | 0 | 0.1 | 0.2 | 0.2 | 0.4 | 0.4 | 0.4 | 0.4 | 0.4 | 0.2 | 0.1 | 0 | 0 | 0 | 0 | 0 | RetailOccupancySun
RetailOccupancy | Occupancy |  | WntrDsn | 2022-01-01 | 2022-12-31 | Hourly | 0 | 0 | 0 | 0 | 0 | 0 | 0 | 0 | 0 | 0 | 0 | 0 | 0 | 0 | 0 | 0 | 0 | 0 | 0 | 0 | 0 | 0 | 0 | 0 | OffDay
RetailOccupancy | Occupancy |  | SmrDsn | 2022-01-01 | 2022-12-31 | Hourly | 1 | 1 | 1 | 1 | 1 | 1 | 1 | 1 | 1 | 1 | 1 | 1 | 1 | 1 | 1 | 1 | 1 | 1 | 1 | 1 | 1 | 1 | 1 | 1 | OnDay
RetailLights | Lighting |  | Default¦Wkdy | 2022-01-01 | 2022-12-31 | Hourly | 0.05 | 0.05 | 0.05 | 0.05 | 0.05 | 0.05 | 0.05 | 0.2 | 0.5 | 0.85 | 0.85 | 0.85 | 0.85 | 0.85 | 0.85 | 0.85 | 0.85 | 0.85 | 0.55 | 0.55 | 0.5 | 0.2 | 0.05 | 0.05 | RetailLightsWD
RetailLights | Lighting |  | Sat | 2022-01-01 | 2022-12-31 | Hourly | 0.05 | 0.05 | 0.05 | 0.05 | 0.05 | 0.05 | 0.05 | 0.1 | 0.3 | 0.55 | 0.85 | 0.85 | 0.85 | 0.85 | 0.85 | 0.85 | 0.85 | 0.85 | 0.5 | 0.3 | 0.3 | 0.1 | 0.05 | 0.05 | RetailLightsSat
RetailLights | Lighting |  | Sun¦Hol | 2022-01-01 | 2022-12-31 | Hourly | 0.05 | 0.05 | 0.05 | 0.05 | 0.05 | 0.05 | 0.05 | 0.05 | 0.1 | 0.1 | 0.4 | 0.4 | 0.55 | 0.55 | 0.55 | 0.55 | 0.55 | 0.4 | 0.2 | 0.05 | 0.05 | 0.05 | 0.05 | 0.05 | RetailLightsSun
RetailLights | Lighting |  | WntrDsn | 2022-01-01 | 2022-12-31 | Hourly | 0 | 0 | 0 | 0 | 0 | 0 | 0 | 0 | 0 | 0 | 0 | 0 | 0 | 0 | 0 | 0 | 0 | 0 | 0 | 0 | 0 | 0 | 0 | 0 | OffDay
RetailLights | Lighting |  | SmrDsn | 2022-01-01 | 2022-12-31 | Hourly | 1 | 1 | 1 | 1 | 1 | 1 | 1 | 1 | 1 | 1 | 1 | 1 | 1 | 1 | 1 | 1 | 1 | 1 | 1 | 1 | 1 | 1 | 1 | 1 | OnDay
RetailReceptacle | Equipment |  | Default¦Wkdy | 2022-01-01 | 2022-12-31 | Hourly | 0.05 | 0.05 | 0.05 | 0.05 | 0.05 | 0.05 | 0.05 | 0.2 | 0.5 | 0.9 | 0.9 | 0.9 | 0.9 | 0.9 | 0.9 | 0.9 | 0.9 | 0.9 | 0.6 | 0.6 | 0.5 | 0.2 | 0.05 | 0.05 | RetailReceptacleWD
RetailReceptacle | Equipment |  | Sat | 2022-01-01 | 2022-12-31 | Hourly | 0.05 | 0.05 | 0.05 | 0.05 | 0.05 | 0.05 | 0.05 | 0.1 | 0.3 | 0.6 | 0.9 | 0.9 | 0.9 | 0.9 | 0.9 | 0.9 | 0.9 | 0.9 | 0.5 | 0.3 | 0.3 | 0.1 | 0.05 | 0.05 | RetailReceptacleSat
RetailReceptacle | Equipment |  | Sun¦Hol | 2022-01-01 | 2022-12-31 | Hourly | 0.05 | 0.05 | 0.05 | 0.05 | 0.05 | 0.05 | 0.05 | 0.05 | 0.1 | 0.1 | 0.4 | 0.4 | 0.6 | 0.6 | 0.6 | 0.6 | 0.6 | 0.4 | 0.2 | 0.05 | 0.05 | 0.05 | 0.05 | 0.05 | RetailReceptacleSun
RetailReceptacle | Equipment |  | WntrDsn | 2022-01-01 | 2022-12-31 | Hourly | 0 | 0 | 0 | 0 | 0 | 0 | 0 | 0 | 0 | 0 | 0 | 0 | 0 | 0 | 0 | 0 | 0 | 0 | 0 | 0 | 0 | 0 | 0 | 0 | OffDay
RetailReceptacle | Equipment |  | SmrDsn | 2022-01-01 | 2022-12-31 | Hourly | 1 | 1 | 1 | 1 | 1 | 1 | 1 | 1 | 1 | 1 | 1 | 1 | 1 | 1 | 1 | 1 | 1 | 1 | 1 | 1 | 1 | 1 | 1 | 1 | OnDay
RetailHVACAvail | Operation |  | Default¦Wkdy | 2022-01-01 | 2022-12-31 | Hourly | 0 | 0 | 0 | 0 | 0 | 0 | 1 | 1 | 1 | 1 | 1 | 1 | 1 | 1 | 1 | 1 | 1 | 1 | 1 | 1 | 1 | 0 | 0 | 0 | RetailHVACAvailWD
RetailHVACAvail | Operation |  | Sat | 2022-01-01 | 2022-12-31 | Hourly | 0 | 0 | 0 | 0 | 0 | 0 | 1 | 1 | 1 | 1 | 1 | 1 | 1 | 1 | 1 | 1 | 1 | 1 | 1 | 1 | 1 | 1 | 0 | 0 | RetailHVACAvailSat
RetailHVACAvail | Operation |  | Sun¦Hol | 2022-01-01 | 2022-12-31 | Hourly | 0 | 0 | 0 | 0 | 0 | 0 | 0 | 0 | 1 | 1 | 1 | 1 | 1 | 1 | 1 | 1 | 1 | 1 | 1 | 0 | 0 | 0 | 0 | 0 | RetailHVACAvailSun
RetailHVACAvail | Operation |  | WntrDsn¦SmrDsn | 2022-01-01 | 2022-12-31 | Hourly | 1 | 1 | 1 | 1 | 1 | 1 | 1 | 1 | 1 | 1 | 1 | 1 | 1 | 1 | 1 | 1 | 1 | 1 | 1 | 1 | 1 | 1 | 1 | 1 | AllOnHVACAvailDay
RetailServiceHotWater | Service Water Heating |  | Default¦Wkdy | 2022-01-01 | 2022-12-31 | Hourly | 0.04 | 0.05 | 0.05 | 0.04 | 0.04 | 0.04 | 0.04 | 0.15 | 0.23 | 0.32 | 0.41 | 0.57 | 0.62 | 0.61 | 0.5 | 0.45 | 0.46 | 0.47 | 0.42 | 0.34 | 0.33 | 0.23 | 0.13 | 0.08 | RetailServiceHotWaterWD
RetailServiceHotWater | Service Water Heating |  | Sat | 2022-01-01 | 2022-12-31 | Hourly | 0.11 | 0.1 | 0.08 | 0.06 | 0.06 | 0.06 | 0.07 | 0.2 | 0.24 | 0.27 | 0.42 | 0.54 | 0.59 | 0.6 | 0.49 | 0.48 | 0.47 | 0.46 | 0.44 | 0.36 | 0.29 | 0.22 | 0.16 | 0.13 | RetailServiceHotWaterSat
RetailServiceHotWater | Service Water Heating |  | Sun¦Hol | 2022-01-01 | 2022-12-31 | Hourly | 0.07 | 0.07 | 0.07 | 0.06 | 0.06 | 0.06 | 0.07 | 0.1 | 0.12 | 0.14 | 0.29 | 0.31 | 0.36 | 0.36 | 0.34 | 0.35 | 0.37 | 0.34 | 0.25 | 0.27 | 0.21 | 0.16 | 0.1 | 0.06 | RetailServiceHotWaterSun
RetailServiceHotWater | Service Water Heating |  | WntrDsn | 2022-01-01 | 2022-12-31 | Hourly | 0 | 0 | 0 | 0 | 0 | 0 | 0 | 0 | 0 | 0 | 0 | 0 | 0 | 0 | 0 | 0 | 0 | 0 | 0 | 0 | 0 | 0 | 0 | 0 | OffDay
RetailServiceHotWater | Service Water Heating |  | SmrDsn | 2022-01-01 | 2022-12-31 | Hourly | 1 | 1 | 1 | 1 | 1 | 1 | 1 | 1 | 1 | 1 | 1 | 1 | 1 | 1 | 1 | 1 | 1 | 1 | 1 | 1 | 1 | 1 | 1 | 1 | OnDay
RetailElevator | Elevator |  | Default¦Wkdy | 2022-01-01 | 2022-12-31 | Hourly | 0 | 0 | 0 | 0 | 0 | 0 | 0 | 0.12 | 0.22 | 0.64 | 0.74 | 0.68 | 0.68 | 0.71 | 0.72 | 0.72 | 0.73 | 0.68 | 0.68 | 0.58 | 0.54 | 0 | 0 | 0 | RetailElevatorWD
RetailElevator | Elevator |  | Sat | 2022-01-01 | 2022-12-31 | Hourly | 0 | 0 | 0 | 0 | 0 | 0 | 0 | 0.09 | 0.21 | 0.56 | 0.66 | 0.68 | 0.68 | 0.69 | 0.7 | 0.69 | 0.66 | 0.58 | 0.47 | 0.43 | 0.43 | 0.08 | 0 | 0 | RetailElevatorSat
RetailElevator | Elevator |  | Sun¦Hol | 2022-01-01 | 2022-12-31 | Hourly | 0 | 0 | 0 | 0 | 0 | 0 | 0 | 0 | 0 | 0.11 | 0.13 | 0.35 | 0.37 | 0.37 | 0.39 | 0.41 | 0.38 | 0.34 | 0.03 | 0 | 0 | 0 | 0 | 0 | RetailElevatorSun
RetailElevator | Elevator |  | WntrDsn | 2022-01-01 | 2022-12-31 | Hourly | 0 | 0 | 0 | 0 | 0 | 0 | 0 | 0 | 0 | 0 | 0 | 0 | 0 | 0 | 0 | 0 | 0 | 0 | 0 | 0 | 0 | 0 | 0 | 0 | OffDay
RetailElevator | Elevator |  | SmrDsn | 2022-01-01 | 2022-12-31 | Hourly | 1 | 1 | 1 | 1 | 1 | 1 | 1 | 1 | 1 | 1 | 1 | 1 | 1 | 1 | 1 | 1 | 1 | 1 | 1 | 1 | 1 | 1 | 1 | 1 | OnDay
RetailRefrigeration | Refrigeration |  | Default¦Wkdy¦SmrDsn | 2022-01-01 | 2022-12-31 | Hourly | 0.9 | 0.9 | 0.9 | 0.9 | 0.9 | 0.9 | 0.9 | 0.9 | 0.9 | 0.9 | 0.9 | 0.9 | 0.9 | 0.9 | 0.9 | 0.9 | 0.9 | 0.9 | 0.9 | 0.9 | 0.9 | 0.9 | 0.9 | 0.9 | RetailRefrigerationWD
RetailRefrigeration | Refrigeration |  | Sat | 2022-01-01 | 2022-12-31 | Hourly | 0.9 | 0.9 | 0.9 | 0.9 | 0.9 | 0.9 | 0.9 | 0.9 | 0.9 | 0.9 | 0.9 | 0.9 | 0.9 | 0.9 | 0.9 | 0.9 | 0.9 | 0.9 | 0.9 | 0.9 | 0.9 | 0.9 | 0.9 | 0.9 | RetailRefrigerationSat
RetailRefrigeration | Refrigeration |  | Sun¦Hol¦WntrDsn | 2022-01-01 | 2022-12-31 | Hourly | 0.9 | 0.9 | 0.9 | 0.9 | 0.9 | 0.9 | 0.9 | 0.9 | 0.9 | 0.9 | 0.9 | 0.9 | 0.9 | 0.9 | 0.9 | 0.9 | 0.9 | 0.9 | 0.9 | 0.9 | 0.9 | 0.9 | 0.9 | 0.9 | RetailRefrigerationSun
RetailGasEquip | Equipment |  | Default¦Wkdy | 2022-01-01 | 2022-12-31 | Hourly | 0 | 0 | 0 | 0 | 0 | 0 | 0 | 0.5 | 0.5 | 0.75 | 0.9 | 0.9 | 0.9 | 0.75 | 0.75 | 0.9 | 0.9 | 0.9 | 0.75 | 0.5 | 0.5 | 0 | 0 | 0 | RetailGasEquipWD
RetailGasEquip | Equipment |  | Sat | 2022-01-01 | 2022-12-31 | Hourly | 0 | 0 | 0 | 0 | 0 | 0 | 0 | 0.5 | 0.5 | 0.75 | 0.9 | 0.9 | 0.9 | 0.75 | 0.75 | 0.9 | 0.9 | 0.9 | 0.75 | 0.5 | 0.5 | 0 | 0 | 0 | RetailGasEquipSat
RetailGasEquip | Equipment |  | Sun¦Hol | 2022-01-01 | 2022-12-31 | Hourly | 0 | 0 | 0 | 0 | 0 | 0 | 0 | 0.5 | 0.5 | 0.75 | 0.9 | 0.9 | 0.9 | 0.75 | 0.75 | 0.9 | 0.9 | 0.9 | 0.75 | 0.5 | 0.5 | 0 | 0 | 0 | RetailGasEquipSun
RetailGasEquip | Equipment |  | WntrDsn | 2022-01-01 | 2022-12-31 | Hourly | 0 | 0 | 0 | 0 | 0 | 0 | 0 | 0 | 0 | 0 | 0 | 0 | 0 | 0 | 0 | 0 | 0 | 0 | 0 | 0 | 0 | 0 | 0 | 0 | OffDay
RetailGasEquip | Equipment |  | SmrDsn | 2022-01-01 | 2022-12-31 | Hourly | 1 | 1 | 1 | 1 | 1 | 1 | 1 | 1 | 1 | 1 | 1 | 1 | 1 | 1 | 1 | 1 | 1 | 1 | 1 | 1 | 1 | 1 | 1 | 1 | OnDay
RetailHtgSetpt | Thermostat Setpoint | C | Default¦Wkdy¦WntrDsn¦SmrDsn | 2022-01-01 | 2022-12-31 | Hourly | 15.6 | 15.6 | 15.6 | 15.6 | 15.6 | 15.6 | 21.1 | 21.1 | 21.1 | 21.1 | 21.1 | 21.1 | 21.1 | 21.1 | 21.1 | 21.1 | 21.1 | 21.1 | 21.1 | 21.1 | 21.1 | 15.6 | 15.6 | 15.6 | RetailHtgSetptWD
RetailHtgSetpt | Thermostat Setpoint | C | Sat | 2022-01-01 | 2022-12-31 | Hourly | 15.6 | 15.6 | 15.6 | 15.6 | 15.6 | 15.6 | 21.1 | 21.1 | 21.1 | 21.1 | 21.1 | 21.1 | 21.1 | 21.1 | 21.1 | 21.1 | 21.1 | 21.1 | 21.1 | 21.1 | 21.1 | 21.1 | 15.6 | 15.6 | RetailHtgSetptSat
RetailHtgSetpt | Thermostat Setpoint | C | Sun¦Hol | 2022-01-01 | 2022-12-31 | Hourly | 15.6 | 15.6 | 15.6 | 15.6 | 15.6 | 15.6 | 15.6 | 15.6 | 21.1 | 21.1 | 21.1 | 21.1 | 21.1 | 21.1 | 21.1 | 21.1 | 21.1 | 21.1 | 21.1 | 15.6 | 15.6 | 15.6 | 15.6 | 15.6 | RetailHtgSetptSun
RetailClgSetpt | Thermostat Setpoint | C | Default¦Wkdy¦WntrDsn¦SmrDsn | 2022-01-01 | 2022-12-31 | Hourly | 29.4 | 29.4 | 29.4 | 29.4 | 29.4 | 29.4 | 23.9 | 23.9 | 23.9 | 23.9 | 23.9 | 23.9 | 23.9 | 23.9 | 23.9 | 23.9 | 23.9 | 23.9 | 23.9 | 23.9 | 23.9 | 29.4 | 29.4 | 29.4 | RetailClgSetptWD
RetailClgSetpt | Thermostat Setpoint | C | Sat | 2022-01-01 | 2022-12-31 | Hourly | 29.4 | 29.4 | 29.4 | 29.4 | 29.4 | 29.4 | 23.9 | 23.9 | 23.9 | 23.9 | 23.9 | 23.9 | 23.9 | 23.9 | 23.9 | 23.9 | 23.9 | 23.9 | 23.9 | 23.9 | 23.9 | 23.9 | 29.4 | 29.4 | RetailClgSetptSat
RetailClgSetpt | Thermostat Setpoint | C | Sun¦Hol | 2022-01-01 | 2022-12-31 | Hourly | 29.4 | 29.4 | 29.4 | 29.4 | 29.4 | 29.4 | 29.4 | 29.4 | 23.9 | 23.9 | 23.9 | 23.9 | 23.9 | 23.9 | 23.9 | 23.9 | 23.9 | 23.9 | 23.9 | 29.4 | 29.4 | 29.4 | 29.4 | 29.4 | RetailClgSetptSun
RetailInfiltration | Infiltration |  | Default¦Wkdy¦WntrDsn¦SmrDsn | 2022-01-01 | 2022-12-31 | Hourly | 1 | 1 | 1 | 1 | 1 | 1 | 0.25 | 0.25 | 0.25 | 0.25 | 0.25 | 0.25 | 0.25 | 0.25 | 0.25 | 0.25 | 0.25 | 0.25 | 0.25 | 0.25 | 0.25 | 1 | 1 | 1 | RetailInfiltrationWD
RetailInfiltration | Infiltration |  | Sat | 2022-01-01 | 2022-12-31 | Hourly | 1 | 1 | 1 | 1 | 1 | 1 | 0.25 | 0.25 | 0.25 | 0.25 | 0.25 | 0.25 | 0.25 | 0.25 | 0.25 | 0.25 | 0.25 | 0.25 | 0.25 | 0.25 | 0.25 | 0.25 | 1 | 1 | RetailInfiltrationSat
RetailInfiltration | Infiltration |  | Sun¦Hol | 2022-01-01 | 2022-12-31 | Hourly | 1 | 1 | 1 | 1 | 1 | 1 | 1 | 1 | 0.25 | 0.25 | 0.25 | 0.25 | 0.25 | 0.25 | 0.25 | 0.25 | 0.25 | 0.25 | 0.25 | 1 | 1 | 1 | 1 | 1 | RetailInfiltrationSun
RetailEscalator | Escalator |  | Default¦Wkdy | 2022-01-01 | 2022-12-31 | Hourly | 0 | 0 | 0 | 0 | 0 | 0 | 1 | 1 | 1 | 1 | 1 | 1 | 1 | 1 | 1 | 1 | 1 | 1 | 1 | 1 | 1 | 0 | 0 | 0 | RetailEscalatorWD
RetailEscalator | Escalator |  | Sat | 2022-01-01 | 2022-12-31 | Hourly | 0 | 0 | 0 | 0 | 0 | 0 | 1 | 1 | 1 | 1 | 1 | 1 | 1 | 1 | 1 | 1 | 1 | 1 | 1 | 1 | 1 | 1 | 0 | 0 | RetailEscalatorSat
RetailEscalator | Escalator |  | Sun¦Hol | 2022-01-01 | 2022-12-31 | Hourly | 0 | 0 | 0 | 0 | 0 | 0 | 0 | 0 | 1 | 1 | 1 | 1 | 1 | 1 | 1 | 1 | 1 | 1 | 1 | 0 | 0 | 0 | 0 | 0 | RetailEscalatorSun
RetailEscalator | Escalator |  | WntrDsn | 2022-01-01 | 2022-12-31 | Hourly | 0 | 0 | 0 | 0 | 0 | 0 | 0 | 0 | 0 | 0 | 0 | 0 | 0 | 0 | 0 | 0 | 0 | 0 | 0 | 0 | 0 | 0 | 0 | 0 | OffDay
RetailEscalator | Escalator |  | SmrDsn | 2022-01-01 | 2022-12-31 | Hourly | 1 | 1 | 1 | 1 | 1 | 1 | 1 | 1 | 1 | 1 | 1 | 1 | 1 | 1 | 1 | 1 | 1 | 1 | 1 | 1 | 1 | 1 | 1 | 1 | OnDay
RetailWtrHtrSetpt | Thermostat Setpoint | C | Default¦Wkdy¦WntrDsn¦SmrDsn | 2022-01-01 | 2022-12-31 | Hourly | 57.2 | 57.2 | 57.2 | 57.2 | 57.2 | 57.2 | 57.2 | 57.2 | 57.2 | 57.2 | 57.2 | 57.2 | 57.2 | 57.2 | 57.2 | 57.2 | 57.2 | 57.2 | 57.2 | 57.2 | 57.2 | 57.2 | 57.2 | 57.2 | RetailWtrHtrSetptWD
RetailWtrHtrSetpt | Thermostat Setpoint | C | Sat | 2022-01-01 | 2022-12-31 | Hourly | 57.2 | 57.2 | 57.2 | 57.2 | 57.2 | 57.2 | 57.2 | 57.2 | 57.2 | 57.2 | 57.2 | 57.2 | 57.2 | 57.2 | 57.2 | 57.2 | 57.2 | 57.2 | 57.2 | 57.2 | 57.2 | 57.2 | 57.2 | 57.2 | RetailWtrHtrSetptSat
RetailWtrHtrSetpt | Thermostat Setpoint | C | Sun¦Hol | 2022-01-01 | 2022-12-31 | Hourly | 57.2 | 57.2 | 57.2 | 57.2 | 57.2 | 57.2 | 57.2 | 57.2 | 57.2 | 57.2 | 57.2 | 57.2 | 57.2 | 57.2 | 57.2 | 57.2 | 57.2 | 57.2 | 57.2 | 57.2 | 57.2 | 57.2 | 57.2 | 57.2 | RetailWtrHtrSetptSun
SchoolOccupancy | Occupancy |  | Default¦Wkdy | 2022-01-01 | 2022-12-31 | Hourly | 0 | 0 | 0 | 0 | 0 | 0 | 0 | 0.05 | 0.75 | 0.9 | 0.9 | 0.8 | 0.8 | 0.8 | 0.8 | 0.45 | 0.15 | 0.05 | 0.15 | 0.2 | 0.2 | 0.1 | 0 | 0 | SchoolOccupancyWD
SchoolOccupancy | Occupancy |  | Sat | 2022-01-01 | 2022-12-31 | Hourly | 0 | 0 | 0 | 0 | 0 | 0 | 0 | 0 | 0.1 | 0.1 | 0.1 | 0.1 | 0.1 | 0 | 0 | 0 | 0 | 0 | 0 | 0 | 0 | 0 | 0 | 0 | SchoolOccupancySat
SchoolOccupancy | Occupancy |  | Sun¦Hol | 2022-01-01 | 2022-12-31 | Hourly | 0 | 0 | 0 | 0 | 0 | 0 | 0 | 0 | 0 | 0 | 0 | 0 | 0 | 0 | 0 | 0 | 0 | 0 | 0 | 0 | 0 | 0 | 0 | 0 | SchoolOccupancySun
SchoolOccupancy | Occupancy |  | WntrDsn | 2022-01-01 | 2022-12-31 | Hourly | 0 | 0 | 0 | 0 | 0 | 0 | 0 | 0 | 0 | 0 | 0 | 0 | 0 | 0 | 0 | 0 | 0 | 0 | 0 | 0 | 0 | 0 | 0 | 0 | OffDay
SchoolOccupancy | Occupancy |  | SmrDsn | 2022-01-01 | 2022-12-31 | Hourly | 1 | 1 | 1 | 1 | 1 | 1 | 1 | 1 | 1 | 1 | 1 | 1 | 1 | 1 | 1 | 1 | 1 | 1 | 1 | 1 | 1 | 1 | 1 | 1 | OnDay
SchoolLights | Lighting |  | Default¦Wkdy | 2022-01-01 | 2022-12-31 | Hourly | 0.05 | 0.05 | 0.05 | 0.05 | 0.05 | 0.05 | 0.05 | 0.3 | 0.6 | 0.65 | 0.65 | 0.65 | 0.55 | 0.55 | 0.55 | 0.5 | 0.35 | 0.35 | 0.35 | 0.35 | 0.35 | 0.3 | 0.05 | 0.05 | SchoolLightsWD
SchoolLights | Lighting |  | Sat | 2022-01-01 | 2022-12-31 | Hourly | 0.05 | 0.05 | 0.05 | 0.05 | 0.05 | 0.05 | 0.05 | 0.05 | 0.15 | 0.15 | 0.15 | 0.15 | 0.15 | 0.05 | 0.05 | 0.05 | 0.05 | 0.05 | 0.05 | 0.05 | 0.05 | 0.05 | 0.05 | 0.05 | SchoolLightsSat
SchoolLights | Lighting |  | Sun¦Hol | 2022-01-01 | 2022-12-31 | Hourly | 0.05 | 0.05 | 0.05 | 0.05 | 0.05 | 0.05 | 0.05 | 0.05 | 0.05 | 0.05 | 0.05 | 0.05 | 0.05 | 0.05 | 0.05 | 0.05 | 0.05 | 0.05 | 0.05 | 0.05 | 0.05 | 0.05 | 0.05 | 0.05 | SchoolLightsSun
SchoolLights | Lighting |  | WntrDsn | 2022-01-01 | 2022-12-31 | Hourly | 0 | 0 | 0 | 0 | 0 | 0 | 0 | 0 | 0 | 0 | 0 | 0 | 0 | 0 | 0 | 0 | 0 | 0 | 0 | 0 | 0 | 0 | 0 | 0 | OffDay
SchoolLights | Lighting |  | SmrDsn | 2022-01-01 | 2022-12-31 | Hourly | 1 | 1 | 1 | 1 | 1 | 1 | 1 | 1 | 1 | 1 | 1 | 1 | 1 | 1 | 1 | 1 | 1 | 1 | 1 | 1 | 1 | 1 | 1 | 1 | OnDay
SchoolReceptacle | Equipment |  | Default¦Wkdy | 2022-01-01 | 2022-12-31 | Hourly | 0.05 | 0.05 | 0.05 | 0.05 | 0.05 | 0.05 | 0.05 | 0.3 | 0.85 | 0.95 | 0.95 | 0.95 | 0.8 | 0.8 | 0.8 | 0.7 | 0.5 | 0.5 | 0.35 | 0.35 | 0.35 | 0.3 | 0.05 | 0.05 | SchoolReceptacleWD
SchoolReceptacle | Equipment |  | Sat | 2022-01-01 | 2022-12-31 | Hourly | 0.05 | 0.05 | 0.05 | 0.05 | 0.05 | 0.05 | 0.05 | 0.05 | 0.15 | 0.15 | 0.15 | 0.15 | 0.15 | 0.05 | 0.05 | 0.05 | 0.05 | 0.05 | 0.05 | 0.05 | 0.05 | 0.05 | 0.05 | 0.05 | SchoolReceptacleSat
SchoolReceptacle | Equipment |  | Sun¦Hol | 2022-01-01 | 2022-12-31 | Hourly | 0.05 | 0.05 | 0.05 | 0.05 | 0.05 | 0.05 | 0.05 | 0.05 | 0.05 | 0.05 | 0.05 | 0.05 | 0.05 | 0.05 | 0.05 | 0.05 | 0.05 | 0.05 | 0.05 | 0.05 | 0.05 | 0.05 | 0.05 | 0.05 | SchoolReceptacleSun
SchoolReceptacle | Equipment |  | WntrDsn | 2022-01-01 | 2022-12-31 | Hourly | 0 | 0 | 0 | 0 | 0 | 0 | 0 | 0 | 0 | 0 | 0 | 0 | 0 | 0 | 0 | 0 | 0 | 0 | 0 | 0 | 0 | 0 | 0 | 0 | OffDay
SchoolReceptacle | Equipment |  | SmrDsn | 2022-01-01 | 2022-12-31 | Hourly | 1 | 1 | 1 | 1 | 1 | 1 | 1 | 1 | 1 | 1 | 1 | 1 | 1 | 1 | 1 | 1 | 1 | 1 | 1 | 1 | 1 | 1 | 1 | 1 | OnDay
SchoolHVACAvail | Operation |  | Default¦Wkdy | 2022-01-01 | 2022-12-31 | Hourly | 0 | 0 | 0 | 0 | 0 | 0 | 1 | 1 | 1 | 1 | 1 | 1 | 1 | 1 | 1 | 1 | 1 | 1 | 1 | 1 | 1 | 1 | 0 | 0 | SchoolHVACAvailWD
SchoolHVACAvail | Operation |  | Sat | 2022-01-01 | 2022-12-31 | Hourly | 0 | 0 | 0 | 0 | 0 | 0 | 0 | 1 | 1 | 1 | 1 | 1 | 1 | 0 | 0 | 0 | 0 | 0 | 0 | 0 | 0 | 0 | 0 | 0 | SchoolHVACAvailSat
SchoolHVACAvail | Operation |  | Sun¦Hol | 2022-01-01 | 2022-12-31 | Hourly | 0 | 0 | 0 | 0 | 0 | 0 | 0 | 0 | 0 | 0 | 0 | 0 | 0 | 0 | 0 | 0 | 0 | 0 | 0 | 0 | 0 | 0 | 0 | 0 | SchoolHVACAvailSun
SchoolHVACAvail | Operation |  | WntrDsn¦SmrDsn | 2022-01-01 | 2022-12-31 | Hourly | 1 | 1 | 1 | 1 | 1 | 1 | 1 | 1 | 1 | 1 | 1 | 1 | 1 | 1 | 1 | 1 | 1 | 1 | 1 | 1 | 1 | 1 | 1 | 1 | AllOnHVACAvailDay
SchoolServiceHotWater | Service Water Heating |  | Default¦Wkdy | 2022-01-01 | 2022-12-31 | Hourly | 0.05 | 0.05 | 0.05 | 0.05 | 0.05 | 0.05 | 0.05 | 0.1 | 0.34 | 0.6 | 0.63 | 0.72 | 0.79 | 0.83 | 0.61 | 0.65 | 0.1 | 0.1 | 0.19 | 0.25 | 0.22 | 0.22 | 0.12 | 0.09 | SchoolServiceHotWaterWD
SchoolServiceHotWater | Service Water Heating |  | Sat | 2022-01-01 | 2022-12-31 | Hourly | 0.03 | 0.03 | 0.03 | 0.03 | 0.03 | 0.03 | 0.03 | 0.03 | 0.03 | 0.05 | 0.05 | 0.05 | 0.05 | 0.03 | 0.03 | 0.03 | 0.03 | 0.03 | 0.03 | 0.03 | 0.03 | 0.03 | 0.03 | 0.03 | SchoolServiceHotWaterSat
SchoolServiceHotWater | Service Water Heating |  | Sun¦Hol | 2022-01-01 | 2022-12-31 | Hourly | 0.03 | 0.03 | 0.03 | 0.03 | 0.03 | 0.03 | 0.03 | 0.03 | 0.05 | 0.05 | 0.05 | 0.05 | 0.05 | 0.05 | 0.03 | 0.03 | 0.03 | 0.03 | 0.03 | 0.03 | 0.03 | 0.03 | 0.03 | 0.03 | SchoolServiceHotWaterSun
SchoolServiceHotWater | Service Water Heating |  | WntrDsn | 2022-01-01 | 2022-12-31 | Hourly | 0 | 0 | 0 | 0 | 0 | 0 | 0 | 0 | 0 | 0 | 0 | 0 | 0 | 0 | 0 | 0 | 0 | 0 | 0 | 0 | 0 | 0 | 0 | 0 | OffDay
SchoolServiceHotWater | Service Water Heating |  | SmrDsn | 2022-01-01 | 2022-12-31 | Hourly | 1 | 1 | 1 | 1 | 1 | 1 | 1 | 1 | 1 | 1 | 1 | 1 | 1 | 1 | 1 | 1 | 1 | 1 | 1 | 1 | 1 | 1 | 1 | 1 | OnDay
SchoolElevator | Elevator |  | Default¦Wkdy | 2022-01-01 | 2022-12-31 | Hourly | 0 | 0 | 0 | 0 | 0 | 0 | 0 | 0 | 0.3 | 0.3 | 0.3 | 0.3 | 0.3 | 0.3 | 0.3 | 0.15 | 0 | 0 | 0 | 0 | 0 | 0 | 0 | 0 | SchoolElevatorWD
SchoolElevator | Elevator |  | Sat | 2022-01-01 | 2022-12-31 | Hourly | 0 | 0 | 0 | 0 | 0 | 0 | 0 | 0 | 0 | 0 | 0 | 0 | 0 | 0 | 0 | 0 | 0 | 0 | 0 | 0 | 0 | 0 | 0 | 0 | SchoolElevatorSat
SchoolElevator | Elevator |  | Sun¦Hol | 2022-01-01 | 2022-12-31 | Hourly | 0 | 0 | 0 | 0 | 0 | 0 | 0 | 0 | 0 | 0 | 0 | 0 | 0 | 0 | 0 | 0 | 0 | 0 | 0 | 0 | 0 | 0 | 0 | 0 | SchoolElevatorSun
SchoolElevator | Elevator |  | WntrDsn | 2022-01-01 | 2022-12-31 | Hourly | 0 | 0 | 0 | 0 | 0 | 0 | 0 | 0 | 0 | 0 | 0 | 0 | 0 | 0 | 0 | 0 | 0 | 0 | 0 | 0 | 0 | 0 | 0 | 0 | OffDay
SchoolElevator | Elevator |  | SmrDsn | 2022-01-01 | 2022-12-31 | Hourly | 1 | 1 | 1 | 1 | 1 | 1 | 1 | 1 | 1 | 1 | 1 | 1 | 1 | 1 | 1 | 1 | 1 | 1 | 1 | 1 | 1 | 1 | 1 | 1 | OnDay
SchoolRefrigeration | Refrigeration |  | Default¦Wkdy¦SmrDsn | 2022-01-01 | 2022-12-31 | Hourly | 0.9 | 0.9 | 0.9 | 0.9 | 0.9 | 0.9 | 0.9 | 0.9 | 0.9 | 0.9 | 0.9 | 0.9 | 0.9 | 0.9 | 0.9 | 0.9 | 0.9 | 0.9 | 0.9 | 0.9 | 0.9 | 0.9 | 0.9 | 0.9 | SchoolRefrigerationWD
SchoolRefrigeration | Refrigeration |  | Sat | 2022-01-01 | 2022-12-31 | Hourly | 0.9 | 0.9 | 0.9 | 0.9 | 0.9 | 0.9 | 0.9 | 0.9 | 0.9 | 0.9 | 0.9 | 0.9 | 0.9 | 0.9 | 0.9 | 0.9 | 0.9 | 0.9 | 0.9 | 0.9 | 0.9 | 0.9 | 0.9 | 0.9 | SchoolRefrigerationSat
SchoolRefrigeration | Refrigeration |  | Sun¦Hol¦WntrDsn | 2022-01-01 | 2022-12-31 | Hourly | 0.9 | 0.9 | 0.9 | 0.9 | 0.9 | 0.9 | 0.9 | 0.9 | 0.9 | 0.9 | 0.9 | 0.9 | 0.9 | 0.9 | 0.9 | 0.9 | 0.9 | 0.9 | 0.9 | 0.9 | 0.9 | 0.9 | 0.9 | 0.9 | SchoolRefrigerationSun
SchoolGasEquip | Equipment |  | Default¦Wkdy | 2022-01-01 | 2022-12-31 | Hourly | 0 | 0 | 0 | 0 | 0 | 0 | 0 | 0.5 | 0.5 | 0.75 | 0.9 | 0.9 | 0.9 | 0 | 0 | 0 | 0 | 0 | 0 | 0 | 0 | 0 | 0 | 0 | SchoolGasEquipWD
SchoolGasEquip | Equipment |  | Sat | 2022-01-01 | 2022-12-31 | Hourly | 0 | 0 | 0 | 0 | 0 | 0 | 0 | 0 | 0 | 0 | 0 | 0 | 0 | 0 | 0 | 0 | 0 | 0 | 0 | 0 | 0 | 0 | 0 | 0 | SchoolGasEquipSat
SchoolGasEquip | Equipment |  | Sun¦Hol | 2022-01-01 | 2022-12-31 | Hourly | 0 | 0 | 0 | 0 | 0 | 0 | 0 | 0 | 0 | 0 | 0 | 0 | 0 | 0 | 0 | 0 | 0 | 0 | 0 | 0 | 0 | 0 | 0 | 0 | SchoolGasEquipSun
SchoolGasEquip | Equipment |  | WntrDsn | 2022-01-01 | 2022-12-31 | Hourly | 0 | 0 | 0 | 0 | 0 | 0 | 0 | 0 | 0 | 0 | 0 | 0 | 0 | 0 | 0 | 0 | 0 | 0 | 0 | 0 | 0 | 0 | 0 | 0 | OffDay
SchoolGasEquip | Equipment |  | SmrDsn | 2022-01-01 | 2022-12-31 | Hourly | 1 | 1 | 1 | 1 | 1 | 1 | 1 | 1 | 1 | 1 | 1 | 1 | 1 | 1 | 1 | 1 | 1 | 1 | 1 | 1 | 1 | 1 | 1 | 1 | OnDay
SchoolHtgSetpt | Thermostat Setpoint | C | Default¦Wkdy¦WntrDsn¦SmrDsn | 2022-01-01 | 2022-12-31 | Hourly | 15.6 | 15.6 | 15.6 | 15.6 | 15.6 | 15.6 | 21.1 | 21.1 | 21.1 | 21.1 | 21.1 | 21.1 | 21.1 | 21.1 | 21.1 | 21.1 | 21.1 | 21.1 | 21.1 | 21.1 | 21.1 | 21.1 | 15.6 | 15.6 | SchoolHtgSetptWD
SchoolHtgSetpt | Thermostat Setpoint | C | Sat | 2022-01-01 | 2022-12-31 | Hourly | 15.6 | 15.6 | 15.6 | 15.6 | 15.6 | 15.6 | 15.6 | 21.1 | 21.1 | 21.1 | 21.1 | 21.1 | 21.1 | 15.6 | 15.6 | 15.6 | 15.6 | 15.6 | 15.6 | 15.6 | 15.6 | 15.6 | 15.6 | 15.6 | SchoolHtgSetptSat
SchoolHtgSetpt | Thermostat Setpoint | C | Sun¦Hol | 2022-01-01 | 2022-12-31 | Hourly | 15.6 | 15.6 | 15.6 | 15.6 | 15.6 | 15.6 | 15.6 | 15.6 | 15.6 | 15.6 | 15.6 | 15.6 | 15.6 | 15.6 | 15.6 | 15.6 | 15.6 | 15.6 | 15.6 | 15.6 | 15.6 | 15.6 | 15.6 | 15.6 | SchoolHtgSetptSun
SchoolClgSetpt | Thermostat Setpoint | C | Default¦Wkdy¦WntrDsn¦SmrDsn | 2022-01-01 | 2022-12-31 | Hourly | 29.4 | 29.4 | 29.4 | 29.4 | 29.4 | 29.4 | 23.9 | 23.9 | 23.9 | 23.9 | 23.9 | 23.9 | 23.9 | 23.9 | 23.9 | 23.9 | 23.9 | 23.9 | 23.9 | 23.9 | 23.9 | 23.9 | 29.4 | 29.4 | SchoolClgSetptWD
SchoolClgSetpt | Thermostat Setpoint | C | Sat | 2022-01-01 | 2022-12-31 | Hourly | 29.4 | 29.4 | 29.4 | 29.4 | 29.4 | 29.4 | 29.4 | 23.9 | 23.9 | 23.9 | 23.9 | 23.9 | 23.9 | 29.4 | 29.4 | 29.4 | 29.4 | 29.4 | 29.4 | 29.4 | 29.4 | 29.4 | 29.4 | 29.4 | SchoolClgSetptSat
SchoolClgSetpt | Thermostat Setpoint | C | Sun¦Hol | 2022-01-01 | 2022-12-31 | Hourly | 29.4 | 29.4 | 29.4 | 29.4 | 29.4 | 29.4 | 29.4 | 29.4 | 29.4 | 29.4 | 29.4 | 29.4 | 29.4 | 29.4 | 29.4 | 29.4 | 29.4 | 29.4 | 29.4 | 29.4 | 29.4 | 29.4 | 29.4 | 29.4 | SchoolClgSetptSun
SchoolInfiltration | Infiltration |  | Default¦Wkdy¦WntrDsn¦SmrDsn | 2022-01-01 | 2022-12-31 | Hourly | 1 | 1 | 1 | 1 | 1 | 1 | 0.25 | 0.25 | 0.25 | 0.25 | 0.25 | 0.25 | 0.25 | 0.25 | 0.25 | 0.25 | 0.25 | 0.25 | 0.25 | 0.25 | 0.25 | 0.25 | 1 | 1 | SchoolInfiltrationWD
SchoolInfiltration | Infiltration |  | Sat | 2022-01-01 | 2022-12-31 | Hourly | 1 | 1 | 1 | 1 | 1 | 1 | 1 | 0.25 | 0.25 | 0.25 | 0.25 | 0.25 | 0.25 | 1 | 1 | 1 | 1 | 1 | 1 | 1 | 1 | 1 | 1 | 1 | SchoolInfiltrationSat
SchoolInfiltration | Infiltration |  | Sun¦Hol | 2022-01-01 | 2022-12-31 | Hourly | 1 | 1 | 1 | 1 | 1 | 1 | 1 | 1 | 1 | 1 | 1 | 1 | 1 | 1 | 1 | 1 | 1 | 1 | 1 | 1 | 1 | 1 | 1 | 1 | SchoolInfiltrationSun
SchoolWtrHtrSetpt | Thermostat Setpoint | C | Default¦Wkdy¦WntrDsn¦SmrDsn | 2022-01-01 | 2022-12-31 | Hourly | 57.2 | 57.2 | 57.2 | 57.2 | 57.2 | 57.2 | 57.2 | 57.2 | 57.2 | 57.2 | 57.2 | 57.2 | 57.2 | 57.2 | 57.2 | 57.2 | 57.2 | 57.2 | 57.2 | 57.2 | 57.2 | 57.2 | 57.2 | 57.2 | SchoolWtrHtrSetptWD
SchoolWtrHtrSetpt | Thermostat Setpoint | C | Sat | 2022-01-01 | 2022-12-31 | Hourly | 57.2 | 57.2 | 57.2 | 57.2 | 57.2 | 57.2 | 57.2 | 57.2 | 57.2 | 57.2 | 57.2 | 57.2 | 57.2 | 57.2 | 57.2 | 57.2 | 57.2 | 57.2 | 57.2 | 57.2 | 57.2 | 57.2 | 57.2 | 57.2 | SchoolWtrHtrSetptSat
SchoolWtrHtrSetpt | Thermostat Setpoint | C | Sun¦Hol | 2022-01-01 | 2022-12-31 | Hourly | 57.2 | 57.2 | 57.2 | 57.2 | 57.2 | 57.2 | 57.2 | 57.2 | 57.2 | 57.2 | 57.2 | 57.2 | 57.2 | 57.2 | 57.2 | 57.2 | 57.2 | 57.2 | 57.2 | 57.2 | 57.2 | 57.2 | 57.2 | 57.2 | SchoolWtrHtrSetptSun
SchoolEscalator | Escalator |  | Default¦Wkdy | 2022-01-01 | 2022-12-31 | Hourly | 0 | 0 | 0 | 0 | 0 | 0 | 1 | 1 | 1 | 1 | 1 | 1 | 1 | 1 | 1 | 1 | 1 | 1 | 1 | 1 | 1 | 1 | 0 | 0 | SchoolEscalatorWD
SchoolEscalator | Escalator |  | Sat | 2022-01-01 | 2022-12-31 | Hourly | 0 | 0 | 0 | 0 | 0 | 0 | 0 | 1 | 1 | 1 | 1 | 1 | 1 | 0 | 0 | 0 | 0 | 0 | 0 | 0 | 0 | 0 | 0 | 0 | SchoolEscalatorSat
SchoolEscalator | Escalator |  | Sun¦Hol | 2022-01-01 | 2022-12-31 | Hourly | 0 | 0 | 0 | 0 | 0 | 0 | 0 | 0 | 0 | 0 | 0 | 0 | 0 | 0 | 0 | 0 | 0 | 0 | 0 | 0 | 0 | 0 | 0 | 0 | SchoolEscalatorSun
SchoolEscalator | Escalator |  | WntrDsn | 2022-01-01 | 2022-12-31 | Hourly | 0 | 0 | 0 | 0 | 0 | 0 | 0 | 0 | 0 | 0 | 0 | 0 | 0 | 0 | 0 | 0 | 0 | 0 | 0 | 0 | 0 | 0 | 0 | 0 | OffDay
SchoolEscalator | Escalator |  | SmrDsn | 2022-01-01 | 2022-12-31 | Hourly | 1 | 1 | 1 | 1 | 1 | 1 | 1 | 1 | 1 | 1 | 1 | 1 | 1 | 1 | 1 | 1 | 1 | 1 | 1 | 1 | 1 | 1 | 1 | 1 | OnDay
WarehouseOccupancy | Occupancy |  | Default¦Wkdy | 2022-01-01 | 2022-12-31 | Hourly | 0 | 0 | 0 | 0 | 0 | 0 | 0 | 0.15 | 0.7 | 0.9 | 0.9 | 0.9 | 0.5 | 0.85 | 0.85 | 0.85 | 0.2 | 0 | 0 | 0 | 0 | 0 | 0 | 0 | WarehouseOccupancyWD
WarehouseOccupancy | Occupancy |  | Sat | 2022-01-01 | 2022-12-31 | Hourly | 0 | 0 | 0 | 0 | 0 | 0 | 0 | 0 | 0.2 | 0.2 | 0.2 | 0.2 | 0.1 | 0.1 | 0.1 | 0.1 | 0 | 0 | 0 | 0 | 0 | 0 | 0 | 0 | WarehouseOccupancySat
WarehouseOccupancy | Occupancy |  | Sun¦Hol | 2022-01-01 | 2022-12-31 | Hourly | 0 | 0 | 0 | 0 | 0 | 0 | 0 | 0 | 0 | 0 | 0 | 0 | 0 | 0 | 0 | 0 | 0 | 0 | 0 | 0 | 0 | 0 | 0 | 0 | WarehouseOccupancySun
WarehouseOccupancy | Occupancy |  | WntrDsn | 2022-01-01 | 2022-12-31 | Hourly | 0 | 0 | 0 | 0 | 0 | 0 | 0 | 0 | 0 | 0 | 0 | 0 | 0 | 0 | 0 | 0 | 0 | 0 | 0 | 0 | 0 | 0 | 0 | 0 | OffDay
WarehouseOccupancy | Occupancy |  | SmrDsn | 2022-01-01 | 2022-12-31 | Hourly | 1 | 1 | 1 | 1 | 1 | 1 | 1 | 1 | 1 | 1 | 1 | 1 | 1 | 1 | 1 | 1 | 1 | 1 | 1 | 1 | 1 | 1 | 1 | 1 | OnDay
WarehouseLights | Lighting |  | Default¦Wkdy | 2022-01-01 | 2022-12-31 | Hourly | 0.05 | 0.05 | 0.05 | 0.05 | 0.05 | 0.05 | 0.05 | 0.25 | 0.45 | 0.55 | 0.55 | 0.55 | 0.55 | 0.55 | 0.55 | 0.55 | 0.55 | 0.3 | 0.05 | 0.05 | 0.05 | 0.05 | 0.05 | 0.05 | WarehouseLightsWD
WarehouseLights | Lighting |  | Sat | 2022-01-01 | 2022-12-31 | Hourly | 0.05 | 0.05 | 0.05 | 0.05 | 0.05 | 0.05 | 0.05 | 0.05 | 0.08 | 0.24 | 0.24 | 0.24 | 0.05 | 0.05 | 0.05 | 0.05 | 0.05 | 0.05 | 0.05 | 0.05 | 0.05 | 0.05 | 0.05 | 0.05 | WarehouseLightsSat
WarehouseLights | Lighting |  | Sun¦Hol | 2022-01-01 | 2022-12-31 | Hourly | 0.05 | 0.05 | 0.05 | 0.05 | 0.05 | 0.05 | 0.05 | 0.05 | 0.05 | 0.05 | 0.05 | 0.05 | 0.05 | 0.05 | 0.05 | 0.05 | 0.05 | 0.05 | 0.05 | 0.05 | 0.05 | 0.05 | 0.05 | 0.05 | WarehouseLightsSun
WarehouseLights | Lighting |  | WntrDsn | 2022-01-01 | 2022-12-31 | Hourly | 0 | 0 | 0 | 0 | 0 | 0 | 0 | 0 | 0 | 0 | 0 | 0 | 0 | 0 | 0 | 0 | 0 | 0 | 0 | 0 | 0 | 0 | 0 | 0 | OffDay
WarehouseLights | Lighting |  | SmrDsn | 2022-01-01 | 2022-12-31 | Hourly | 1 | 1 | 1 | 1 | 1 | 1 | 1 | 1 | 1 | 1 | 1 | 1 | 1 | 1 | 1 | 1 | 1 | 1 | 1 | 1 | 1 | 1 | 1 | 1 | OnDay
WarehouseReceptacle | Equipment |  | Default¦Wkdy | 2022-01-01 | 2022-12-31 | Hourly | 0.05 | 0.05 | 0.05 | 0.05 | 0.05 | 0.05 | 0.05 | 0.4 | 0.7 | 0.9 | 0.9 | 0.9 | 0.9 | 0.9 | 0.9 | 0.9 | 0.9 | 0.3 | 0.05 | 0.05 | 0.05 | 0.05 | 0.05 | 0.05 | WarehouseReceptacleWD
WarehouseReceptacle | Equipment |  | Sat | 2022-01-01 | 2022-12-31 | Hourly | 0.05 | 0.05 | 0.05 | 0.05 | 0.05 | 0.05 | 0.05 | 0.05 | 0.08 | 0.24 | 0.24 | 0.24 | 0.05 | 0.05 | 0.05 | 0.05 | 0.05 | 0.05 | 0.05 | 0.05 | 0.05 | 0.05 | 0.05 | 0.05 | WarehouseReceptacleSat
WarehouseReceptacle | Equipment |  | Sun¦Hol | 2022-01-01 | 2022-12-31 | Hourly | 0.05 | 0.05 | 0.05 | 0.05 | 0.05 | 0.05 | 0.05 | 0.05 | 0.05 | 0.05 | 0.05 | 0.05 | 0.05 | 0.05 | 0.05 | 0.05 | 0.05 | 0.05 | 0.05 | 0.05 | 0.05 | 0.05 | 0.05 | 0.05 | WarehouseReceptacleSun
WarehouseReceptacle | Equipment |  | WntrDsn | 2022-01-01 | 2022-12-31 | Hourly | 0 | 0 | 0 | 0 | 0 | 0 | 0 | 0 | 0 | 0 | 0 | 0 | 0 | 0 | 0 | 0 | 0 | 0 | 0 | 0 | 0 | 0 | 0 | 0 | OffDay
WarehouseReceptacle | Equipment |  | SmrDsn | 2022-01-01 | 2022-12-31 | Hourly | 1 | 1 | 1 | 1 | 1 | 1 | 1 | 1 | 1 | 1 | 1 | 1 | 1 | 1 | 1 | 1 | 1 | 1 | 1 | 1 | 1 | 1 | 1 | 1 | OnDay
WarehouseHVACAvail | Operation |  | Default¦Wkdy | 2022-01-01 | 2022-12-31 | Hourly | 0 | 0 | 0 | 0 | 0 | 0 | 1 | 1 | 1 | 1 | 1 | 1 | 1 | 1 | 1 | 1 | 1 | 0 | 0 | 0 | 0 | 0 | 0 | 0 | WarehouseHVACAvailWD
WarehouseHVACAvail | Operation |  | Sat | 2022-01-01 | 2022-12-31 | Hourly | 0 | 0 | 0 | 0 | 0 | 0 | 0 | 1 | 1 | 1 | 1 | 1 | 1 | 1 | 1 | 1 | 0 | 0 | 0 | 0 | 0 | 0 | 0 | 0 | WarehouseHVACAvailSat
WarehouseHVACAvail | Operation |  | Sun¦Hol | 2022-01-01 | 2022-12-31 | Hourly | 0 | 0 | 0 | 0 | 0 | 0 | 0 | 0 | 0 | 0 | 0 | 0 | 0 | 0 | 0 | 0 | 0 | 0 | 0 | 0 | 0 | 0 | 0 | 0 | WarehouseHVACAvailSun
WarehouseHVACAvail | Operation |  | WntrDsn¦SmrDsn | 2022-01-01 | 2022-12-31 | Hourly | 1 | 1 | 1 | 1 | 1 | 1 | 1 | 1 | 1 | 1 | 1 | 1 | 1 | 1 | 1 | 1 | 1 | 1 | 1 | 1 | 1 | 1 | 1 | 1 | AllOnHVACAvailDay
WarehouseServiceHotWater | Service Water Heating |  | Default¦Wkdy | 2022-01-01 | 2022-12-31 | Hourly | 0.02 | 0.02 | 0.02 | 0.02 | 0.05 | 0.07 | 0.07 | 0.1 | 0.3 | 0.36 | 0.36 | 0.46 | 0.57 | 0.43 | 0.38 | 0.4 | 0.3 | 0.18 | 0.03 | 0.03 | 0.03 | 0.03 | 0.03 | 0.03 | WarehouseServiceHotWaterWD
WarehouseServiceHotWater | Service Water Heating |  | Sat | 2022-01-01 | 2022-12-31 | Hourly | 0.02 | 0.02 | 0.02 | 0.02 | 0.02 | 0.02 | 0.02 | 0.02 | 0.06 | 0.12 | 0.12 | 0.17 | 0.04 | 0.04 | 0.02 | 0.02 | 0.02 | 0.02 | 0.02 | 0.02 | 0.02 | 0.02 | 0.02 | 0.02 | WarehouseServiceHotWaterSat
WarehouseServiceHotWater | Service Water Heating |  | Sun¦Hol | 2022-01-01 | 2022-12-31 | Hourly | 0.02 | 0.02 | 0.02 | 0.02 | 0.02 | 0.02 | 0.02 | 0.02 | 0.02 | 0.02 | 0.02 | 0.02 | 0.04 | 0.04 | 0.02 | 0.02 | 0.02 | 0.02 | 0.02 | 0.02 | 0.02 | 0.02 | 0.02 | 0.02 | WarehouseServiceHotWaterSun
WarehouseServiceHotWater | Service Water Heating |  | WntrDsn | 2022-01-01 | 2022-12-31 | Hourly | 0 | 0 | 0 | 0 | 0 | 0 | 0 | 0 | 0 | 0 | 0 | 0 | 0 | 0 | 0 | 0 | 0 | 0 | 0 | 0 | 0 | 0 | 0 | 0 | OffDay
WarehouseServiceHotWater | Service Water Heating |  | SmrDsn | 2022-01-01 | 2022-12-31 | Hourly | 1 | 1 | 1 | 1 | 1 | 1 | 1 | 1 | 1 | 1 | 1 | 1 | 1 | 1 | 1 | 1 | 1 | 1 | 1 | 1 | 1 | 1 | 1 | 1 | OnDay
WarehouseElevator | Elevator |  | Default¦Wkdy | 2022-01-01 | 2022-12-31 | Hourly | 0 | 0 | 0 | 0 | 0 | 0 | 0 | 0 | 0 | 0 | 0.3 | 0 | 0 | 0 | 0 | 0.4 | 0 | 0 | 0 | 0 | 0 | 0 | 0 | 0 | WarehouseElevatorWD
WarehouseElevator | Elevator |  | Sat | 2022-01-01 | 2022-12-31 | Hourly | 0 | 0 | 0 | 0 | 0 | 0 | 0 | 0 | 0 | 0 | 0 | 0 | 0 | 0 | 0 | 0 | 0 | 0 | 0 | 0 | 0 | 0 | 0 | 0 | WarehouseElevatorSat
WarehouseElevator | Elevator |  | Sun¦Hol | 2022-01-01 | 2022-12-31 | Hourly | 0 | 0 | 0 | 0 | 0 | 0 | 0 | 0 | 0 | 0 | 0 | 0 | 0 | 0 | 0 | 0 | 0 | 0 | 0 | 0 | 0 | 0 | 0 | 0 | WarehouseElevatorSun
WarehouseElevator | Elevator |  | WntrDsn | 2022-01-01 | 2022-12-31 | Hourly | 0 | 0 | 0 | 0 | 0 | 0 | 0 | 0 | 0 | 0 | 0 | 0 | 0 | 0 | 0 | 0 | 0 | 0 | 0 | 0 | 0 | 0 | 0 | 0 | OffDay
WarehouseElevator | Elevator |  | SmrDsn | 2022-01-01 | 2022-12-31 | Hourly | 1 | 1 | 1 | 1 | 1 | 1 | 1 | 1 | 1 | 1 | 1 | 1 | 1 | 1 | 1 | 1 | 1 | 1 | 1 | 1 | 1 | 1 | 1 | 1 | OnDay
WarehouseRefrigeration | Refrigeration |  | Default¦Wkdy¦SmrDsn | 2022-01-01 | 2022-12-31 | Hourly | 0.9 | 0.9 | 0.9 | 0.9 | 0.9 | 0.9 | 0.9 | 0.9 | 0.9 | 0.9 | 0.9 | 0.9 | 0.9 | 0.9 | 0.9 | 0.9 | 0.9 | 0.9 | 0.9 | 0.9 | 0.9 | 0.9 | 0.9 | 0.9 | WarehouseRefrigerationWD
WarehouseRefrigeration | Refrigeration |  | Sat | 2022-01-01 | 2022-12-31 | Hourly | 0.9 | 0.9 | 0.9 | 0.9 | 0.9 | 0.9 | 0.9 | 0.9 | 0.9 | 0.9 | 0.9 | 0.9 | 0.9 | 0.9 | 0.9 | 0.9 | 0.9 | 0.9 | 0.9 | 0.9 | 0.9 | 0.9 | 0.9 | 0.9 | WarehouseRefrigerationSat
WarehouseRefrigeration | Refrigeration |  | Sun¦Hol¦WntrDsn | 2022-01-01 | 2022-12-31 | Hourly | 0.9 | 0.9 | 0.9 | 0.9 | 0.9 | 0.9 | 0.9 | 0.9 | 0.9 | 0.9 | 0.9 | 0.9 | 0.9 | 0.9 | 0.9 | 0.9 | 0.9 | 0.9 | 0.9 | 0.9 | 0.9 | 0.9 | 0.9 | 0.9 | WarehouseRefrigerationSun
WarehouseHtgSetpt | Thermostat Setpoint | C | Default¦Wkdy¦WntrDsn¦SmrDsn | 2022-01-01 | 2022-12-31 | Hourly | 15.6 | 15.6 | 15.6 | 15.6 | 15.6 | 15.6 | 21.1 | 21.1 | 21.1 | 21.1 | 21.1 | 21.1 | 21.1 | 21.1 | 21.1 | 21.1 | 21.1 | 15.6 | 15.6 | 15.6 | 15.6 | 15.6 | 15.6 | 15.6 | WarehouseHtgSetptWD
WarehouseHtgSetpt | Thermostat Setpoint | C | Sat | 2022-01-01 | 2022-12-31 | Hourly | 15.6 | 15.6 | 15.6 | 15.6 | 15.6 | 15.6 | 15.6 | 21.1 | 21.1 | 21.1 | 21.1 | 21.1 | 21.1 | 21.1 | 21.1 | 21.1 | 15.6 | 15.6 | 15.6 | 15.6 | 15.6 | 15.6 | 15.6 | 15.6 | WarehouseHtgSetptSat
WarehouseHtgSetpt | Thermostat Setpoint | C | Sun¦Hol | 2022-01-01 | 2022-12-31 | Hourly | 15.6 | 15.6 | 15.6 | 15.6 | 15.6 | 15.6 | 15.6 | 15.6 | 15.6 | 15.6 | 15.6 | 15.6 | 15.6 | 15.6 | 15.6 | 15.6 | 15.6 | 15.6 | 15.6 | 15.6 | 15.6 | 15.6 | 15.6 | 15.6 | WarehouseHtgSetptSun
WarehouseClgSetpt | Thermostat Setpoint | C | Default¦Wkdy¦WntrDsn¦SmrDsn | 2022-01-01 | 2022-12-31 | Hourly | 29.4 | 29.4 | 29.4 | 29.4 | 29.4 | 29.4 | 23.9 | 23.9 | 23.9 | 23.9 | 23.9 | 23.9 | 23.9 | 23.9 | 23.9 | 23.9 | 23.9 | 29.4 | 29.4 | 29.4 | 29.4 | 29.4 | 29.4 | 29.4 | WarehouseClgSetptWD
WarehouseClgSetpt | Thermostat Setpoint | C | Sat | 2022-01-01 | 2022-12-31 | Hourly | 29.4 | 29.4 | 29.4 | 29.4 | 29.4 | 29.4 | 29.4 | 23.9 | 23.9 | 23.9 | 23.9 | 23.9 | 23.9 | 23.9 | 23.9 | 23.9 | 29.4 | 29.4 | 29.4 | 29.4 | 29.4 | 29.4 | 29.4 | 29.4 | WarehouseClgSetptSat
WarehouseClgSetpt | Thermostat Setpoint | C | Sun¦Hol | 2022-01-01 | 2022-12-31 | Hourly | 29.4 | 29.4 | 29.4 | 29.4 | 29.4 | 29.4 | 29.4 | 29.4 | 29.4 | 29.4 | 29.4 | 29.4 | 29.4 | 29.4 | 29.4 | 29.4 | 29.4 | 29.4 | 29.4 | 29.4 | 29.4 | 29.4 | 29.4 | 29.4 | WarehouseClgSetptSun
WarehouseInfiltration | Infiltration |  | Default¦Wkdy¦WntrDsn¦SmrDsn | 2022-01-01 | 2022-12-31 | Hourly | 1 | 1 | 1 | 1 | 1 | 1 | 0.25 | 0.25 | 0.25 | 0.25 | 0.25 | 0.25 | 0.25 | 0.25 | 0.25 | 0.25 | 0.25 | 1 | 1 | 1 | 1 | 1 | 1 | 1 | WarehouseInfiltrationWD
WarehouseInfiltration | Infiltration |  | Sat | 2022-01-01 | 2022-12-31 | Hourly | 1 | 1 | 1 | 1 | 1 | 1 | 1 | 0.25 | 0.25 | 0.25 | 0.25 | 0.25 | 0.25 | 0.25 | 0.25 | 0.25 | 1 | 1 | 1 | 1 | 1 | 1 | 1 | 1 | WarehouseInfiltrationSat
WarehouseInfiltration | Infiltration |  | Sun¦Hol | 2022-01-01 | 2022-12-31 | Hourly | 1 | 1 | 1 | 1 | 1 | 1 | 1 | 1 | 1 | 1 | 1 | 1 | 1 | 1 | 1 | 1 | 1 | 1 | 1 | 1 | 1 | 1 | 1 | 1 | WarehouseInfiltrationSun
WarehouseEscalator | Escalator |  | Default¦Wkdy | 2022-01-01 | 2022-12-31 | Hourly | 0 | 0 | 0 | 0 | 0 | 0 | 1 | 1 | 1 | 1 | 1 | 1 | 1 | 1 | 1 | 1 | 1 | 0 | 0 | 0 | 0 | 0 | 0 | 0 | WarehouseEscalatorWD
WarehouseEscalator | Escalator |  | Sat | 2022-01-01 | 2022-12-31 | Hourly | 0 | 0 | 0 | 0 | 0 | 0 | 0 | 1 | 1 | 1 | 1 | 1 | 1 | 1 | 1 | 1 | 0 | 0 | 0 | 0 | 0 | 0 | 0 | 0 | WarehouseEscalatorSat
WarehouseEscalator | Escalator |  | Sun¦Hol | 2022-01-01 | 2022-12-31 | Hourly | 0 | 0 | 0 | 0 | 0 | 0 | 0 | 0 | 0 | 0 | 0 | 0 | 0 | 0 | 0 | 0 | 0 | 0 | 0 | 0 | 0 | 0 | 0 | 0 | WarehouseEscalatorSun
WarehouseEscalator | Escalator |  | WntrDsn | 2022-01-01 | 2022-12-31 | Hourly | 0 | 0 | 0 | 0 | 0 | 0 | 0 | 0 | 0 | 0 | 0 | 0 | 0 | 0 | 0 | 0 | 0 | 0 | 0 | 0 | 0 | 0 | 0 | 0 | OffDay
WarehouseEscalator | Escalator |  | SmrDsn | 2022-01-01 | 2022-12-31 | Hourly | 1 | 1 | 1 | 1 | 1 | 1 | 1 | 1 | 1 | 1 | 1 | 1 | 1 | 1 | 1 | 1 | 1 | 1 | 1 | 1 | 1 | 1 | 1 | 1 | OnDay
WarehouseWtrHtrSetpt | Thermostat Setpoint | C | Default¦Wkdy¦WntrDsn¦SmrDsn | 2022-01-01 | 2022-12-31 | Hourly | 57.2 | 57.2 | 57.2 | 57.2 | 57.2 | 57.2 | 57.2 | 57.2 | 57.2 | 57.2 | 57.2 | 57.2 | 57.2 | 57.2 | 57.2 | 57.2 | 57.2 | 57.2 | 57.2 | 57.2 | 57.2 | 57.2 | 57.2 | 57.2 | WarehouseWtrHtrSetptWD
WarehouseWtrHtrSetpt | Thermostat Setpoint | C | Sat | 2022-01-01 | 2022-12-31 | Hourly | 57.2 | 57.2 | 57.2 | 57.2 | 57.2 | 57.2 | 57.2 | 57.2 | 57.2 | 57.2 | 57.2 | 57.2 | 57.2 | 57.2 | 57.2 | 57.2 | 57.2 | 57.2 | 57.2 | 57.2 | 57.2 | 57.2 | 57.2 | 57.2 | WarehouseWtrHtrSetptSat
WarehouseWtrHtrSetpt | Thermostat Setpoint | C | Sun¦Hol | 2022-01-01 | 2022-12-31 | Hourly | 57.2 | 57.2 | 57.2 | 57.2 | 57.2 | 57.2 | 57.2 | 57.2 | 57.2 | 57.2 | 57.2 | 57.2 | 57.2 | 57.2 | 57.2 | 57.2 | 57.2 | 57.2 | 57.2 | 57.2 | 57.2 | 57.2 | 57.2 | 57.2 | WarehouseWtrHtrSetptSun
WarehouseGasEquip | Equipment |  | Default¦Wkdy | 2022-01-01 | 2022-12-31 | Hourly | 0 | 0 | 0 | 0 | 0 | 0 | 0 | 0.5 | 0.5 | 0.5 | 0.9 | 0.9 | 0.9 | 0.9 | 0.75 | 0.75 | 0.75 | 0.75 | 0 | 0 | 0 | 0 | 0 | 0 | WarehouseGasEquipWD
WarehouseGasEquip | Equipment |  | Sat | 2022-01-01 | 2022-12-31 | Hourly | 0 | 0 | 0 | 0 | 0 | 0 | 0 | 0 | 0.5 | 0.5 | 0.9 | 0.9 | 0.9 | 0.9 | 0.75 | 0.75 | 0.75 | 0 | 0 | 0 | 0 | 0 | 0 | 0 | WarehouseGasEquipSat
WarehouseGasEquip | Equipment |  | Sun¦Hol | 2022-01-01 | 2022-12-31 | Hourly | 0 | 0 | 0 | 0 | 0 | 0 | 0 | 0 | 0 | 0 | 0 | 0 | 0 | 0 | 0 | 0 | 0 | 0 | 0 | 0 | 0 | 0 | 0 | 0 | WarehouseGasEquipSun
WarehouseGasEquip | Equipment |  | WntrDsn | 2022-01-01 | 2022-12-31 | Hourly | 0 | 0 | 0 | 0 | 0 | 0 | 0 | 0 | 0 | 0 | 0 | 0 | 0 | 0 | 0 | 0 | 0 | 0 | 0 | 0 | 0 | 0 | 0 | 0 | OffDay
WarehouseGasEquip | Equipment |  | SmrDsn | 2022-01-01 | 2022-12-31 | Hourly | 1 | 1 | 1 | 1 | 1 | 1 | 1 | 1 | 1 | 1 | 1 | 1 | 1 | 1 | 1 | 1 | 1 | 1 | 1 | 1 | 1 | 1 | 1 | 1 | OnDay
WaterMainCZ01 | Water Mains Temperature | C | Default | 2022-01-01 | 2022-01-31 | Hourly | 9 | 9 | 9 | 9 | 9 | 9 | 9 | 9 | 9 | 9 | 9 | 9 | 9 | 9 | 9 | 9 | 9 | 9 | 9 | 9 | 9 | 9 | 9 | 9 | WaterMainCZ01Jan
WaterMainCZ01 | Water Mains Temperature | C | Default | 2022-02-01 | 2022-02-28 | Hourly | 9.3 | 9.3 | 9.3 | 9.3 | 9.3 | 9.3 | 9.3 | 9.3 | 9.3 | 9.3 | 9.3 | 9.3 | 9.3 | 9.3 | 9.3 | 9.3 | 9.3 | 9.3 | 9.3 | 9.3 | 9.3 | 9.3 | 9.3 | 9.3 | WaterMainCZ01Feb
WaterMainCZ01 | Water Mains Temperature | C | Default | 2022-03-01 | 2022-03-31 | Hourly | 8.8 | 8.8 | 8.8 | 8.8 | 8.8 | 8.8 | 8.8 | 8.8 | 8.8 | 8.8 | 8.8 | 8.8 | 8.8 | 8.8 | 8.8 | 8.8 | 8.8 | 8.8 | 8.8 | 8.8 | 8.8 | 8.8 | 8.8 | 8.8 | WaterMainCZ01Mar
WaterMainCZ01 | Water Mains Temperature | C | Default | 2022-04-01 | 2022-04-30 | Hourly | 9.2 | 9.2 | 9.2 | 9.2 | 9.2 | 9.2 | 9.2 | 9.2 | 9.2 | 9.2 | 9.2 | 9.2 | 9.2 | 9.2 | 9.2 | 9.2 | 9.2 | 9.2 | 9.2 | 9.2 | 9.2 | 9.2 | 9.2 | 9.2 | WaterMainCZ01Apr
WaterMainCZ01 | Water Mains Temperature | C | Default | 2022-05-01 | 2022-05-31 | Hourly | 8.9 | 8.9 | 8.9 | 8.9 | 8.9 | 8.9 | 8.9 | 8.9 | 8.9 | 8.9 | 8.9 | 8.9 | 8.9 | 8.9 | 8.9 | 8.9 | 8.9 | 8.9 | 8.9 | 8.9 | 8.9 | 8.9 | 8.9 | 8.9 | WaterMainCZ01May
WaterMainCZ01 | Water Mains Temperature | C | Default | 2022-06-01 | 2022-06-30 | Hourly | 9.9 | 9.9 | 9.9 | 9.9 | 9.9 | 9.9 | 9.9 | 9.9 | 9.9 | 9.9 | 9.9 | 9.9 | 9.9 | 9.9 | 9.9 | 9.9 | 9.9 | 9.9 | 9.9 | 9.9 | 9.9 | 9.9 | 9.9 | 9.9 | WaterMainCZ01Jun
WaterMainCZ01 | Water Mains Temperature | C | Default | 2022-07-01 | 2022-07-31 | Hourly | 10.4 | 10.4 | 10.4 | 10.4 | 10.4 | 10.4 | 10.4 | 10.4 | 10.4 | 10.4 | 10.4 | 10.4 | 10.4 | 10.4 | 10.4 | 10.4 | 10.4 | 10.4 | 10.4 | 10.4 | 10.4 | 10.4 | 10.4 | 10.4 | WaterMainCZ01Jul
WaterMainCZ01 | Water Mains Temperature | C | Default | 2022-08-01 | 2022-08-31 | Hourly | 10.8 | 10.8 | 10.8 | 10.8 | 10.8 | 10.8 | 10.8 | 10.8 | 10.8 | 10.8 | 10.8 | 10.8 | 10.8 | 10.8 | 10.8 | 10.8 | 10.8 | 10.8 | 10.8 | 10.8 | 10.8 | 10.8 | 10.8 | 10.8 | WaterMainCZ01Aug
WaterMainCZ01 | Water Mains Temperature | C | Default | 2022-09-01 | 2022-09-30 | Hourly | 10.8 | 10.8 | 10.8 | 10.8 | 10.8 | 10.8 | 10.8 | 10.8 | 10.8 | 10.8 | 10.8 | 10.8 | 10.8 | 10.8 | 10.8 | 10.8 | 10.8 | 10.8 | 10.8 | 10.8 | 10.8 | 10.8 | 10.8 | 10.8 | WaterMainCZ01Sep
WaterMainCZ01 | Water Mains Temperature | C | Default | 2022-10-01 | 2022-10-31 | Hourly | 10.4 | 10.4 | 10.4 | 10.4 | 10.4 | 10.4 | 10.4 | 10.4 | 10.4 | 10.4 | 10.4 | 10.4 | 10.4 | 10.4 | 10.4 | 10.4 | 10.4 | 10.4 | 10.4 | 10.4 | 10.4 | 10.4 | 10.4 | 10.4 | WaterMainCZ01Oct
WaterMainCZ01 | Water Mains Temperature | C | Default | 2022-11-01 | 2022-11-30 | Hourly | 9.9 | 9.9 | 9.9 | 9.9 | 9.9 | 9.9 | 9.9 | 9.9 | 9.9 | 9.9 | 9.9 | 9.9 | 9.9 | 9.9 | 9.9 | 9.9 | 9.9 | 9.9 | 9.9 | 9.9 | 9.9 | 9.9 | 9.9 | 9.9 | WaterMainCZ01Nov
WaterMainCZ01 | Water Mains Temperature | C | Default | 2022-12-01 | 2022-12-31 | Hourly | 9.2 | 9.2 | 9.2 | 9.2 | 9.2 | 9.2 | 9.2 | 9.2 | 9.2 | 9.2 | 9.2 | 9.2 | 9.2 | 9.2 | 9.2 | 9.2 | 9.2 | 9.2 | 9.2 | 9.2 | 9.2 | 9.2 | 9.2 | 9.2 | WaterMainCZ01Dec
WaterMainCZ02 | Water Mains Temperature | C | Default | 2022-01-01 | 2022-01-31 | Hourly | 10.5 | 10.5 | 10.5 | 10.5 | 10.5 | 10.5 | 10.5 | 10.5 | 10.5 | 10.5 | 10.5 | 10.5 | 10.5 | 10.5 | 10.5 | 10.5 | 10.5 | 10.5 | 10.5 | 10.5 | 10.5 | 10.5 | 10.5 | 10.5 | WaterMainCZ02Jan
WaterMainCZ02 | Water Mains Temperature | C | Default | 2022-02-01 | 2022-02-28 | Hourly | 10.4 | 10.4 | 10.4 | 10.4 | 10.4 | 10.4 | 10.4 | 10.4 | 10.4 | 10.4 | 10.4 | 10.4 | 10.4 | 10.4 | 10.4 | 10.4 | 10.4 | 10.4 | 10.4 | 10.4 | 10.4 | 10.4 | 10.4 | 10.4 | WaterMainCZ02Feb
WaterMainCZ02 | Water Mains Temperature | C | Default | 2022-03-01 | 2022-03-31 | Hourly | 10.8 | 10.8 | 10.8 | 10.8 | 10.8 | 10.8 | 10.8 | 10.8 | 10.8 | 10.8 | 10.8 | 10.8 | 10.8 | 10.8 | 10.8 | 10.8 | 10.8 | 10.8 | 10.8 | 10.8 | 10.8 | 10.8 | 10.8 | 10.8 | WaterMainCZ02Mar
WaterMainCZ02 | Water Mains Temperature | C | Default | 2022-04-01 | 2022-04-30 | Hourly | 11.6 | 11.6 | 11.6 | 11.6 | 11.6 | 11.6 | 11.6 | 11.6 | 11.6 | 11.6 | 11.6 | 11.6 | 11.6 | 11.6 | 11.6 | 11.6 | 11.6 | 11.6 | 11.6 | 11.6 | 11.6 | 11.6 | 11.6 | 11.6 | WaterMainCZ02Apr
WaterMainCZ02 | Water Mains Temperature | C | Default | 2022-05-01 | 2022-05-31 | Hourly | 11.5 | 11.5 | 11.5 | 11.5 | 11.5 | 11.5 | 11.5 | 11.5 | 11.5 | 11.5 | 11.5 | 11.5 | 11.5 | 11.5 | 11.5 | 11.5 | 11.5 | 11.5 | 11.5 | 11.5 | 11.5 | 11.5 | 11.5 | 11.5 | WaterMainCZ02May
WaterMainCZ02 | Water Mains Temperature | C | Default | 2022-06-01 | 2022-06-30 | Hourly | 12.8 | 12.8 | 12.8 | 12.8 | 12.8 | 12.8 | 12.8 | 12.8 | 12.8 | 12.8 | 12.8 | 12.8 | 12.8 | 12.8 | 12.8 | 12.8 | 12.8 | 12.8 | 12.8 | 12.8 | 12.8 | 12.8 | 12.8 | 12.8 | WaterMainCZ02Jun
WaterMainCZ02 | Water Mains Temperature | C | Default | 2022-07-01 | 2022-07-31 | Hourly | 14.2 | 14.2 | 14.2 | 14.2 | 14.2 | 14.2 | 14.2 | 14.2 | 14.2 | 14.2 | 14.2 | 14.2 | 14.2 | 14.2 | 14.2 | 14.2 | 14.2 | 14.2 | 14.2 | 14.2 | 14.2 | 14.2 | 14.2 | 14.2 | WaterMainCZ02Jul
WaterMainCZ02 | Water Mains Temperature | C | Default | 2022-08-01 | 2022-08-31 | Hourly | 13.9 | 13.9 | 13.9 | 13.9 | 13.9 | 13.9 | 13.9 | 13.9 | 13.9 | 13.9 | 13.9 | 13.9 | 13.9 | 13.9 | 13.9 | 13.9 | 13.9 | 13.9 | 13.9 | 13.9 | 13.9 | 13.9 | 13.9 | 13.9 | WaterMainCZ02Aug
WaterMainCZ02 | Water Mains Temperature | C | Default | 2022-09-01 | 2022-09-30 | Hourly | 14.1 | 14.1 | 14.1 | 14.1 | 14.1 | 14.1 | 14.1 | 14.1 | 14.1 | 14.1 | 14.1 | 14.1 | 14.1 | 14.1 | 14.1 | 14.1 | 14.1 | 14.1 | 14.1 | 14.1 | 14.1 | 14.1 | 14.1 | 14.1 | WaterMainCZ02Sep
WaterMainCZ02 | Water Mains Temperature | C | Default | 2022-10-01 | 2022-10-31 | Hourly | 13.7 | 13.7 | 13.7 | 13.7 | 13.7 | 13.7 | 13.7 | 13.7 | 13.7 | 13.7 | 13.7 | 13.7 | 13.7 | 13.7 | 13.7 | 13.7 | 13.7 | 13.7 | 13.7 | 13.7 | 13.7 | 13.7 | 13.7 | 13.7 | WaterMainCZ02Oct
WaterMainCZ02 | Water Mains Temperature | C | Default | 2022-11-01 | 2022-11-30 | Hourly | 12.7 | 12.7 | 12.7 | 12.7 | 12.7 | 12.7 | 12.7 | 12.7 | 12.7 | 12.7 | 12.7 | 12.7 | 12.7 | 12.7 | 12.7 | 12.7 | 12.7 | 12.7 | 12.7 | 12.7 | 12.7 | 12.7 | 12.7 | 12.7 | WaterMainCZ02Nov
WaterMainCZ02 | Water Mains Temperature | C | Default | 2022-12-01 | 2022-12-31 | Hourly | 11.1 | 11.1 | 11.1 | 11.1 | 11.1 | 11.1 | 11.1 | 11.1 | 11.1 | 11.1 | 11.1 | 11.1 | 11.1 | 11.1 | 11.1 | 11.1 | 11.1 | 11.1 | 11.1 | 11.1 | 11.1 | 11.1 | 11.1 | 11.1 | WaterMainCZ02Dec
WaterMainCZ03 | Water Mains Temperature | C | Default | 2022-01-01 | 2022-01-31 | Hourly | 11.3 | 11.3 | 11.3 | 11.3 | 11.3 | 11.3 | 11.3 | 11.3 | 11.3 | 11.3 | 11.3 | 11.3 | 11.3 | 11.3 | 11.3 | 11.3 | 11.3 | 11.3 | 11.3 | 11.3 | 11.3 | 11.3 | 11.3 | 11.3 | WaterMainCZ03Jan
WaterMainCZ03 | Water Mains Temperature | C | Default | 2022-02-01 | 2022-02-28 | Hourly | 11.2 | 11.2 | 11.2 | 11.2 | 11.2 | 11.2 | 11.2 | 11.2 | 11.2 | 11.2 | 11.2 | 11.2 | 11.2 | 11.2 | 11.2 | 11.2 | 11.2 | 11.2 | 11.2 | 11.2 | 11.2 | 11.2 | 11.2 | 11.2 | WaterMainCZ03Feb
WaterMainCZ03 | Water Mains Temperature | C | Default | 2022-03-01 | 2022-03-31 | Hourly | 11.7 | 11.7 | 11.7 | 11.7 | 11.7 | 11.7 | 11.7 | 11.7 | 11.7 | 11.7 | 11.7 | 11.7 | 11.7 | 11.7 | 11.7 | 11.7 | 11.7 | 11.7 | 11.7 | 11.7 | 11.7 | 11.7 | 11.7 | 11.7 | WaterMainCZ03Mar
WaterMainCZ03 | Water Mains Temperature | C | Default | 2022-04-01 | 2022-04-30 | Hourly | 12.1 | 12.1 | 12.1 | 12.1 | 12.1 | 12.1 | 12.1 | 12.1 | 12.1 | 12.1 | 12.1 | 12.1 | 12.1 | 12.1 | 12.1 | 12.1 | 12.1 | 12.1 | 12.1 | 12.1 | 12.1 | 12.1 | 12.1 | 12.1 | WaterMainCZ03Apr
WaterMainCZ03 | Water Mains Temperature | C | Default | 2022-05-01 | 2022-05-31 | Hourly | 11.9 | 11.9 | 11.9 | 11.9 | 11.9 | 11.9 | 11.9 | 11.9 | 11.9 | 11.9 | 11.9 | 11.9 | 11.9 | 11.9 | 11.9 | 11.9 | 11.9 | 11.9 | 11.9 | 11.9 | 11.9 | 11.9 | 11.9 | 11.9 | WaterMainCZ03May
WaterMainCZ03 | Water Mains Temperature | C | Default | 2022-06-01 | 2022-06-30 | Hourly | 13.1 | 13.1 | 13.1 | 13.1 | 13.1 | 13.1 | 13.1 | 13.1 | 13.1 | 13.1 | 13.1 | 13.1 | 13.1 | 13.1 | 13.1 | 13.1 | 13.1 | 13.1 | 13.1 | 13.1 | 13.1 | 13.1 | 13.1 | 13.1 | WaterMainCZ03Jun
WaterMainCZ03 | Water Mains Temperature | C | Default | 2022-07-01 | 2022-07-31 | Hourly | 13.3 | 13.3 | 13.3 | 13.3 | 13.3 | 13.3 | 13.3 | 13.3 | 13.3 | 13.3 | 13.3 | 13.3 | 13.3 | 13.3 | 13.3 | 13.3 | 13.3 | 13.3 | 13.3 | 13.3 | 13.3 | 13.3 | 13.3 | 13.3 | WaterMainCZ03Jul
WaterMainCZ03 | Water Mains Temperature | C | Default | 2022-08-01 | 2022-08-31 | Hourly | 13.7 | 13.7 | 13.7 | 13.7 | 13.7 | 13.7 | 13.7 | 13.7 | 13.7 | 13.7 | 13.7 | 13.7 | 13.7 | 13.7 | 13.7 | 13.7 | 13.7 | 13.7 | 13.7 | 13.7 | 13.7 | 13.7 | 13.7 | 13.7 | WaterMainCZ03Aug
WaterMainCZ03 | Water Mains Temperature | C | Default | 2022-09-01 | 2022-09-30 | Hourly | 13.7 | 13.7 | 13.7 | 13.7 | 13.7 | 13.7 | 13.7 | 13.7 | 13.7 | 13.7 | 13.7 | 13.7 | 13.7 | 13.7 | 13.7 | 13.7 | 13.7 | 13.7 | 13.7 | 13.7 | 13.7 | 13.7 | 13.7 | 13.7 | WaterMainCZ03Sep
WaterMainCZ03 | Water Mains Temperature | C | Default | 2022-10-01 | 2022-10-31 | Hourly | 13.9 | 13.9 | 13.9 | 13.9 | 13.9 | 13.9 | 13.9 | 13.9 | 13.9 | 13.9 | 13.9 | 13.9 | 13.9 | 13.9 | 13.9 | 13.9 | 13.9 | 13.9 | 13.9 | 13.9 | 13.9 | 13.9 | 13.9 | 13.9 | WaterMainCZ03Oct
WaterMainCZ03 | Water Mains Temperature | C | Default | 2022-11-01 | 2022-11-30 | Hourly | 13.1 | 13.1 | 13.1 | 13.1 | 13.1 | 13.1 | 13.1 | 13.1 | 13.1 | 13.1 | 13.1 | 13.1 | 13.1 | 13.1 | 13.1 | 13.1 | 13.1 | 13.1 | 13.1 | 13.1 | 13.1 | 13.1 | 13.1 | 13.1 | WaterMainCZ03Nov
WaterMainCZ03 | Water Mains Temperature | C | Default | 2022-12-01 | 2022-12-31 | Hourly | 11.9 | 11.9 | 11.9 | 11.9 | 11.9 | 11.9 | 11.9 | 11.9 | 11.9 | 11.9 | 11.9 | 11.9 | 11.9 | 11.9 | 11.9 | 11.9 | 11.9 | 11.9 | 11.9 | 11.9 | 11.9 | 11.9 | 11.9 | 11.9 | WaterMainCZ03Dec
WaterMainCZ04 | Water Mains Temperature | C | Default | 2022-01-01 | 2022-01-31 | Hourly | 11.5 | 11.5 | 11.5 | 11.5 | 11.5 | 11.5 | 11.5 | 11.5 | 11.5 | 11.5 | 11.5 | 11.5 | 11.5 | 11.5 | 11.5 | 11.5 | 11.5 | 11.5 | 11.5 | 11.5 | 11.5 | 11.5 | 11.5 | 11.5 | WaterMainCZ04Jan
WaterMainCZ04 | Water Mains Temperature | C | Default | 2022-02-01 | 2022-02-28 | Hourly | 11.6 | 11.6 | 11.6 | 11.6 | 11.6 | 11.6 | 11.6 | 11.6 | 11.6 | 11.6 | 11.6 | 11.6 | 11.6 | 11.6 | 11.6 | 11.6 | 11.6 | 11.6 | 11.6 | 11.6 | 11.6 | 11.6 | 11.6 | 11.6 | WaterMainCZ04Feb
WaterMainCZ04 | Water Mains Temperature | C | Default | 2022-03-01 | 2022-03-31 | Hourly | 11.9 | 11.9 | 11.9 | 11.9 | 11.9 | 11.9 | 11.9 | 11.9 | 11.9 | 11.9 | 11.9 | 11.9 | 11.9 | 11.9 | 11.9 | 11.9 | 11.9 | 11.9 | 11.9 | 11.9 | 11.9 | 11.9 | 11.9 | 11.9 | WaterMainCZ04Mar
WaterMainCZ04 | Water Mains Temperature | C | Default | 2022-04-01 | 2022-04-30 | Hourly | 12.6 | 12.6 | 12.6 | 12.6 | 12.6 | 12.6 | 12.6 | 12.6 | 12.6 | 12.6 | 12.6 | 12.6 | 12.6 | 12.6 | 12.6 | 12.6 | 12.6 | 12.6 | 12.6 | 12.6 | 12.6 | 12.6 | 12.6 | 12.6 | WaterMainCZ04Apr
WaterMainCZ04 | Water Mains Temperature | C | Default | 2022-05-01 | 2022-05-31 | Hourly | 12.5 | 12.5 | 12.5 | 12.5 | 12.5 | 12.5 | 12.5 | 12.5 | 12.5 | 12.5 | 12.5 | 12.5 | 12.5 | 12.5 | 12.5 | 12.5 | 12.5 | 12.5 | 12.5 | 12.5 | 12.5 | 12.5 | 12.5 | 12.5 | WaterMainCZ04May
WaterMainCZ04 | Water Mains Temperature | C | Default | 2022-06-01 | 2022-06-30 | Hourly | 14.3 | 14.3 | 14.3 | 14.3 | 14.3 | 14.3 | 14.3 | 14.3 | 14.3 | 14.3 | 14.3 | 14.3 | 14.3 | 14.3 | 14.3 | 14.3 | 14.3 | 14.3 | 14.3 | 14.3 | 14.3 | 14.3 | 14.3 | 14.3 | WaterMainCZ04Jun
WaterMainCZ04 | Water Mains Temperature | C | Default | 2022-07-01 | 2022-07-31 | Hourly | 14.7 | 14.7 | 14.7 | 14.7 | 14.7 | 14.7 | 14.7 | 14.7 | 14.7 | 14.7 | 14.7 | 14.7 | 14.7 | 14.7 | 14.7 | 14.7 | 14.7 | 14.7 | 14.7 | 14.7 | 14.7 | 14.7 | 14.7 | 14.7 | WaterMainCZ04Jul
WaterMainCZ04 | Water Mains Temperature | C | Default | 2022-08-01 | 2022-08-31 | Hourly | 15.2 | 15.2 | 15.2 | 15.2 | 15.2 | 15.2 | 15.2 | 15.2 | 15.2 | 15.2 | 15.2 | 15.2 | 15.2 | 15.2 | 15.2 | 15.2 | 15.2 | 15.2 | 15.2 | 15.2 | 15.2 | 15.2 | 15.2 | 15.2 | WaterMainCZ04Aug
WaterMainCZ04 | Water Mains Temperature | C | Default | 2022-09-01 | 2022-09-30 | Hourly | 15.2 | 15.2 | 15.2 | 15.2 | 15.2 | 15.2 | 15.2 | 15.2 | 15.2 | 15.2 | 15.2 | 15.2 | 15.2 | 15.2 | 15.2 | 15.2 | 15.2 | 15.2 | 15.2 | 15.2 | 15.2 | 15.2 | 15.2 | 15.2 | WaterMainCZ04Sep
WaterMainCZ04 | Water Mains Temperature | C | Default | 2022-10-01 | 2022-10-31 | Hourly | 15.5 | 15.5 | 15.5 | 15.5 | 15.5 | 15.5 | 15.5 | 15.5 | 15.5 | 15.5 | 15.5 | 15.5 | 15.5 | 15.5 | 15.5 | 15.5 | 15.5 | 15.5 | 15.5 | 15.5 | 15.5 | 15.5 | 15.5 | 15.5 | WaterMainCZ04Oct
WaterMainCZ04 | Water Mains Temperature | C | Default | 2022-11-01 | 2022-11-30 | Hourly | 13.9 | 13.9 | 13.9 | 13.9 | 13.9 | 13.9 | 13.9 | 13.9 | 13.9 | 13.9 | 13.9 | 13.9 | 13.9 | 13.9 | 13.9 | 13.9 | 13.9 | 13.9 | 13.9 | 13.9 | 13.9 | 13.9 | 13.9 | 13.9 | WaterMainCZ04Nov
WaterMainCZ04 | Water Mains Temperature | C | Default | 2022-12-01 | 2022-12-31 | Hourly | 12.1 | 12.1 | 12.1 | 12.1 | 12.1 | 12.1 | 12.1 | 12.1 | 12.1 | 12.1 | 12.1 | 12.1 | 12.1 | 12.1 | 12.1 | 12.1 | 12.1 | 12.1 | 12.1 | 12.1 | 12.1 | 12.1 | 12.1 | 12.1 | WaterMainCZ04Dec
WaterMainCZ05 | Water Mains Temperature | C | Default | 2022-01-01 | 2022-01-31 | Hourly | 11.2 | 11.2 | 11.2 | 11.2 | 11.2 | 11.2 | 11.2 | 11.2 | 11.2 | 11.2 | 11.2 | 11.2 | 11.2 | 11.2 | 11.2 | 11.2 | 11.2 | 11.2 | 11.2 | 11.2 | 11.2 | 11.2 | 11.2 | 11.2 | WaterMainCZ05Jan
WaterMainCZ05 | Water Mains Temperature | C | Default | 2022-02-01 | 2022-02-28 | Hourly | 10.9 | 10.9 | 10.9 | 10.9 | 10.9 | 10.9 | 10.9 | 10.9 | 10.9 | 10.9 | 10.9 | 10.9 | 10.9 | 10.9 | 10.9 | 10.9 | 10.9 | 10.9 | 10.9 | 10.9 | 10.9 | 10.9 | 10.9 | 10.9 | WaterMainCZ05Feb
WaterMainCZ05 | Water Mains Temperature | C | Default | 2022-03-01 | 2022-03-31 | Hourly | 11.4 | 11.4 | 11.4 | 11.4 | 11.4 | 11.4 | 11.4 | 11.4 | 11.4 | 11.4 | 11.4 | 11.4 | 11.4 | 11.4 | 11.4 | 11.4 | 11.4 | 11.4 | 11.4 | 11.4 | 11.4 | 11.4 | 11.4 | 11.4 | WaterMainCZ05Mar
WaterMainCZ05 | Water Mains Temperature | C | Default | 2022-04-01 | 2022-04-30 | Hourly | 11.6 | 11.6 | 11.6 | 11.6 | 11.6 | 11.6 | 11.6 | 11.6 | 11.6 | 11.6 | 11.6 | 11.6 | 11.6 | 11.6 | 11.6 | 11.6 | 11.6 | 11.6 | 11.6 | 11.6 | 11.6 | 11.6 | 11.6 | 11.6 | WaterMainCZ05Apr
WaterMainCZ05 | Water Mains Temperature | C | Default | 2022-05-01 | 2022-05-31 | Hourly | 11.4 | 11.4 | 11.4 | 11.4 | 11.4 | 11.4 | 11.4 | 11.4 | 11.4 | 11.4 | 11.4 | 11.4 | 11.4 | 11.4 | 11.4 | 11.4 | 11.4 | 11.4 | 11.4 | 11.4 | 11.4 | 11.4 | 11.4 | 11.4 | WaterMainCZ05May
WaterMainCZ05 | Water Mains Temperature | C | Default | 2022-06-01 | 2022-06-30 | Hourly | 12.5 | 12.5 | 12.5 | 12.5 | 12.5 | 12.5 | 12.5 | 12.5 | 12.5 | 12.5 | 12.5 | 12.5 | 12.5 | 12.5 | 12.5 | 12.5 | 12.5 | 12.5 | 12.5 | 12.5 | 12.5 | 12.5 | 12.5 | 12.5 | WaterMainCZ05Jun
WaterMainCZ05 | Water Mains Temperature | C | Default | 2022-07-01 | 2022-07-31 | Hourly | 12.7 | 12.7 | 12.7 | 12.7 | 12.7 | 12.7 | 12.7 | 12.7 | 12.7 | 12.7 | 12.7 | 12.7 | 12.7 | 12.7 | 12.7 | 12.7 | 12.7 | 12.7 | 12.7 | 12.7 | 12.7 | 12.7 | 12.7 | 12.7 | WaterMainCZ05Jul
WaterMainCZ05 | Water Mains Temperature | C | Default | 2022-08-01 | 2022-08-31 | Hourly | 13.2 | 13.2 | 13.2 | 13.2 | 13.2 | 13.2 | 13.2 | 13.2 | 13.2 | 13.2 | 13.2 | 13.2 | 13.2 | 13.2 | 13.2 | 13.2 | 13.2 | 13.2 | 13.2 | 13.2 | 13.2 | 13.2 | 13.2 | 13.2 | WaterMainCZ05Aug
WaterMainCZ05 | Water Mains Temperature | C | Default | 2022-09-01 | 2022-09-30 | Hourly | 12.9 | 12.9 | 12.9 | 12.9 | 12.9 | 12.9 | 12.9 | 12.9 | 12.9 | 12.9 | 12.9 | 12.9 | 12.9 | 12.9 | 12.9 | 12.9 | 12.9 | 12.9 | 12.9 | 12.9 | 12.9 | 12.9 | 12.9 | 12.9 | WaterMainCZ05Sep
WaterMainCZ05 | Water Mains Temperature | C | Default | 2022-10-01 | 2022-10-31 | Hourly | 13 | 13 | 13 | 13 | 13 | 13 | 13 | 13 | 13 | 13 | 13 | 13 | 13 | 13 | 13 | 13 | 13 | 13 | 13 | 13 | 13 | 13 | 13 | 13 | WaterMainCZ05Oct
WaterMainCZ05 | Water Mains Temperature | C | Default | 2022-11-01 | 2022-11-30 | Hourly | 12.7 | 12.7 | 12.7 | 12.7 | 12.7 | 12.7 | 12.7 | 12.7 | 12.7 | 12.7 | 12.7 | 12.7 | 12.7 | 12.7 | 12.7 | 12.7 | 12.7 | 12.7 | 12.7 | 12.7 | 12.7 | 12.7 | 12.7 | 12.7 | WaterMainCZ05Nov
WaterMainCZ05 | Water Mains Temperature | C | Default | 2022-12-01 | 2022-12-31 | Hourly | 11.5 | 11.5 | 11.5 | 11.5 | 11.5 | 11.5 | 11.5 | 11.5 | 11.5 | 11.5 | 11.5 | 11.5 | 11.5 | 11.5 | 11.5 | 11.5 | 11.5 | 11.5 | 11.5 | 11.5 | 11.5 | 11.5 | 11.5 | 11.5 | WaterMainCZ05Dec
WaterMainCZ06 | Water Mains Temperature | C | Default | 2022-01-01 | 2022-01-31 | Hourly | 13.8 | 13.8 | 13.8 | 13.8 | 13.8 | 13.8 | 13.8 | 13.8 | 13.8 | 13.8 | 13.8 | 13.8 | 13.8 | 13.8 | 13.8 | 13.8 | 13.8 | 13.8 | 13.8 | 13.8 | 13.8 | 13.8 | 13.8 | 13.8 | WaterMainCZ06Jan
WaterMainCZ06 | Water Mains Temperature | C | Default | 2022-02-01 | 2022-02-28 | Hourly | 13.8 | 13.8 | 13.8 | 13.8 | 13.8 | 13.8 | 13.8 | 13.8 | 13.8 | 13.8 | 13.8 | 13.8 | 13.8 | 13.8 | 13.8 | 13.8 | 13.8 | 13.8 | 13.8 | 13.8 | 13.8 | 13.8 | 13.8 | 13.8 | WaterMainCZ06Feb
WaterMainCZ06 | Water Mains Temperature | C | Default | 2022-03-01 | 2022-03-31 | Hourly | 14.2 | 14.2 | 14.2 | 14.2 | 14.2 | 14.2 | 14.2 | 14.2 | 14.2 | 14.2 | 14.2 | 14.2 | 14.2 | 14.2 | 14.2 | 14.2 | 14.2 | 14.2 | 14.2 | 14.2 | 14.2 | 14.2 | 14.2 | 14.2 | WaterMainCZ06Mar
WaterMainCZ06 | Water Mains Temperature | C | Default | 2022-04-01 | 2022-04-30 | Hourly | 14.2 | 14.2 | 14.2 | 14.2 | 14.2 | 14.2 | 14.2 | 14.2 | 14.2 | 14.2 | 14.2 | 14.2 | 14.2 | 14.2 | 14.2 | 14.2 | 14.2 | 14.2 | 14.2 | 14.2 | 14.2 | 14.2 | 14.2 | 14.2 | WaterMainCZ06Apr
WaterMainCZ06 | Water Mains Temperature | C | Default | 2022-05-01 | 2022-05-31 | Hourly | 14.2 | 14.2 | 14.2 | 14.2 | 14.2 | 14.2 | 14.2 | 14.2 | 14.2 | 14.2 | 14.2 | 14.2 | 14.2 | 14.2 | 14.2 | 14.2 | 14.2 | 14.2 | 14.2 | 14.2 | 14.2 | 14.2 | 14.2 | 14.2 | WaterMainCZ06May
WaterMainCZ06 | Water Mains Temperature | C | Default | 2022-06-01 | 2022-06-30 | Hourly | 15.3 | 15.3 | 15.3 | 15.3 | 15.3 | 15.3 | 15.3 | 15.3 | 15.3 | 15.3 | 15.3 | 15.3 | 15.3 | 15.3 | 15.3 | 15.3 | 15.3 | 15.3 | 15.3 | 15.3 | 15.3 | 15.3 | 15.3 | 15.3 | WaterMainCZ06Jun
WaterMainCZ06 | Water Mains Temperature | C | Default | 2022-07-01 | 2022-07-31 | Hourly | 16.2 | 16.2 | 16.2 | 16.2 | 16.2 | 16.2 | 16.2 | 16.2 | 16.2 | 16.2 | 16.2 | 16.2 | 16.2 | 16.2 | 16.2 | 16.2 | 16.2 | 16.2 | 16.2 | 16.2 | 16.2 | 16.2 | 16.2 | 16.2 | WaterMainCZ06Jul
WaterMainCZ06 | Water Mains Temperature | C | Default | 2022-08-01 | 2022-08-31 | Hourly | 16.7 | 16.7 | 16.7 | 16.7 | 16.7 | 16.7 | 16.7 | 16.7 | 16.7 | 16.7 | 16.7 | 16.7 | 16.7 | 16.7 | 16.7 | 16.7 | 16.7 | 16.7 | 16.7 | 16.7 | 16.7 | 16.7 | 16.7 | 16.7 | WaterMainCZ06Aug
WaterMainCZ06 | Water Mains Temperature | C | Default | 2022-09-01 | 2022-09-30 | Hourly | 16.4 | 16.4 | 16.4 | 16.4 | 16.4 | 16.4 | 16.4 | 16.4 | 16.4 | 16.4 | 16.4 | 16.4 | 16.4 | 16.4 | 16.4 | 16.4 | 16.4 | 16.4 | 16.4 | 16.4 | 16.4 | 16.4 | 16.4 | 16.4 | WaterMainCZ06Sep
WaterMainCZ06 | Water Mains Temperature | C | Default | 2022-10-01 | 2022-10-31 | Hourly | 16.6 | 16.6 | 16.6 | 16.6 | 16.6 | 16.6 | 16.6 | 16.6 | 16.6 | 16.6 | 16.6 | 16.6 | 16.6 | 16.6 | 16.6 | 16.6 | 16.6 | 16.6 | 16.6 | 16.6 | 16.6 | 16.6 | 16.6 | 16.6 | WaterMainCZ06Oct
WaterMainCZ06 | Water Mains Temperature | C | Default | 2022-11-01 | 2022-11-30 | Hourly | 15.7 | 15.7 | 15.7 | 15.7 | 15.7 | 15.7 | 15.7 | 15.7 | 15.7 | 15.7 | 15.7 | 15.7 | 15.7 | 15.7 | 15.7 | 15.7 | 15.7 | 15.7 | 15.7 | 15.7 | 15.7 | 15.7 | 15.7 | 15.7 | WaterMainCZ06Nov
WaterMainCZ06 | Water Mains Temperature | C | Default | 2022-12-01 | 2022-12-31 | Hourly | 14.2 | 14.2 | 14.2 | 14.2 | 14.2 | 14.2 | 14.2 | 14.2 | 14.2 | 14.2 | 14.2 | 14.2 | 14.2 | 14.2 | 14.2 | 14.2 | 14.2 | 14.2 | 14.2 | 14.2 | 14.2 | 14.2 | 14.2 | 14.2 | WaterMainCZ06Dec
WaterMainCZ07 | Water Mains Temperature | C | Default | 2022-01-01 | 2022-01-31 | Hourly | 14.9 | 14.9 | 14.9 | 14.9 | 14.9 | 14.9 | 14.9 | 14.9 | 14.9 | 14.9 | 14.9 | 14.9 | 14.9 | 14.9 | 14.9 | 14.9 | 14.9 | 14.9 | 14.9 | 14.9 | 14.9 | 14.9 | 14.9 | 14.9 | WaterMainCZ07Jan
WaterMainCZ07 | Water Mains Temperature | C | Default | 2022-02-01 | 2022-02-28 | Hourly | 14.7 | 14.7 | 14.7 | 14.7 | 14.7 | 14.7 | 14.7 | 14.7 | 14.7 | 14.7 | 14.7 | 14.7 | 14.7 | 14.7 | 14.7 | 14.7 | 14.7 | 14.7 | 14.7 | 14.7 | 14.7 | 14.7 | 14.7 | 14.7 | WaterMainCZ07Feb
WaterMainCZ07 | Water Mains Temperature | C | Default | 2022-03-01 | 2022-03-31 | Hourly | 15.2 | 15.2 | 15.2 | 15.2 | 15.2 | 15.2 | 15.2 | 15.2 | 15.2 | 15.2 | 15.2 | 15.2 | 15.2 | 15.2 | 15.2 | 15.2 | 15.2 | 15.2 | 15.2 | 15.2 | 15.2 | 15.2 | 15.2 | 15.2 | WaterMainCZ07Mar
WaterMainCZ07 | Water Mains Temperature | C | Default | 2022-04-01 | 2022-04-30 | Hourly | 14.9 | 14.9 | 14.9 | 14.9 | 14.9 | 14.9 | 14.9 | 14.9 | 14.9 | 14.9 | 14.9 | 14.9 | 14.9 | 14.9 | 14.9 | 14.9 | 14.9 | 14.9 | 14.9 | 14.9 | 14.9 | 14.9 | 14.9 | 14.9 | WaterMainCZ07Apr
WaterMainCZ07 | Water Mains Temperature | C | Default | 2022-05-01 | 2022-05-31 | Hourly | 15 | 15 | 15 | 15 | 15 | 15 | 15 | 15 | 15 | 15 | 15 | 15 | 15 | 15 | 15 | 15 | 15 | 15 | 15 | 15 | 15 | 15 | 15 | 15 | WaterMainCZ07May
WaterMainCZ07 | Water Mains Temperature | C | Default | 2022-06-01 | 2022-06-30 | Hourly | 15.7 | 15.7 | 15.7 | 15.7 | 15.7 | 15.7 | 15.7 | 15.7 | 15.7 | 15.7 | 15.7 | 15.7 | 15.7 | 15.7 | 15.7 | 15.7 | 15.7 | 15.7 | 15.7 | 15.7 | 15.7 | 15.7 | 15.7 | 15.7 | WaterMainCZ07Jun
WaterMainCZ07 | Water Mains Temperature | C | Default | 2022-07-01 | 2022-07-31 | Hourly | 16.1 | 16.1 | 16.1 | 16.1 | 16.1 | 16.1 | 16.1 | 16.1 | 16.1 | 16.1 | 16.1 | 16.1 | 16.1 | 16.1 | 16.1 | 16.1 | 16.1 | 16.1 | 16.1 | 16.1 | 16.1 | 16.1 | 16.1 | 16.1 | WaterMainCZ07Jul
WaterMainCZ07 | Water Mains Temperature | C | Default | 2022-08-01 | 2022-08-31 | Hourly | 16.7 | 16.7 | 16.7 | 16.7 | 16.7 | 16.7 | 16.7 | 16.7 | 16.7 | 16.7 | 16.7 | 16.7 | 16.7 | 16.7 | 16.7 | 16.7 | 16.7 | 16.7 | 16.7 | 16.7 | 16.7 | 16.7 | 16.7 | 16.7 | WaterMainCZ07Aug
WaterMainCZ07 | Water Mains Temperature | C | Default | 2022-09-01 | 2022-09-30 | Hourly | 17 | 17 | 17 | 17 | 17 | 17 | 17 | 17 | 17 | 17 | 17 | 17 | 17 | 17 | 17 | 17 | 17 | 17 | 17 | 17 | 17 | 17 | 17 | 17 | WaterMainCZ07Sep
WaterMainCZ07 | Water Mains Temperature | C | Default | 2022-10-01 | 2022-10-31 | Hourly | 17.1 | 17.1 | 17.1 | 17.1 | 17.1 | 17.1 | 17.1 | 17.1 | 17.1 | 17.1 | 17.1 | 17.1 | 17.1 | 17.1 | 17.1 | 17.1 | 17.1 | 17.1 | 17.1 | 17.1 | 17.1 | 17.1 | 17.1 | 17.1 | WaterMainCZ07Oct
WaterMainCZ07 | Water Mains Temperature | C | Default | 2022-11-01 | 2022-11-30 | Hourly | 16.4 | 16.4 | 16.4 | 16.4 | 16.4 | 16.4 | 16.4 | 16.4 | 16.4 | 16.4 | 16.4 | 16.4 | 16.4 | 16.4 | 16.4 | 16.4 | 16.4 | 16.4 | 16.4 | 16.4 | 16.4 | 16.4 | 16.4 | 16.4 | WaterMainCZ07Nov
WaterMainCZ07 | Water Mains Temperature | C | Default | 2022-12-01 | 2022-12-31 | Hourly | 15.4 | 15.4 | 15.4 | 15.4 | 15.4 | 15.4 | 15.4 | 15.4 | 15.4 | 15.4 | 15.4 | 15.4 | 15.4 | 15.4 | 15.4 | 15.4 | 15.4 | 15.4 | 15.4 | 15.4 | 15.4 | 15.4 | 15.4 | 15.4 | WaterMainCZ07Dec
WaterMainCZ08 | Water Mains Temperature | C | Default | 2022-01-01 | 2022-01-31 | Hourly | 14.7 | 14.7 | 14.7 | 14.7 | 14.7 | 14.7 | 14.7 | 14.7 | 14.7 | 14.7 | 14.7 | 14.7 | 14.7 | 14.7 | 14.7 | 14.7 | 14.7 | 14.7 | 14.7 | 14.7 | 14.7 | 14.7 | 14.7 | 14.7 | WaterMainCZ08Jan
WaterMainCZ08 | Water Mains Temperature | C | Default | 2022-02-01 | 2022-02-28 | Hourly | 14.8 | 14.8 | 14.8 | 14.8 | 14.8 | 14.8 | 14.8 | 14.8 | 14.8 | 14.8 | 14.8 | 14.8 | 14.8 | 14.8 | 14.8 | 14.8 | 14.8 | 14.8 | 14.8 | 14.8 | 14.8 | 14.8 | 14.8 | 14.8 | WaterMainCZ08Feb
WaterMainCZ08 | Water Mains Temperature | C | Default | 2022-03-01 | 2022-03-31 | Hourly | 15.1 | 15.1 | 15.1 | 15.1 | 15.1 | 15.1 | 15.1 | 15.1 | 15.1 | 15.1 | 15.1 | 15.1 | 15.1 | 15.1 | 15.1 | 15.1 | 15.1 | 15.1 | 15.1 | 15.1 | 15.1 | 15.1 | 15.1 | 15.1 | WaterMainCZ08Mar
WaterMainCZ08 | Water Mains Temperature | C | Default | 2022-04-01 | 2022-04-30 | Hourly | 15.2 | 15.2 | 15.2 | 15.2 | 15.2 | 15.2 | 15.2 | 15.2 | 15.2 | 15.2 | 15.2 | 15.2 | 15.2 | 15.2 | 15.2 | 15.2 | 15.2 | 15.2 | 15.2 | 15.2 | 15.2 | 15.2 | 15.2 | 15.2 | WaterMainCZ08Apr
WaterMainCZ08 | Water Mains Temperature | C | Default | 2022-05-01 | 2022-05-31 | Hourly | 15.3 | 15.3 | 15.3 | 15.3 | 15.3 | 15.3 | 15.3 | 15.3 | 15.3 | 15.3 | 15.3 | 15.3 | 15.3 | 15.3 | 15.3 | 15.3 | 15.3 | 15.3 | 15.3 | 15.3 | 15.3 | 15.3 | 15.3 | 15.3 | WaterMainCZ08May
WaterMainCZ08 | Water Mains Temperature | C | Default | 2022-06-01 | 2022-06-30 | Hourly | 16.3 | 16.3 | 16.3 | 16.3 | 16.3 | 16.3 | 16.3 | 16.3 | 16.3 | 16.3 | 16.3 | 16.3 | 16.3 | 16.3 | 16.3 | 16.3 | 16.3 | 16.3 | 16.3 | 16.3 | 16.3 | 16.3 | 16.3 | 16.3 | WaterMainCZ08Jun
WaterMainCZ08 | Water Mains Temperature | C | Default | 2022-07-01 | 2022-07-31 | Hourly | 17 | 17 | 17 | 17 | 17 | 17 | 17 | 17 | 17 | 17 | 17 | 17 | 17 | 17 | 17 | 17 | 17 | 17 | 17 | 17 | 17 | 17 | 17 | 17 | WaterMainCZ08Jul
WaterMainCZ08 | Water Mains Temperature | C | Default | 2022-08-01 | 2022-08-31 | Hourly | 17.6 | 17.6 | 17.6 | 17.6 | 17.6 | 17.6 | 17.6 | 17.6 | 17.6 | 17.6 | 17.6 | 17.6 | 17.6 | 17.6 | 17.6 | 17.6 | 17.6 | 17.6 | 17.6 | 17.6 | 17.6 | 17.6 | 17.6 | 17.6 | WaterMainCZ08Aug
WaterMainCZ08 | Water Mains Temperature | C | Default | 2022-09-01 | 2022-09-30 | Hourly | 17.8 | 17.8 | 17.8 | 17.8 | 17.8 | 17.8 | 17.8 | 17.8 | 17.8 | 17.8 | 17.8 | 17.8 | 17.8 | 17.8 | 17.8 | 17.8 | 17.8 | 17.8 | 17.8 | 17.8 | 17.8 | 17.8 | 17.8 | 17.8 | WaterMainCZ08Sep
WaterMainCZ08 | Water Mains Temperature | C | Default | 2022-10-01 | 2022-10-31 | Hourly | 17.8 | 17.8 | 17.8 | 17.8 | 17.8 | 17.8 | 17.8 | 17.8 | 17.8 | 17.8 | 17.8 | 17.8 | 17.8 | 17.8 | 17.8 | 17.8 | 17.8 | 17.8 | 17.8 | 17.8 | 17.8 | 17.8 | 17.8 | 17.8 | WaterMainCZ08Oct
WaterMainCZ08 | Water Mains Temperature | C | Default | 2022-11-01 | 2022-11-30 | Hourly | 16.6 | 16.6 | 16.6 | 16.6 | 16.6 | 16.6 | 16.6 | 16.6 | 16.6 | 16.6 | 16.6 | 16.6 | 16.6 | 16.6 | 16.6 | 16.6 | 16.6 | 16.6 | 16.6 | 16.6 | 16.6 | 16.6 | 16.6 | 16.6 | WaterMainCZ08Nov
WaterMainCZ08 | Water Mains Temperature | C | Default | 2022-12-01 | 2022-12-31 | Hourly | 15.1 | 15.1 | 15.1 | 15.1 | 15.1 | 15.1 | 15.1 | 15.1 | 15.1 | 15.1 | 15.1 | 15.1 | 15.1 | 15.1 | 15.1 | 15.1 | 15.1 | 15.1 | 15.1 | 15.1 | 15.1 | 15.1 | 15.1 | 15.1 | WaterMainCZ08Dec
WaterMainCZ09 | Water Mains Temperature | C | Default | 2022-01-01 | 2022-01-31 | Hourly | 14.3 | 14.3 | 14.3 | 14.3 | 14.3 | 14.3 | 14.3 | 14.3 | 14.3 | 14.3 | 14.3 | 14.3 | 14.3 | 14.3 | 14.3 | 14.3 | 14.3 | 14.3 | 14.3 | 14.3 | 14.3 | 14.3 | 14.3 | 14.3 | WaterMainCZ09Jan
WaterMainCZ09 | Water Mains Temperature | C | Default | 2022-02-01 | 2022-02-28 | Hourly | 14.2 | 14.2 | 14.2 | 14.2 | 14.2 | 14.2 | 14.2 | 14.2 | 14.2 | 14.2 | 14.2 | 14.2 | 14.2 | 14.2 | 14.2 | 14.2 | 14.2 | 14.2 | 14.2 | 14.2 | 14.2 | 14.2 | 14.2 | 14.2 | WaterMainCZ09Feb
WaterMainCZ09 | Water Mains Temperature | C | Default | 2022-03-01 | 2022-03-31 | Hourly | 14.4 | 14.4 | 14.4 | 14.4 | 14.4 | 14.4 | 14.4 | 14.4 | 14.4 | 14.4 | 14.4 | 14.4 | 14.4 | 14.4 | 14.4 | 14.4 | 14.4 | 14.4 | 14.4 | 14.4 | 14.4 | 14.4 | 14.4 | 14.4 | WaterMainCZ09Mar
WaterMainCZ09 | Water Mains Temperature | C | Default | 2022-04-01 | 2022-04-30 | Hourly | 14.8 | 14.8 | 14.8 | 14.8 | 14.8 | 14.8 | 14.8 | 14.8 | 14.8 | 14.8 | 14.8 | 14.8 | 14.8 | 14.8 | 14.8 | 14.8 | 14.8 | 14.8 | 14.8 | 14.8 | 14.8 | 14.8 | 14.8 | 14.8 | WaterMainCZ09Apr
WaterMainCZ09 | Water Mains Temperature | C | Default | 2022-05-01 | 2022-05-31 | Hourly | 14.9 | 14.9 | 14.9 | 14.9 | 14.9 | 14.9 | 14.9 | 14.9 | 14.9 | 14.9 | 14.9 | 14.9 | 14.9 | 14.9 | 14.9 | 14.9 | 14.9 | 14.9 | 14.9 | 14.9 | 14.9 | 14.9 | 14.9 | 14.9 | WaterMainCZ09May
WaterMainCZ09 | Water Mains Temperature | C | Default | 2022-06-01 | 2022-06-30 | Hourly | 16.2 | 16.2 | 16.2 | 16.2 | 16.2 | 16.2 | 16.2 | 16.2 | 16.2 | 16.2 | 16.2 | 16.2 | 16.2 | 16.2 | 16.2 | 16.2 | 16.2 | 16.2 | 16.2 | 16.2 | 16.2 | 16.2 | 16.2 | 16.2 | WaterMainCZ09Jun
WaterMainCZ09 | Water Mains Temperature | C | Default | 2022-07-01 | 2022-07-31 | Hourly | 16.9 | 16.9 | 16.9 | 16.9 | 16.9 | 16.9 | 16.9 | 16.9 | 16.9 | 16.9 | 16.9 | 16.9 | 16.9 | 16.9 | 16.9 | 16.9 | 16.9 | 16.9 | 16.9 | 16.9 | 16.9 | 16.9 | 16.9 | 16.9 | WaterMainCZ09Jul
WaterMainCZ09 | Water Mains Temperature | C | Default | 2022-08-01 | 2022-08-31 | Hourly | 17.7 | 17.7 | 17.7 | 17.7 | 17.7 | 17.7 | 17.7 | 17.7 | 17.7 | 17.7 | 17.7 | 17.7 | 17.7 | 17.7 | 17.7 | 17.7 | 17.7 | 17.7 | 17.7 | 17.7 | 17.7 | 17.7 | 17.7 | 17.7 | WaterMainCZ09Aug
WaterMainCZ09 | Water Mains Temperature | C | Default | 2022-09-01 | 2022-09-30 | Hourly | 18.1 | 18.1 | 18.1 | 18.1 | 18.1 | 18.1 | 18.1 | 18.1 | 18.1 | 18.1 | 18.1 | 18.1 | 18.1 | 18.1 | 18.1 | 18.1 | 18.1 | 18.1 | 18.1 | 18.1 | 18.1 | 18.1 | 18.1 | 18.1 | WaterMainCZ09Sep
WaterMainCZ09 | Water Mains Temperature | C | Default | 2022-10-01 | 2022-10-31 | Hourly | 18 | 18 | 18 | 18 | 18 | 18 | 18 | 18 | 18 | 18 | 18 | 18 | 18 | 18 | 18 | 18 | 18 | 18 | 18 | 18 | 18 | 18 | 18 | 18 | WaterMainCZ09Oct
WaterMainCZ09 | Water Mains Temperature | C | Default | 2022-11-01 | 2022-11-30 | Hourly | 16.3 | 16.3 | 16.3 | 16.3 | 16.3 | 16.3 | 16.3 | 16.3 | 16.3 | 16.3 | 16.3 | 16.3 | 16.3 | 16.3 | 16.3 | 16.3 | 16.3 | 16.3 | 16.3 | 16.3 | 16.3 | 16.3 | 16.3 | 16.3 | WaterMainCZ09Nov
WaterMainCZ09 | Water Mains Temperature | C | Default | 2022-12-01 | 2022-12-31 | Hourly | 14.6 | 14.6 | 14.6 | 14.6 | 14.6 | 14.6 | 14.6 | 14.6 | 14.6 | 14.6 | 14.6 | 14.6 | 14.6 | 14.6 | 14.6 | 14.6 | 14.6 | 14.6 | 14.6 | 14.6 | 14.6 | 14.6 | 14.6 | 14.6 | WaterMainCZ09Dec
WaterMainCZ10 | Water Mains Temperature | C | Default | 2022-01-01 | 2022-01-31 | Hourly | 14 | 14 | 14 | 14 | 14 | 14 | 14 | 14 | 14 | 14 | 14 | 14 | 14 | 14 | 14 | 14 | 14 | 14 | 14 | 14 | 14 | 14 | 14 | 14 | WaterMainCZ10Jan
WaterMainCZ10 | Water Mains Temperature | C | Default | 2022-02-01 | 2022-02-28 | Hourly | 13.9 | 13.9 | 13.9 | 13.9 | 13.9 | 13.9 | 13.9 | 13.9 | 13.9 | 13.9 | 13.9 | 13.9 | 13.9 | 13.9 | 13.9 | 13.9 | 13.9 | 13.9 | 13.9 | 13.9 | 13.9 | 13.9 | 13.9 | 13.9 | WaterMainCZ10Feb
WaterMainCZ10 | Water Mains Temperature | C | Default | 2022-03-01 | 2022-03-31 | Hourly | 14.2 | 14.2 | 14.2 | 14.2 | 14.2 | 14.2 | 14.2 | 14.2 | 14.2 | 14.2 | 14.2 | 14.2 | 14.2 | 14.2 | 14.2 | 14.2 | 14.2 | 14.2 | 14.2 | 14.2 | 14.2 | 14.2 | 14.2 | 14.2 | WaterMainCZ10Mar
WaterMainCZ10 | Water Mains Temperature | C | Default | 2022-04-01 | 2022-04-30 | Hourly | 14.6 | 14.6 | 14.6 | 14.6 | 14.6 | 14.6 | 14.6 | 14.6 | 14.6 | 14.6 | 14.6 | 14.6 | 14.6 | 14.6 | 14.6 | 14.6 | 14.6 | 14.6 | 14.6 | 14.6 | 14.6 | 14.6 | 14.6 | 14.6 | WaterMainCZ10Apr
WaterMainCZ10 | Water Mains Temperature | C | Default | 2022-05-01 | 2022-05-31 | Hourly | 14.7 | 14.7 | 14.7 | 14.7 | 14.7 | 14.7 | 14.7 | 14.7 | 14.7 | 14.7 | 14.7 | 14.7 | 14.7 | 14.7 | 14.7 | 14.7 | 14.7 | 14.7 | 14.7 | 14.7 | 14.7 | 14.7 | 14.7 | 14.7 | WaterMainCZ10May
WaterMainCZ10 | Water Mains Temperature | C | Default | 2022-06-01 | 2022-06-30 | Hourly | 16.2 | 16.2 | 16.2 | 16.2 | 16.2 | 16.2 | 16.2 | 16.2 | 16.2 | 16.2 | 16.2 | 16.2 | 16.2 | 16.2 | 16.2 | 16.2 | 16.2 | 16.2 | 16.2 | 16.2 | 16.2 | 16.2 | 16.2 | 16.2 | WaterMainCZ10Jun
WaterMainCZ10 | Water Mains Temperature | C | Default | 2022-07-01 | 2022-07-31 | Hourly | 17.2 | 17.2 | 17.2 | 17.2 | 17.2 | 17.2 | 17.2 | 17.2 | 17.2 | 17.2 | 17.2 | 17.2 | 17.2 | 17.2 | 17.2 | 17.2 | 17.2 | 17.2 | 17.2 | 17.2 | 17.2 | 17.2 | 17.2 | 17.2 | WaterMainCZ10Jul
WaterMainCZ10 | Water Mains Temperature | C | Default | 2022-08-01 | 2022-08-31 | Hourly | 18.1 | 18.1 | 18.1 | 18.1 | 18.1 | 18.1 | 18.1 | 18.1 | 18.1 | 18.1 | 18.1 | 18.1 | 18.1 | 18.1 | 18.1 | 18.1 | 18.1 | 18.1 | 18.1 | 18.1 | 18.1 | 18.1 | 18.1 | 18.1 | WaterMainCZ10Aug
WaterMainCZ10 | Water Mains Temperature | C | Default | 2022-09-01 | 2022-09-30 | Hourly | 18.3 | 18.3 | 18.3 | 18.3 | 18.3 | 18.3 | 18.3 | 18.3 | 18.3 | 18.3 | 18.3 | 18.3 | 18.3 | 18.3 | 18.3 | 18.3 | 18.3 | 18.3 | 18.3 | 18.3 | 18.3 | 18.3 | 18.3 | 18.3 | WaterMainCZ10Sep
WaterMainCZ10 | Water Mains Temperature | C | Default | 2022-10-01 | 2022-10-31 | Hourly | 18 | 18 | 18 | 18 | 18 | 18 | 18 | 18 | 18 | 18 | 18 | 18 | 18 | 18 | 18 | 18 | 18 | 18 | 18 | 18 | 18 | 18 | 18 | 18 | WaterMainCZ10Oct
WaterMainCZ10 | Water Mains Temperature | C | Default | 2022-11-01 | 2022-11-30 | Hourly | 16.3 | 16.3 | 16.3 | 16.3 | 16.3 | 16.3 | 16.3 | 16.3 | 16.3 | 16.3 | 16.3 | 16.3 | 16.3 | 16.3 | 16.3 | 16.3 | 16.3 | 16.3 | 16.3 | 16.3 | 16.3 | 16.3 | 16.3 | 16.3 | WaterMainCZ10Nov
WaterMainCZ10 | Water Mains Temperature | C | Default | 2022-12-01 | 2022-12-31 | Hourly | 14.1 | 14.1 | 14.1 | 14.1 | 14.1 | 14.1 | 14.1 | 14.1 | 14.1 | 14.1 | 14.1 | 14.1 | 14.1 | 14.1 | 14.1 | 14.1 | 14.1 | 14.1 | 14.1 | 14.1 | 14.1 | 14.1 | 14.1 | 14.1 | WaterMainCZ10Dec
WaterMainCZ11 | Water Mains Temperature | C | Default | 2022-01-01 | 2022-01-31 | Hourly | 10.9 | 10.9 | 10.9 | 10.9 | 10.9 | 10.9 | 10.9 | 10.9 | 10.9 | 10.9 | 10.9 | 10.9 | 10.9 | 10.9 | 10.9 | 10.9 | 10.9 | 10.9 | 10.9 | 10.9 | 10.9 | 10.9 | 10.9 | 10.9 | WaterMainCZ11Jan
WaterMainCZ11 | Water Mains Temperature | C | Default | 2022-02-01 | 2022-02-28 | Hourly | 10.3 | 10.3 | 10.3 | 10.3 | 10.3 | 10.3 | 10.3 | 10.3 | 10.3 | 10.3 | 10.3 | 10.3 | 10.3 | 10.3 | 10.3 | 10.3 | 10.3 | 10.3 | 10.3 | 10.3 | 10.3 | 10.3 | 10.3 | 10.3 | WaterMainCZ11Feb
WaterMainCZ11 | Water Mains Temperature | C | Default | 2022-03-01 | 2022-03-31 | Hourly | 11.3 | 11.3 | 11.3 | 11.3 | 11.3 | 11.3 | 11.3 | 11.3 | 11.3 | 11.3 | 11.3 | 11.3 | 11.3 | 11.3 | 11.3 | 11.3 | 11.3 | 11.3 | 11.3 | 11.3 | 11.3 | 11.3 | 11.3 | 11.3 | WaterMainCZ11Mar
WaterMainCZ11 | Water Mains Temperature | C | Default | 2022-04-01 | 2022-04-30 | Hourly | 12.3 | 12.3 | 12.3 | 12.3 | 12.3 | 12.3 | 12.3 | 12.3 | 12.3 | 12.3 | 12.3 | 12.3 | 12.3 | 12.3 | 12.3 | 12.3 | 12.3 | 12.3 | 12.3 | 12.3 | 12.3 | 12.3 | 12.3 | 12.3 | WaterMainCZ11Apr
WaterMainCZ11 | Water Mains Temperature | C | Default | 2022-05-01 | 2022-05-31 | Hourly | 12.6 | 12.6 | 12.6 | 12.6 | 12.6 | 12.6 | 12.6 | 12.6 | 12.6 | 12.6 | 12.6 | 12.6 | 12.6 | 12.6 | 12.6 | 12.6 | 12.6 | 12.6 | 12.6 | 12.6 | 12.6 | 12.6 | 12.6 | 12.6 | WaterMainCZ11May
WaterMainCZ11 | Water Mains Temperature | C | Default | 2022-06-01 | 2022-06-30 | Hourly | 14.5 | 14.5 | 14.5 | 14.5 | 14.5 | 14.5 | 14.5 | 14.5 | 14.5 | 14.5 | 14.5 | 14.5 | 14.5 | 14.5 | 14.5 | 14.5 | 14.5 | 14.5 | 14.5 | 14.5 | 14.5 | 14.5 | 14.5 | 14.5 | WaterMainCZ11Jun
WaterMainCZ11 | Water Mains Temperature | C | Default | 2022-07-01 | 2022-07-31 | Hourly | 17.1 | 17.1 | 17.1 | 17.1 | 17.1 | 17.1 | 17.1 | 17.1 | 17.1 | 17.1 | 17.1 | 17.1 | 17.1 | 17.1 | 17.1 | 17.1 | 17.1 | 17.1 | 17.1 | 17.1 | 17.1 | 17.1 | 17.1 | 17.1 | WaterMainCZ11Jul
WaterMainCZ11 | Water Mains Temperature | C | Default | 2022-08-01 | 2022-08-31 | Hourly | 18 | 18 | 18 | 18 | 18 | 18 | 18 | 18 | 18 | 18 | 18 | 18 | 18 | 18 | 18 | 18 | 18 | 18 | 18 | 18 | 18 | 18 | 18 | 18 | WaterMainCZ11Aug
WaterMainCZ11 | Water Mains Temperature | C | Default | 2022-09-01 | 2022-09-30 | Hourly | 17.4 | 17.4 | 17.4 | 17.4 | 17.4 | 17.4 | 17.4 | 17.4 | 17.4 | 17.4 | 17.4 | 17.4 | 17.4 | 17.4 | 17.4 | 17.4 | 17.4 | 17.4 | 17.4 | 17.4 | 17.4 | 17.4 | 17.4 | 17.4 | WaterMainCZ11Sep
WaterMainCZ11 | Water Mains Temperature | C | Default | 2022-10-01 | 2022-10-31 | Hourly | 16.3 | 16.3 | 16.3 | 16.3 | 16.3 | 16.3 | 16.3 | 16.3 | 16.3 | 16.3 | 16.3 | 16.3 | 16.3 | 16.3 | 16.3 | 16.3 | 16.3 | 16.3 | 16.3 | 16.3 | 16.3 | 16.3 | 16.3 | 16.3 | WaterMainCZ11Oct
WaterMainCZ11 | Water Mains Temperature | C | Default | 2022-11-01 | 2022-11-30 | Hourly | 14 | 14 | 14 | 14 | 14 | 14 | 14 | 14 | 14 | 14 | 14 | 14 | 14 | 14 | 14 | 14 | 14 | 14 | 14 | 14 | 14 | 14 | 14 | 14 | WaterMainCZ11Nov
WaterMainCZ11 | Water Mains Temperature | C | Default | 2022-12-01 | 2022-12-31 | Hourly | 11.8 | 11.8 | 11.8 | 11.8 | 11.8 | 11.8 | 11.8 | 11.8 | 11.8 | 11.8 | 11.8 | 11.8 | 11.8 | 11.8 | 11.8 | 11.8 | 11.8 | 11.8 | 11.8 | 11.8 | 11.8 | 11.8 | 11.8 | 11.8 | WaterMainCZ11Dec
WaterMainCZ12 | Water Mains Temperature | C | Default | 2022-01-01 | 2022-01-31 | Hourly | 10.8 | 10.8 | 10.8 | 10.8 | 10.8 | 10.8 | 10.8 | 10.8 | 10.8 | 10.8 | 10.8 | 10.8 | 10.8 | 10.8 | 10.8 | 10.8 | 10.8 | 10.8 | 10.8 | 10.8 | 10.8 | 10.8 | 10.8 | 10.8 | WaterMainCZ12Jan
WaterMainCZ12 | Water Mains Temperature | C | Default | 2022-02-01 | 2022-02-28 | Hourly | 10.8 | 10.8 | 10.8 | 10.8 | 10.8 | 10.8 | 10.8 | 10.8 | 10.8 | 10.8 | 10.8 | 10.8 | 10.8 | 10.8 | 10.8 | 10.8 | 10.8 | 10.8 | 10.8 | 10.8 | 10.8 | 10.8 | 10.8 | 10.8 | WaterMainCZ12Feb
WaterMainCZ12 | Water Mains Temperature | C | Default | 2022-03-01 | 2022-03-31 | Hourly | 11.5 | 11.5 | 11.5 | 11.5 | 11.5 | 11.5 | 11.5 | 11.5 | 11.5 | 11.5 | 11.5 | 11.5 | 11.5 | 11.5 | 11.5 | 11.5 | 11.5 | 11.5 | 11.5 | 11.5 | 11.5 | 11.5 | 11.5 | 11.5 | WaterMainCZ12Mar
WaterMainCZ12 | Water Mains Temperature | C | Default | 2022-04-01 | 2022-04-30 | Hourly | 12.6 | 12.6 | 12.6 | 12.6 | 12.6 | 12.6 | 12.6 | 12.6 | 12.6 | 12.6 | 12.6 | 12.6 | 12.6 | 12.6 | 12.6 | 12.6 | 12.6 | 12.6 | 12.6 | 12.6 | 12.6 | 12.6 | 12.6 | 12.6 | WaterMainCZ12Apr
WaterMainCZ12 | Water Mains Temperature | C | Default | 2022-05-01 | 2022-05-31 | Hourly | 12.6 | 12.6 | 12.6 | 12.6 | 12.6 | 12.6 | 12.6 | 12.6 | 12.6 | 12.6 | 12.6 | 12.6 | 12.6 | 12.6 | 12.6 | 12.6 | 12.6 | 12.6 | 12.6 | 12.6 | 12.6 | 12.6 | 12.6 | 12.6 | WaterMainCZ12May
WaterMainCZ12 | Water Mains Temperature | C | Default | 2022-06-01 | 2022-06-30 | Hourly | 14.4 | 14.4 | 14.4 | 14.4 | 14.4 | 14.4 | 14.4 | 14.4 | 14.4 | 14.4 | 14.4 | 14.4 | 14.4 | 14.4 | 14.4 | 14.4 | 14.4 | 14.4 | 14.4 | 14.4 | 14.4 | 14.4 | 14.4 | 14.4 | WaterMainCZ12Jun
WaterMainCZ12 | Water Mains Temperature | C | Default | 2022-07-01 | 2022-07-31 | Hourly | 15.7 | 15.7 | 15.7 | 15.7 | 15.7 | 15.7 | 15.7 | 15.7 | 15.7 | 15.7 | 15.7 | 15.7 | 15.7 | 15.7 | 15.7 | 15.7 | 15.7 | 15.7 | 15.7 | 15.7 | 15.7 | 15.7 | 15.7 | 15.7 | WaterMainCZ12Jul
WaterMainCZ12 | Water Mains Temperature | C | Default | 2022-08-01 | 2022-08-31 | Hourly | 16.3 | 16.3 | 16.3 | 16.3 | 16.3 | 16.3 | 16.3 | 16.3 | 16.3 | 16.3 | 16.3 | 16.3 | 16.3 | 16.3 | 16.3 | 16.3 | 16.3 | 16.3 | 16.3 | 16.3 | 16.3 | 16.3 | 16.3 | 16.3 | WaterMainCZ12Aug
WaterMainCZ12 | Water Mains Temperature | C | Default | 2022-09-01 | 2022-09-30 | Hourly | 16 | 16 | 16 | 16 | 16 | 16 | 16 | 16 | 16 | 16 | 16 | 16 | 16 | 16 | 16 | 16 | 16 | 16 | 16 | 16 | 16 | 16 | 16 | 16 | WaterMainCZ12Sep
WaterMainCZ12 | Water Mains Temperature | C | Default | 2022-10-01 | 2022-10-31 | Hourly | 15.8 | 15.8 | 15.8 | 15.8 | 15.8 | 15.8 | 15.8 | 15.8 | 15.8 | 15.8 | 15.8 | 15.8 | 15.8 | 15.8 | 15.8 | 15.8 | 15.8 | 15.8 | 15.8 | 15.8 | 15.8 | 15.8 | 15.8 | 15.8 | WaterMainCZ12Oct
WaterMainCZ12 | Water Mains Temperature | C | Default | 2022-11-01 | 2022-11-30 | Hourly | 14 | 14 | 14 | 14 | 14 | 14 | 14 | 14 | 14 | 14 | 14 | 14 | 14 | 14 | 14 | 14 | 14 | 14 | 14 | 14 | 14 | 14 | 14 | 14 | WaterMainCZ12Nov
WaterMainCZ12 | Water Mains Temperature | C | Default | 2022-12-01 | 2022-12-31 | Hourly | 11.7 | 11.7 | 11.7 | 11.7 | 11.7 | 11.7 | 11.7 | 11.7 | 11.7 | 11.7 | 11.7 | 11.7 | 11.7 | 11.7 | 11.7 | 11.7 | 11.7 | 11.7 | 11.7 | 11.7 | 11.7 | 11.7 | 11.7 | 11.7 | WaterMainCZ12Dec
WaterMainCZ13 | Water Mains Temperature | C | Default | 2022-01-01 | 2022-01-31 | Hourly | 10.9 | 10.9 | 10.9 | 10.9 | 10.9 | 10.9 | 10.9 | 10.9 | 10.9 | 10.9 | 10.9 | 10.9 | 10.9 | 10.9 | 10.9 | 10.9 | 10.9 | 10.9 | 10.9 | 10.9 | 10.9 | 10.9 | 10.9 | 10.9 | WaterMainCZ13Jan
WaterMainCZ13 | Water Mains Temperature | C | Default | 2022-02-01 | 2022-02-28 | Hourly | 11.1 | 11.1 | 11.1 | 11.1 | 11.1 | 11.1 | 11.1 | 11.1 | 11.1 | 11.1 | 11.1 | 11.1 | 11.1 | 11.1 | 11.1 | 11.1 | 11.1 | 11.1 | 11.1 | 11.1 | 11.1 | 11.1 | 11.1 | 11.1 | WaterMainCZ13Feb
WaterMainCZ13 | Water Mains Temperature | C | Default | 2022-03-01 | 2022-03-31 | Hourly | 11.9 | 11.9 | 11.9 | 11.9 | 11.9 | 11.9 | 11.9 | 11.9 | 11.9 | 11.9 | 11.9 | 11.9 | 11.9 | 11.9 | 11.9 | 11.9 | 11.9 | 11.9 | 11.9 | 11.9 | 11.9 | 11.9 | 11.9 | 11.9 | WaterMainCZ13Mar
WaterMainCZ13 | Water Mains Temperature | C | Default | 2022-04-01 | 2022-04-30 | Hourly | 13 | 13 | 13 | 13 | 13 | 13 | 13 | 13 | 13 | 13 | 13 | 13 | 13 | 13 | 13 | 13 | 13 | 13 | 13 | 13 | 13 | 13 | 13 | 13 | WaterMainCZ13Apr
WaterMainCZ13 | Water Mains Temperature | C | Default | 2022-05-01 | 2022-05-31 | Hourly | 13.4 | 13.4 | 13.4 | 13.4 | 13.4 | 13.4 | 13.4 | 13.4 | 13.4 | 13.4 | 13.4 | 13.4 | 13.4 | 13.4 | 13.4 | 13.4 | 13.4 | 13.4 | 13.4 | 13.4 | 13.4 | 13.4 | 13.4 | 13.4 | WaterMainCZ13May
WaterMainCZ13 | Water Mains Temperature | C | Default | 2022-06-01 | 2022-06-30 | Hourly | 15.6 | 15.6 | 15.6 | 15.6 | 15.6 | 15.6 | 15.6 | 15.6 | 15.6 | 15.6 | 15.6 | 15.6 | 15.6 | 15.6 | 15.6 | 15.6 | 15.6 | 15.6 | 15.6 | 15.6 | 15.6 | 15.6 | 15.6 | 15.6 | WaterMainCZ13Jun
WaterMainCZ13 | Water Mains Temperature | C | Default | 2022-07-01 | 2022-07-31 | Hourly | 17.3 | 17.3 | 17.3 | 17.3 | 17.3 | 17.3 | 17.3 | 17.3 | 17.3 | 17.3 | 17.3 | 17.3 | 17.3 | 17.3 | 17.3 | 17.3 | 17.3 | 17.3 | 17.3 | 17.3 | 17.3 | 17.3 | 17.3 | 17.3 | WaterMainCZ13Jul
WaterMainCZ13 | Water Mains Temperature | C | Default | 2022-08-01 | 2022-08-31 | Hourly | 18.4 | 18.4 | 18.4 | 18.4 | 18.4 | 18.4 | 18.4 | 18.4 | 18.4 | 18.4 | 18.4 | 18.4 | 18.4 | 18.4 | 18.4 | 18.4 | 18.4 | 18.4 | 18.4 | 18.4 | 18.4 | 18.4 | 18.4 | 18.4 | WaterMainCZ13Aug
WaterMainCZ13 | Water Mains Temperature | C | Default | 2022-09-01 | 2022-09-30 | Hourly | 18 | 18 | 18 | 18 | 18 | 18 | 18 | 18 | 18 | 18 | 18 | 18 | 18 | 18 | 18 | 18 | 18 | 18 | 18 | 18 | 18 | 18 | 18 | 18 | WaterMainCZ13Sep
WaterMainCZ13 | Water Mains Temperature | C | Default | 2022-10-01 | 2022-10-31 | Hourly | 17 | 17 | 17 | 17 | 17 | 17 | 17 | 17 | 17 | 17 | 17 | 17 | 17 | 17 | 17 | 17 | 17 | 17 | 17 | 17 | 17 | 17 | 17 | 17 | WaterMainCZ13Oct
WaterMainCZ13 | Water Mains Temperature | C | Default | 2022-11-01 | 2022-11-30 | Hourly | 14.8 | 14.8 | 14.8 | 14.8 | 14.8 | 14.8 | 14.8 | 14.8 | 14.8 | 14.8 | 14.8 | 14.8 | 14.8 | 14.8 | 14.8 | 14.8 | 14.8 | 14.8 | 14.8 | 14.8 | 14.8 | 14.8 | 14.8 | 14.8 | WaterMainCZ13Nov
WaterMainCZ13 | Water Mains Temperature | C | Default | 2022-12-01 | 2022-12-31 | Hourly | 12.1 | 12.1 | 12.1 | 12.1 | 12.1 | 12.1 | 12.1 | 12.1 | 12.1 | 12.1 | 12.1 | 12.1 | 12.1 | 12.1 | 12.1 | 12.1 | 12.1 | 12.1 | 12.1 | 12.1 | 12.1 | 12.1 | 12.1 | 12.1 | WaterMainCZ13Dec
WaterMainCZ14 | Water Mains Temperature | C | Default | 2022-01-01 | 2022-01-31 | Hourly | 10.1 | 10.1 | 10.1 | 10.1 | 10.1 | 10.1 | 10.1 | 10.1 | 10.1 | 10.1 | 10.1 | 10.1 | 10.1 | 10.1 | 10.1 | 10.1 | 10.1 | 10.1 | 10.1 | 10.1 | 10.1 | 10.1 | 10.1 | 10.1 | WaterMainCZ14Jan
WaterMainCZ14 | Water Mains Temperature | C | Default | 2022-02-01 | 2022-02-28 | Hourly | 10.1 | 10.1 | 10.1 | 10.1 | 10.1 | 10.1 | 10.1 | 10.1 | 10.1 | 10.1 | 10.1 | 10.1 | 10.1 | 10.1 | 10.1 | 10.1 | 10.1 | 10.1 | 10.1 | 10.1 | 10.1 | 10.1 | 10.1 | 10.1 | WaterMainCZ14Feb
WaterMainCZ14 | Water Mains Temperature | C | Default | 2022-03-01 | 2022-03-31 | Hourly | 10.8 | 10.8 | 10.8 | 10.8 | 10.8 | 10.8 | 10.8 | 10.8 | 10.8 | 10.8 | 10.8 | 10.8 | 10.8 | 10.8 | 10.8 | 10.8 | 10.8 | 10.8 | 10.8 | 10.8 | 10.8 | 10.8 | 10.8 | 10.8 | WaterMainCZ14Mar
WaterMainCZ14 | Water Mains Temperature | C | Default | 2022-04-01 | 2022-04-30 | Hourly | 11.9 | 11.9 | 11.9 | 11.9 | 11.9 | 11.9 | 11.9 | 11.9 | 11.9 | 11.9 | 11.9 | 11.9 | 11.9 | 11.9 | 11.9 | 11.9 | 11.9 | 11.9 | 11.9 | 11.9 | 11.9 | 11.9 | 11.9 | 11.9 | WaterMainCZ14Apr
WaterMainCZ14 | Water Mains Temperature | C | Default | 2022-05-01 | 2022-05-31 | Hourly | 12.6 | 12.6 | 12.6 | 12.6 | 12.6 | 12.6 | 12.6 | 12.6 | 12.6 | 12.6 | 12.6 | 12.6 | 12.6 | 12.6 | 12.6 | 12.6 | 12.6 | 12.6 | 12.6 | 12.6 | 12.6 | 12.6 | 12.6 | 12.6 | WaterMainCZ14May
WaterMainCZ14 | Water Mains Temperature | C | Default | 2022-06-01 | 2022-06-30 | Hourly | 14.8 | 14.8 | 14.8 | 14.8 | 14.8 | 14.8 | 14.8 | 14.8 | 14.8 | 14.8 | 14.8 | 14.8 | 14.8 | 14.8 | 14.8 | 14.8 | 14.8 | 14.8 | 14.8 | 14.8 | 14.8 | 14.8 | 14.8 | 14.8 | WaterMainCZ14Jun
WaterMainCZ14 | Water Mains Temperature | C | Default | 2022-07-01 | 2022-07-31 | Hourly | 16 | 16 | 16 | 16 | 16 | 16 | 16 | 16 | 16 | 16 | 16 | 16 | 16 | 16 | 16 | 16 | 16 | 16 | 16 | 16 | 16 | 16 | 16 | 16 | WaterMainCZ14Jul
WaterMainCZ14 | Water Mains Temperature | C | Default | 2022-08-01 | 2022-08-31 | Hourly | 17.6 | 17.6 | 17.6 | 17.6 | 17.6 | 17.6 | 17.6 | 17.6 | 17.6 | 17.6 | 17.6 | 17.6 | 17.6 | 17.6 | 17.6 | 17.6 | 17.6 | 17.6 | 17.6 | 17.6 | 17.6 | 17.6 | 17.6 | 17.6 | WaterMainCZ14Aug
WaterMainCZ14 | Water Mains Temperature | C | Default | 2022-09-01 | 2022-09-30 | Hourly | 17.8 | 17.8 | 17.8 | 17.8 | 17.8 | 17.8 | 17.8 | 17.8 | 17.8 | 17.8 | 17.8 | 17.8 | 17.8 | 17.8 | 17.8 | 17.8 | 17.8 | 17.8 | 17.8 | 17.8 | 17.8 | 17.8 | 17.8 | 17.8 | WaterMainCZ14Sep
WaterMainCZ14 | Water Mains Temperature | C | Default | 2022-10-01 | 2022-10-31 | Hourly | 16.4 | 16.4 | 16.4 | 16.4 | 16.4 | 16.4 | 16.4 | 16.4 | 16.4 | 16.4 | 16.4 | 16.4 | 16.4 | 16.4 | 16.4 | 16.4 | 16.4 | 16.4 | 16.4 | 16.4 | 16.4 | 16.4 | 16.4 | 16.4 | WaterMainCZ14Oct
WaterMainCZ14 | Water Mains Temperature | C | Default | 2022-11-01 | 2022-11-30 | Hourly | 13.6 | 13.6 | 13.6 | 13.6 | 13.6 | 13.6 | 13.6 | 13.6 | 13.6 | 13.6 | 13.6 | 13.6 | 13.6 | 13.6 | 13.6 | 13.6 | 13.6 | 13.6 | 13.6 | 13.6 | 13.6 | 13.6 | 13.6 | 13.6 | WaterMainCZ14Nov
WaterMainCZ14 | Water Mains Temperature | C | Default | 2022-12-01 | 2022-12-31 | Hourly | 10.9 | 10.9 | 10.9 | 10.9 | 10.9 | 10.9 | 10.9 | 10.9 | 10.9 | 10.9 | 10.9 | 10.9 | 10.9 | 10.9 | 10.9 | 10.9 | 10.9 | 10.9 | 10.9 | 10.9 | 10.9 | 10.9 | 10.9 | 10.9 | WaterMainCZ14Dec
WaterMainCZ15 | Water Mains Temperature | C | Default | 2022-01-01 | 2022-01-31 | Hourly | 17.3 | 17.3 | 17.3 | 17.3 | 17.3 | 17.3 | 17.3 | 17.3 | 17.3 | 17.3 | 17.3 | 17.3 | 17.3 | 17.3 | 17.3 | 17.3 | 17.3 | 17.3 | 17.3 | 17.3 | 17.3 | 17.3 | 17.3 | 17.3 | WaterMainCZ15Jan
WaterMainCZ15 | Water Mains Temperature | C | Default | 2022-02-01 | 2022-02-28 | Hourly | 17.6 | 17.6 | 17.6 | 17.6 | 17.6 | 17.6 | 17.6 | 17.6 | 17.6 | 17.6 | 17.6 | 17.6 | 17.6 | 17.6 | 17.6 | 17.6 | 17.6 | 17.6 | 17.6 | 17.6 | 17.6 | 17.6 | 17.6 | 17.6 | WaterMainCZ15Feb
WaterMainCZ15 | Water Mains Temperature | C | Default | 2022-03-01 | 2022-03-31 | Hourly | 17.9 | 17.9 | 17.9 | 17.9 | 17.9 | 17.9 | 17.9 | 17.9 | 17.9 | 17.9 | 17.9 | 17.9 | 17.9 | 17.9 | 17.9 | 17.9 | 17.9 | 17.9 | 17.9 | 17.9 | 17.9 | 17.9 | 17.9 | 17.9 | WaterMainCZ15Mar
WaterMainCZ15 | Water Mains Temperature | C | Default | 2022-04-01 | 2022-04-30 | Hourly | 19.2 | 19.2 | 19.2 | 19.2 | 19.2 | 19.2 | 19.2 | 19.2 | 19.2 | 19.2 | 19.2 | 19.2 | 19.2 | 19.2 | 19.2 | 19.2 | 19.2 | 19.2 | 19.2 | 19.2 | 19.2 | 19.2 | 19.2 | 19.2 | WaterMainCZ15Apr
WaterMainCZ15 | Water Mains Temperature | C | Default | 2022-05-01 | 2022-05-31 | Hourly | 19.9 | 19.9 | 19.9 | 19.9 | 19.9 | 19.9 | 19.9 | 19.9 | 19.9 | 19.9 | 19.9 | 19.9 | 19.9 | 19.9 | 19.9 | 19.9 | 19.9 | 19.9 | 19.9 | 19.9 | 19.9 | 19.9 | 19.9 | 19.9 | WaterMainCZ15May
WaterMainCZ15 | Water Mains Temperature | C | Default | 2022-06-01 | 2022-06-30 | Hourly | 22 | 22 | 22 | 22 | 22 | 22 | 22 | 22 | 22 | 22 | 22 | 22 | 22 | 22 | 22 | 22 | 22 | 22 | 22 | 22 | 22 | 22 | 22 | 22 | WaterMainCZ15Jun
WaterMainCZ15 | Water Mains Temperature | C | Default | 2022-07-01 | 2022-07-31 | Hourly | 23.7 | 23.7 | 23.7 | 23.7 | 23.7 | 23.7 | 23.7 | 23.7 | 23.7 | 23.7 | 23.7 | 23.7 | 23.7 | 23.7 | 23.7 | 23.7 | 23.7 | 23.7 | 23.7 | 23.7 | 23.7 | 23.7 | 23.7 | 23.7 | WaterMainCZ15Jul
WaterMainCZ15 | Water Mains Temperature | C | Default | 2022-08-01 | 2022-08-31 | Hourly | 24.7 | 24.7 | 24.7 | 24.7 | 24.7 | 24.7 | 24.7 | 24.7 | 24.7 | 24.7 | 24.7 | 24.7 | 24.7 | 24.7 | 24.7 | 24.7 | 24.7 | 24.7 | 24.7 | 24.7 | 24.7 | 24.7 | 24.7 | 24.7 | WaterMainCZ15Aug
WaterMainCZ15 | Water Mains Temperature | C | Default | 2022-09-01 | 2022-09-30 | Hourly | 24.7 | 24.7 | 24.7 | 24.7 | 24.7 | 24.7 | 24.7 | 24.7 | 24.7 | 24.7 | 24.7 | 24.7 | 24.7 | 24.7 | 24.7 | 24.7 | 24.7 | 24.7 | 24.7 | 24.7 | 24.7 | 24.7 | 24.7 | 24.7 | WaterMainCZ15Sep
WaterMainCZ15 | Water Mains Temperature | C | Default | 2022-10-01 | 2022-10-31 | Hourly | 23.6 | 23.6 | 23.6 | 23.6 | 23.6 | 23.6 | 23.6 | 23.6 | 23.6 | 23.6 | 23.6 | 23.6 | 23.6 | 23.6 | 23.6 | 23.6 | 23.6 | 23.6 | 23.6 | 23.6 | 23.6 | 23.6 | 23.6 | 23.6 | WaterMainCZ15Oct
WaterMainCZ15 | Water Mains Temperature | C | Default | 2022-11-01 | 2022-11-30 | Hourly | 21.1 | 21.1 | 21.1 | 21.1 | 21.1 | 21.1 | 21.1 | 21.1 | 21.1 | 21.1 | 21.1 | 21.1 | 21.1 | 21.1 | 21.1 | 21.1 | 21.1 | 21.1 | 21.1 | 21.1 | 21.1 | 21.1 | 21.1 | 21.1 | WaterMainCZ15Nov
WaterMainCZ15 | Water Mains Temperature | C | Default | 2022-12-01 | 2022-12-31 | Hourly | 18.1 | 18.1 | 18.1 | 18.1 | 18.1 | 18.1 | 18.1 | 18.1 | 18.1 | 18.1 | 18.1 | 18.1 | 18.1 | 18.1 | 18.1 | 18.1 | 18.1 | 18.1 | 18.1 | 18.1 | 18.1 | 18.1 | 18.1 | 18.1 | WaterMainCZ15Dec
WaterMainCZ16 | Water Mains Temperature | C | Default | 2022-01-01 | 2022-01-31 | Hourly | 5.9 | 5.9 | 5.9 | 5.9 | 5.9 | 5.9 | 5.9 | 5.9 | 5.9 | 5.9 | 5.9 | 5.9 | 5.9 | 5.9 | 5.9 | 5.9 | 5.9 | 5.9 | 5.9 | 5.9 | 5.9 | 5.9 | 5.9 | 5.9 | WaterMainCZ16Jan
WaterMainCZ16 | Water Mains Temperature | C | Default | 2022-02-01 | 2022-02-28 | Hourly | 5.2 | 5.2 | 5.2 | 5.2 | 5.2 | 5.2 | 5.2 | 5.2 | 5.2 | 5.2 | 5.2 | 5.2 | 5.2 | 5.2 | 5.2 | 5.2 | 5.2 | 5.2 | 5.2 | 5.2 | 5.2 | 5.2 | 5.2 | 5.2 | WaterMainCZ16Feb
WaterMainCZ16 | Water Mains Temperature | C | Default | 2022-03-01 | 2022-03-31 | Hourly | 5.3 | 5.3 | 5.3 | 5.3 | 5.3 | 5.3 | 5.3 | 5.3 | 5.3 | 5.3 | 5.3 | 5.3 | 5.3 | 5.3 | 5.3 | 5.3 | 5.3 | 5.3 | 5.3 | 5.3 | 5.3 | 5.3 | 5.3 | 5.3 | WaterMainCZ16Mar
WaterMainCZ16 | Water Mains Temperature | C | Default | 2022-04-01 | 2022-04-30 | Hourly | 5.9 | 5.9 | 5.9 | 5.9 | 5.9 | 5.9 | 5.9 | 5.9 | 5.9 | 5.9 | 5.9 | 5.9 | 5.9 | 5.9 | 5.9 | 5.9 | 5.9 | 5.9 | 5.9 | 5.9 | 5.9 | 5.9 | 5.9 | 5.9 | WaterMainCZ16Apr
WaterMainCZ16 | Water Mains Temperature | C | Default | 2022-05-01 | 2022-05-31 | Hourly | 5.9 | 5.9 | 5.9 | 5.9 | 5.9 | 5.9 | 5.9 | 5.9 | 5.9 | 5.9 | 5.9 | 5.9 | 5.9 | 5.9 | 5.9 | 5.9 | 5.9 | 5.9 | 5.9 | 5.9 | 5.9 | 5.9 | 5.9 | 5.9 | WaterMainCZ16May
WaterMainCZ16 | Water Mains Temperature | C | Default | 2022-06-01 | 2022-06-30 | Hourly | 8.3 | 8.3 | 8.3 | 8.3 | 8.3 | 8.3 | 8.3 | 8.3 | 8.3 | 8.3 | 8.3 | 8.3 | 8.3 | 8.3 | 8.3 | 8.3 | 8.3 | 8.3 | 8.3 | 8.3 | 8.3 | 8.3 | 8.3 | 8.3 | WaterMainCZ16Jun
WaterMainCZ16 | Water Mains Temperature | C | Default | 2022-07-01 | 2022-07-31 | Hourly | 10.4 | 10.4 | 10.4 | 10.4 | 10.4 | 10.4 | 10.4 | 10.4 | 10.4 | 10.4 | 10.4 | 10.4 | 10.4 | 10.4 | 10.4 | 10.4 | 10.4 | 10.4 | 10.4 | 10.4 | 10.4 | 10.4 | 10.4 | 10.4 | WaterMainCZ16Jul
WaterMainCZ16 | Water Mains Temperature | C | Default | 2022-08-01 | 2022-08-31 | Hourly | 11.9 | 11.9 | 11.9 | 11.9 | 11.9 | 11.9 | 11.9 | 11.9 | 11.9 | 11.9 | 11.9 | 11.9 | 11.9 | 11.9 | 11.9 | 11.9 | 11.9 | 11.9 | 11.9 | 11.9 | 11.9 | 11.9 | 11.9 | 11.9 | WaterMainCZ16Aug
WaterMainCZ16 | Water Mains Temperature | C | Default | 2022-09-01 | 2022-09-30 | Hourly | 11.7 | 11.7 | 11.7 | 11.7 | 11.7 | 11.7 | 11.7 | 11.7 | 11.7 | 11.7 | 11.7 | 11.7 | 11.7 | 11.7 | 11.7 | 11.7 | 11.7 | 11.7 | 11.7 | 11.7 | 11.7 | 11.7 | 11.7 | 11.7 | WaterMainCZ16Sep
WaterMainCZ16 | Water Mains Temperature | C | Default | 2022-10-01 | 2022-10-31 | Hourly | 10.4 | 10.4 | 10.4 | 10.4 | 10.4 | 10.4 | 10.4 | 10.4 | 10.4 | 10.4 | 10.4 | 10.4 | 10.4 | 10.4 | 10.4 | 10.4 | 10.4 | 10.4 | 10.4 | 10.4 | 10.4 | 10.4 | 10.4 | 10.4 | WaterMainCZ16Oct
WaterMainCZ16 | Water Mains Temperature | C | Default | 2022-11-01 | 2022-11-30 | Hourly | 8.2 | 8.2 | 8.2 | 8.2 | 8.2 | 8.2 | 8.2 | 8.2 | 8.2 | 8.2 | 8.2 | 8.2 | 8.2 | 8.2 | 8.2 | 8.2 | 8.2 | 8.2 | 8.2 | 8.2 | 8.2 | 8.2 | 8.2 | 8.2 | WaterMainCZ16Nov
WaterMainCZ16 | Water Mains Temperature | C | Default | 2022-12-01 | 2022-12-31 | Hourly | 6 | 6 | 6 | 6 | 6 | 6 | 6 | 6 | 6 | 6 | 6 | 6 | 6 | 6 | 6 | 6 | 6 | 6 | 6 | 6 | 6 | 6 | 6 | 6 | WaterMainCZ16Dec
CyclingHVACAvail | Operation |  | Default | 2022-01-01 | 2022-12-31 | Hourly | 0 | 0 | 0 | 0 | 0 | 0 | 0 | 0 | 0 | 0 | 0 | 0 | 0 | 0 | 0 | 0 | 0 | 0 | 0 | 0 | 0 | 0 | 0 | 0 | CyclingHVACAvailAll
AllOnHVACAvail | Operation |  | Default | 2022-01-01 | 2022-12-31 | Hourly | 1 | 1 | 1 | 1 | 1 | 1 | 1 | 1 | 1 | 1 | 1 | 1 | 1 | 1 | 1 | 1 | 1 | 1 | 1 | 1 | 1 | 1 | 1 | 1 | AllOnHVACAvailDay
AllOnInfiltration | Infiltration |  | Default | 2022-01-01 | 2022-12-31 | Hourly | 0.25 | 0.25 | 0.25 | 0.25 | 0.25 | 0.25 | 0.25 | 0.25 | 0.25 | 0.25 | 0.25 | 0.25 | 0.25 | 0.25 | 0.25 | 0.25 | 0.25 | 0.25 | 0.25 | 0.25 | 0.25 | 0.25 | 0.25 | 0.25 | AllOnInfiltrationDay
AllOnHtgSetpt | Thermostat Setpoint | C | Default¦Wkdy¦Sat¦Sun¦Hol¦WntrDsn | 2022-01-01 | 2022-12-31 | Hourly | 21.1 | 21.1 | 21.1 | 21.1 | 21.1 | 21.1 | 21.1 | 21.1 | 21.1 | 21.1 | 21.1 | 21.1 | 21.1 | 21.1 | 21.1 | 21.1 | 21.1 | 21.1 | 21.1 | 21.1 | 21.1 | 21.1 | 21.1 | 21.1 | AllOnHtgSetptDay
AllOnHtgSetpt | Thermostat Setpoint | C | SmrDsn | 2022-01-01 | 2022-12-31 | Hourly | 23.9 | 23.9 | 23.9 | 23.9 | 23.9 | 23.9 | 23.9 | 23.9 | 23.9 | 23.9 | 23.9 | 23.9 | 23.9 | 23.9 | 23.9 | 23.9 | 23.9 | 23.9 | 23.9 | 23.9 | 23.9 | 23.9 | 23.9 | 23.9 | AllOnClgSetptDay
AllOnClgSetpt | Thermostat Setpoint | C | Default¦Wkdy¦Sat¦Sun¦Hol¦SmrDsn | 2022-01-01 | 2022-12-31 | Hourly | 23.9 | 23.9 | 23.9 | 23.9 | 23.9 | 23.9 | 23.9 | 23.9 | 23.9 | 23.9 | 23.9 | 23.9 | 23.9 | 23.9 | 23.9 | 23.9 | 23.9 | 23.9 | 23.9 | 23.9 | 23.9 | 23.9 | 23.9 | 23.9 | AllOnClgSetptDay
AllOnClgSetpt | Thermostat Setpoint | C | WntrDsn | 2022-01-01 | 2022-12-31 | Hourly | 21.1 | 21.1 | 21.1 | 21.1 | 21.1 | 21.1 | 21.1 | 21.1 | 21.1 | 21.1 | 21.1 | 21.1 | 21.1 | 21.1 | 21.1 | 21.1 | 21.1 | 21.1 | 21.1 | 21.1 | 21.1 | 21.1 | 21.1 | 21.1 | AllOnHtgSetptDay
DEER Activity 103W/person | Activity | W | Default¦WntrDsn¦SmrDsn | 2022-01-01 | 2022-12-31 | Constant | 103 | [23 empty] | From MASControl 2
DEER Activity 117W/person | Activity | W | Default¦WntrDsn¦SmrDsn | 2022-01-01 | 2022-12-31 | Constant | 117 | [23 empty] | From MASControl 2
DEER Activity 132W/person | Activity | W | Default¦WntrDsn¦SmrDsn | 2022-01-01 | 2022-12-31 | Constant | 132 | [23 empty] | From MASControl 2
DEER Activity 147W/person | Activity | W | Default¦WntrDsn¦SmrDsn | 2022-01-01 | 2022-12-31 | Constant | 147 | [23 empty] | From MASControl 2
DEER Activity 161W/person | Activity | W | Default¦WntrDsn¦SmrDsn | 2022-01-01 | 2022-12-31 | Constant | 161 | [23 empty] | From MASControl 2
DEER Activity 214W/person | Activity | W | Default¦WntrDsn¦SmrDsn | 2022-01-01 | 2022-12-31 | Constant | 214 | [23 empty] | From MASControl 2
DEER Activity 220W/person | Activity | W | Default¦WntrDsn¦SmrDsn | 2022-01-01 | 2022-12-31 | Constant | 220 | [23 empty] | From MASControl 2
DEER Activity 331W/person | Activity | W | Default¦WntrDsn¦SmrDsn | 2022-01-01 | 2022-12-31 | Constant | 331 | [23 empty] | From MASControl 2
Always Off | Unknown |  | Default¦WntrDsn¦SmrDsn | 2014-01-01 | 2014-12-31 | Constant | 0 | [23 empty] | From DOE Reference Buildings
Always On | Unknown |  | Default | 2014-01-01 | 2014-12-31 | Constant | 1
ApartmentHighRise APT_DHW_SCH | Unknown |  | Default¦WntrDsn¦SmrDsn | 2014-01-01 | 2014-12-31 | Hourly | 0.08 | 0.04 | 0.01 | 0.01 | 0.04 | 0.27 | 0.94 | 1 | 0.96 | 0.84 | 0.76 | 0.61 | 0.53 | 0.47 | 0.41 | 0.47 | 0.55 | 0.73 | 0.86 | 0.82 | 0.75 | 0.61 | 0.53 | 0.29 | From DOE Prototype Buildings
ApartmentHighRise CLGSETP_APT_SCH | Thermostat Setpoint | C | Default | 2014-01-01 | 2014-12-31 | Constant | 24.4 | [23 empty] | From DOE Prototype Buildings
ApartmentHighRise CLGSETP_APT_SCH | Thermostat Setpoint | C | WntrDsn | 2014-01-01 | 2014-12-31 | Constant | 21.7 | [23 empty] | From DOE Prototype Buildings
ApartmentHighRise CLGSETP_APT_SCH | Thermostat Setpoint | C | SmrDsn | 2014-01-01 | 2014-12-31 | Constant | 24.4 | [23 empty] | From DOE Prototype Buildings
ApartmentHighRise COMPACT HVAC-ALWAYS 4 | Unknown |  | Default¦WntrDsn¦SmrDsn | 2014-01-01 | 2014-12-31 | Constant | 4 | [23 empty] | From DOE Prototype Buildings
ApartmentHighRise ELEV_LIGHT_FAN_SCH_24_7 | Lighting |  | Default¦WntrDsn¦SmrDsn | 2014-01-01 | 2014-12-31 | Constant | 1 | [23 empty] | From DOE Prototype Buildings
ApartmentHighRise ELEV_LIGHT_FAN_SCH_ADD_DF | Lighting |  | Default | 2014-01-01 | 2014-12-31 | Hourly | 0.05 | 0.05 | 0.05 | 0.05 | 0.1 | 0.2 | 0.4 | 0.5 | 0.5 | 0.35 | 0.15 | 0.15 | 0.15 | 0.15 | 0.15 | 0.15 | 0.35 | 0.5 | 0.5 | 0.4 | 0.4 | 0.3 | 0.2 | 0.1 | From DOE Prototype Buildings
ApartmentHighRise ELEV_LIGHT_FAN_SCH_ADD_DF | Lighting |  | WntrDsn | 2014-01-01 | 2014-12-31 | Constant | 0.05 | [23 empty] | From DOE Prototype Buildings
ApartmentHighRise ELEV_LIGHT_FAN_SCH_ADD_DF | Lighting |  | SmrDsn | 2014-01-01 | 2014-12-31 | Constant | 0.5 | [23 empty] | From DOE Prototype Buildings
ApartmentHighRise EQP_APT_SCH | Equipment |  | Default¦WntrDsn¦SmrDsn | 2014-01-01 | 2014-12-31 | Hourly | 0.45 | 0.41 | 0.39 | 0.38 | 0.38 | 0.43 | 0.54 | 0.65 | 0.66 | 0.67 | 0.69 | 0.7 | 0.69 | 0.66 | 0.65 | 0.68 | 0.8 | 1 | 1 | 0.93 | 0.89 | 0.85 | 0.71 | 0.58 | From DOE Prototype Buildings
ApartmentHighRise EQP_OFF_SCH_2004_2007 | Equipment |  | Default¦WntrDsn¦SmrDsn | 2014-01-01 | 2014-12-31 | Constant | 0.33 | [23 empty] | From DOE Prototype Buildings
ApartmentHighRise EQP_OFF_SCH_2004_2007 | Equipment |  | Wkdy | 2014-01-01 | 2014-12-31 | Hourly | 0.33 | 0.33 | 0.33 | 0.33 | 0.33 | 0.33 | 0.33 | 0.5 | 1 | 1 | 1 | 1 | 0.94 | 1 | 1 | 1 | 1 | 0.5 | 0.33 | 0.33 | 0.33 | 0.33 | 0.33 | 0.33 | From DOE Prototype Buildings
ApartmentHighRise EQP_OFF_SCH_2010_2013 | Equipment |  | Default¦WntrDsn¦SmrDsn | 2014-01-01 | 2014-12-31 | Constant | 0.21863 | [23 empty] | From DOE Prototype Buildings
ApartmentHighRise EQP_OFF_SCH_2010_2013 | Equipment |  | Wkdy | 2014-01-01 | 2014-12-31 | Hourly | 0.21863 | 0.21863 | 0.21863 | 0.21863 | 0.21863 | 0.21863 | 0.21863 | 0.33125 | 0.92575 | 0.92575 | 0.92575 | 0.92575 | 0.87021 | 0.92575 | 0.92575 | 0.92575 | 0.92575 | 0.33125 | 0.21863 | 0.21863 | 0.21863 | 0.21863 | 0.21863 | 0.21863 | From DOE Prototype Buildings
ApartmentHighRise Exterior_Lgt_ALWAYS_ON | Unknown |  | Default¦WntrDsn¦SmrDsn | 2014-01-01 | 2014-12-31 | Constant | 1 | [23 empty] | From DOE Prototype Buildings
ApartmentHighRise Exterior_Ltg_Sch | Unknown |  | Default¦WntrDsn¦SmrDsn | 2014-01-01 | 2014-12-31 | Hourly | 1 | 1 | 1 | 1 | 1 | 1 | 1 | 0 | 0 | 0 | 0 | 0 | 0 | 0 | 0 | 0 | 0 | 0 | 0 | 1 | 1 | 1 | 1 | 1 | From DOE Prototype Buildings
ApartmentHighRise HTGSETP_APT_SCH | Thermostat Setpoint | C | Default | 2014-01-01 | 2014-12-31 | Constant | 21.7 | [23 empty] | From DOE Prototype Buildings
ApartmentHighRise HTGSETP_APT_SCH | Thermostat Setpoint | C | WntrDsn | 2014-01-01 | 2014-12-31 | Constant | 21.7 | [23 empty] | From DOE Prototype Buildings
ApartmentHighRise HTGSETP_APT_SCH | Thermostat Setpoint | C | SmrDsn | 2014-01-01 | 2014-12-31 | Constant | 24.4 | [23 empty] | From DOE Prototype Buildings
ApartmentHighRise HTGSETP_DESIGN_OFF_SCH | Thermostat Setpoint | C | Default¦WntrDsn¦SmrDsn | 2014-01-01 | 2014-12-31 | Constant | 0 | [23 empty] | From DOE Prototype Buildings
ApartmentHighRise HTGSETP_OFF_SCH_No_Optimum | Thermostat Setpoint | C | Default | 2014-01-01 | 2014-12-31 | Constant | 15.6 | [23 empty] | From DOE Prototype Buildings
ApartmentHighRise HTGSETP_OFF_SCH_No_Optimum | Thermostat Setpoint | C | WntrDsn¦SmrDsn | 2014-01-01 | 2014-12-31 | Hourly | 15.6 | 15.6 | 15.6 | 15.6 | 15.6 | 15.6 | 15.6 | 18.3 | 21.1 | 21.1 | 21.1 | 21.1 | 21.1 | 21.1 | 21.1 | 21.1 | 21.1 | 18.3 | 15.6 | 15.6 | 15.6 | 15.6 | 15.6 | 15.6 | From DOE Prototype Buildings
ApartmentHighRise HTGSETP_OFF_SCH_Yes_Optimum | Thermostat Setpoint | C | Default | 2014-01-01 | 2014-12-31 | Constant | 15.6 | [23 empty] | From DOE Prototype Buildings
ApartmentHighRise HTGSETP_OFF_SCH_Yes_Optimum | Thermostat Setpoint | C | WntrDsn¦SmrDsn | 2014-01-01 | 2014-12-31 | Hourly | 15.6 | 15.6 | 15.6 | 15.6 | 15.6 | 15.6 | 15.6 | 18.3 | 21.1 | 21.1 | 21.1 | 21.1 | 21.1 | 21.1 | 21.1 | 21.1 | 21.1 | 18.3 | 15.6 | 15.6 | 15.6 | 15.6 | 15.6 | 15.6 | From DOE Prototype Buildings
ApartmentHighRise HTGSETP_OFF_SCH_Yes_Optimum_Original | Thermostat Setpoint | C | Default | 2014-01-01 | 2014-12-31 | Constant | 15.6 | [23 empty] | From DOE Prototype Buildings
ApartmentHighRise HTGSETP_OFF_SCH_Yes_Optimum_Original | Thermostat Setpoint | C | WntrDsn¦SmrDsn | 2014-01-01 | 2014-12-31 | Hourly | 15.6 | 15.6 | 15.6 | 15.6 | 15.6 | 15.6 | 15.6 | 18.3 | 21.1 | 21.1 | 21.1 | 21.1 | 21.1 | 21.1 | 21.1 | 21.1 | 21.1 | 18.3 | 15.6 | 15.6 | 15.6 | 15.6 | 15.6 | 15.6 | From DOE Prototype Buildings
ApartmentHighRise INF_APT_SCH | Unknown |  | Default¦WntrDsn¦SmrDsn | 2014-01-01 | 2014-12-31 | Constant | 1 | [23 empty] | From DOE Prototype Buildings
ApartmentHighRise INF_COR_SCH | Unknown |  | Default¦WntrDsn¦SmrDsn | 2014-01-01 | 2014-12-31 | Constant | 1 | [23 empty] | From DOE Prototype Buildings
ApartmentHighRise INF_OFF_SCH | Unknown |  | Default¦WntrDsn¦SmrDsn | 2014-01-01 | 2014-12-31 | Constant | 1 | [23 empty] | From DOE Prototype Buildings
ApartmentHighRise INFIL_Door_Opening_SCH_0.131 | Infiltration |  | Default¦WntrDsn¦SmrDsn | 2014-01-01 | 2014-12-31 | Hourly | 0 | 0 | 0 | 0 | 0 | 0 | 0.131 | 1 | 0.131 | 0.131 | 0.131 | 0.131 | 0.131 | 0.131 | 0.131 | 0.131 | 0.131 | 1 | 0.131 | 0.131 | 0.131 | 0.131 | 0 | 0 | From DOE Prototype Buildings
ApartmentHighRise INFIL_Door_Opening_SCH_0.144 | Infiltration |  | Default¦WntrDsn¦SmrDsn | 2014-01-01 | 2014-12-31 | Hourly | 0 | 0 | 0 | 0 | 0 | 0 | 0.144 | 1 | 0.144 | 0.144 | 0.144 | 0.144 | 0.144 | 0.144 | 0.144 | 0.144 | 0.144 | 1 | 0.144 | 0.144 | 0.144 | 0.144 | 0 | 0 | From DOE Prototype Buildings
ApartmentHighRise LTG_APT_SCH | Unknown |  | Default¦WntrDsn¦SmrDsn | 2014-01-01 | 2014-12-31 | Hourly | 0.011316 | 0.011316 | 0.011316 | 0.011316 | 0.033948 | 0.073554 | 0.079212 | 0.073554 | 0.033948 | 0.022632 | 0.022632 | 0.022632 | 0.022632 | 0.022632 | 0.022632 | 0.039606 | 0.079212 | 0.11316 | 0.15277 | 0.18106 | 0.18106 | 0.12448 | 0.067896 | 0.02829 | From DOE Prototype Buildings
ApartmentHighRise LTG_COR_SCH_2004_2007 | Unknown |  | Default¦WntrDsn¦SmrDsn | 2014-01-01 | 2014-12-31 | Constant | 1 | [23 empty] | From DOE Prototype Buildings
ApartmentHighRise LTG_COR_SCH_2010 | Unknown |  | Default¦WntrDsn¦SmrDsn | 2014-01-01 | 2014-12-31 | Constant | 0.8875 | [23 empty] | From DOE Prototype Buildings
ApartmentHighRise LTG_COR_SCH_2013 | Unknown |  | Default¦WntrDsn¦SmrDsn | 2014-01-01 | 2014-12-31 | Constant | 0.57688 | [23 empty] | From DOE Prototype Buildings
ApartmentHighRise LTG_OFF_SCH_2004_2007 | Unknown |  | Default | 2014-01-01 | 2014-12-31 | Constant | 0.18 | [23 empty] | From DOE Prototype Buildings
ApartmentHighRise LTG_OFF_SCH_2004_2007 | Unknown |  | WntrDsn | 2014-01-01 | 2014-12-31 | Constant | 0 | [23 empty] | From DOE Prototype Buildings
ApartmentHighRise LTG_OFF_SCH_2004_2007 | Unknown |  | SmrDsn | 2014-01-01 | 2014-12-31 | Constant | 1 | [23 empty] | From DOE Prototype Buildings
ApartmentHighRise LTG_OFF_SCH_2004_2007 | Unknown |  | Wkdy | 2014-01-01 | 2014-12-31 | Hourly | 0.18 | 0.18 | 0.18 | 0.18 | 0.18 | 0.18 | 0.18 | 0.18 | 0.9 | 0.9 | 0.9 | 0.9 | 0.8 | 0.9 | 0.9 | 0.9 | 0.9 | 0.18 | 0.18 | 0.18 | 0.18 | 0.18 | 0.18 | 0.18 | From DOE Prototype Buildings
ApartmentHighRise LTG_OFF_SCH_2010_2013 | Unknown |  | Default | 2014-01-01 | 2014-12-31 | Constant | 0.18 | [23 empty] | From DOE Prototype Buildings
ApartmentHighRise LTG_OFF_SCH_2010_2013 | Unknown |  | WntrDsn | 2014-01-01 | 2014-12-31 | Constant | 0 | [23 empty] | From DOE Prototype Buildings
ApartmentHighRise LTG_OFF_SCH_2010_2013 | Unknown |  | SmrDsn | 2014-01-01 | 2014-12-31 | Constant | 1 | [23 empty] | From DOE Prototype Buildings
ApartmentHighRise LTG_OFF_SCH_2010_2013 | Unknown |  | Wkdy | 2014-01-01 | 2014-12-31 | Hourly | 0.18 | 0.18 | 0.18 | 0.18 | 0.18 | 0.18 | 0.18 | 0.18 | 0.76932 | 0.76932 | 0.76932 | 0.76932 | 0.68384 | 0.76932 | 0.76932 | 0.76932 | 0.76932 | 0.18 | 0.18 | 0.18 | 0.18 | 0.18 | 0.18 | 0.18 | From DOE Prototype Buildings
ApartmentHighRise LTG_OFF_SCH_2013 | Unknown |  | Default | 2014-01-01 | 2014-12-31 | Constant | 0.18 | [23 empty] | From DOE Prototype Buildings
ApartmentHighRise LTG_OFF_SCH_2013 | Unknown |  | WntrDsn | 2014-01-01 | 2014-12-31 | Constant | 0 | [23 empty] | From DOE Prototype Buildings
ApartmentHighRise LTG_OFF_SCH_2013 | Unknown |  | SmrDsn | 2014-01-01 | 2014-12-31 | Constant | 1 | [23 empty] | From DOE Prototype Buildings
ApartmentHighRise LTG_OFF_SCH_2013 | Unknown |  | Wkdy | 2014-01-01 | 2014-12-31 | Hourly | 0.18 | 0.18 | 0.18 | 0.18 | 0.18 | 0.18 | 0.18 | 0.18 | 0.76932 | 0.76932 | 0.76932 | 0.76932 | 0.68384 | 0.76932 | 0.76932 | 0.76932 | 0.76932 | 0.18 | 0.18 | 0.18 | 0.18 | 0.18 | 0.18 | 0.18 | From DOE Prototype Buildings
ApartmentHighRise N CLGSETP_APT_SCH | Thermostat Setpoint | C | Default¦WntrDsn¦SmrDsn | 2014-01-01 | 2014-12-31 | Constant | 0 | [23 empty] | From DOE Prototype Buildings
ApartmentHighRise N HTGSETP_APT_SCH | Thermostat Setpoint | C | Default¦WntrDsn¦SmrDsn | 2014-01-01 | 2014-12-31 | Constant | 0 | [23 empty] | From DOE Prototype Buildings
ApartmentHighRise OCC_APT_SCH | Occupancy |  | Default¦WntrDsn¦SmrDsn | 2014-01-01 | 2014-12-31 | Hourly | 1 | 1 | 1 | 1 | 1 | 1 | 1 | 0.85 | 0.39 | 0.25 | 0.25 | 0.25 | 0.25 | 0.25 | 0.25 | 0.25 | 0.3 | 0.52 | 0.87 | 0.87 | 0.87 | 1 | 1 | 1 | From DOE Prototype Buildings
ApartmentHighRise OCC_OFF_SCH | Occupancy |  | Default¦WntrDsn¦SmrDsn | 2014-01-01 | 2014-12-31 | Constant | 0 | [23 empty] | From DOE Prototype Buildings
ApartmentHighRise OCC_OFF_SCH | Occupancy |  | Wkdy | 2014-01-01 | 2014-12-31 | Hourly | 0 | 0 | 0 | 0 | 0 | 0 | 0 | 0 | 1 | 1 | 1 | 1 | 0.5 | 1 | 1 | 1 | 1 | 0 | 0 | 0 | 0 | 0 | 0 | 0 | From DOE Prototype Buildings
ApartmentHighRise PLANT LOOP HIGH TEMP SCHEDULE | Unknown | C | Default¦WntrDsn¦SmrDsn | 2014-01-01 | 2014-12-31 | Constant | 30 | [23 empty] | From DOE Prototype Buildings
ApartmentHighRise PLANT LOOP LOW TEMP SCHEDULE | Unknown | C | Default¦WntrDsn¦SmrDsn | 2014-01-01 | 2014-12-31 | Constant | 20 | [23 empty] | From DOE Prototype Buildings
ApartmentHighRise PLANTCOOLINGONSCHED | Unknown |  | Default¦SmrDsn | 2014-01-01 | 2014-12-31 | Constant | 1 | [23 empty] | From DOE Prototype Buildings
ApartmentHighRise PLANTCOOLINGONSCHED | Unknown |  | WntrDsn | 2014-01-01 | 2014-12-31 | Constant | 0 | [23 empty] | From DOE Prototype Buildings
ApartmentHighRise PLANTCOOLINGONSCHED | Unknown |  | Wknd¦Wkdy | 2014-10-18 | 2014-12-31 | Constant | 0 | [23 empty] | From DOE Prototype Buildings
ApartmentHighRise PLANTCOOLINGONSCHED | Unknown |  | Wknd¦Wkdy | 2014-01-01 | 2014-05-08 | Constant | 0 | [23 empty] | From DOE Prototype Buildings
ApartmentHighRise PLANTHEATINGONSCHED | Unknown |  | Default¦SmrDsn | 2014-01-01 | 2014-12-31 | Constant | 0 | [23 empty] | From DOE Prototype Buildings
ApartmentHighRise PLANTHEATINGONSCHED | Unknown |  | WntrDsn | 2014-01-01 | 2014-12-31 | Constant | 1 | [23 empty] | From DOE Prototype Buildings
ApartmentHighRise PLANTHEATINGONSCHED | Unknown |  | Wknd¦Wkdy | 2014-10-18 | 2014-12-31 | Constant | 1 | [23 empty] | From DOE Prototype Buildings
ApartmentHighRise PLANTHEATINGONSCHED | Unknown |  | Wknd¦Wkdy | 2014-01-01 | 2014-05-08 | Constant | 1 | [23 empty] | From DOE Prototype Buildings
ApartmentHighRise PlantOnSched | Unknown |  | Default¦WntrDsn¦SmrDsn | 2014-01-01 | 2014-12-31 | Constant | 1 | [23 empty] | From DOE Prototype Buildings
ApartmentHighRise S CLGSETP_APT_SCH | Thermostat Setpoint | C | Default¦WntrDsn¦SmrDsn | 2014-01-01 | 2014-12-31 | Constant | 0 | [23 empty] | From DOE Prototype Buildings
ApartmentHighRise S HTGSETP_APT_SCH | Thermostat Setpoint | C | Default¦WntrDsn¦SmrDsn | 2014-01-01 | 2014-12-31 | Constant | 0 | [23 empty] | From DOE Prototype Buildings
ApartmentHighRise SHW Latent fract sched | Service Water Heating |  | Default¦WntrDsn¦SmrDsn | 2014-01-01 | 2014-12-31 | Constant | 0.05 | [23 empty] | From DOE Prototype Buildings
ApartmentHighRise SHW Sensible fract sched | Service Water Heating |  | Default¦WntrDsn¦SmrDsn | 2014-01-01 | 2014-12-31 | Constant | 0.2 | [23 empty] | From DOE Prototype Buildings
ApartmentHighRise SHW SUPPLY TEMP SCHED | Service Water Heating | C | Default¦WntrDsn¦SmrDsn | 2014-01-01 | 2014-12-31 | Constant | 55 | [23 empty] | From DOE Prototype Buildings
ApartmentHighRise SHW TARGET TEMP SCHED | Service Water Heating | C | Default¦WntrDsn¦SmrDsn | 2014-01-01 | 2014-12-31 | Constant | 60 | [23 empty] | From DOE Prototype Buildings
ApartmentHighRise SHWSys1 Water Heater Ambient Temperature Schedule | Service Water Heating | C | Default¦WntrDsn¦SmrDsn | 2014-01-01 | 2014-12-31 | Constant | 22 | [23 empty] | From DOE Prototype Buildings
ApartmentHighRise SHWSys1 Water Heater Setpoint Temperature Schedule | Service Water Heating | C | Default¦WntrDsn¦SmrDsn | 2014-01-01 | 2014-12-31 | Constant | 60 | [23 empty] | From DOE Prototype Buildings
ApartmentHighRise SHWSys1-Loop-Temp-Schedule | Service Water Heating | C | Default¦WntrDsn¦SmrDsn | 2014-01-01 | 2014-12-31 | Constant | 60 | [23 empty] | From DOE Prototype Buildings
ApartmentHighRise Sliding_Doors_Ventilation_Availability_SCH | Unknown |  | Default | 2014-01-01 | 2014-12-31 | Hourly | 0 | 0 | 0 | 0 | 0 | 0 | 1 | 1 | 1 | 1 | 1 | 1 | 1 | 1 | 1 | 1 | 1 | 1 | 1 | 1 | 1 | 1 | 0 | 0 | From DOE Prototype Buildings
ApartmentHighRise Sliding_Doors_Ventilation_Availability_SCH | Unknown |  | WntrDsn¦SmrDsn | 2014-01-01 | 2014-12-31 | Constant | 0 | [23 empty] | From DOE Prototype Buildings
ApartmentHighRise SupplyFanSch | Unknown |  | Default¦WntrDsn¦SmrDsn | 2014-01-01 | 2014-12-31 | Constant | 1 | [23 empty] | From DOE Prototype Buildings
ApartmentHighRise ZONE CONTROL TYPE SCHED | Unknown |  | Default | 2014-01-01 | 2014-12-31 | Constant | 0 | [23 empty] | From DOE Prototype Buildings
ApartmentHighRise ZONE CONTROL TYPE SCHED | Unknown |  | WntrDsn | 2014-01-01 | 2014-12-31 | Constant | 1 | [23 empty] | From DOE Prototype Buildings
ApartmentHighRise ZONE CONTROL TYPE SCHED | Unknown |  | SmrDsn | 2014-01-01 | 2014-12-31 | Constant | 2 | [23 empty] | From DOE Prototype Buildings
ApartmentHighRise ZONE CONTROL TYPE SCHED | Unknown |  | Wkdy | 2014-01-01 | 2014-12-31 | Constant | 4 | [23 empty] | From DOE Prototype Buildings
ApartmentMidRise Activity Schedule | Activity | W | Default¦WntrDsn¦SmrDsn | 2014-01-01 | 2014-12-31 | Constant | 95 | [23 empty] | From DOE Prototype Buildings
ApartmentMidRise All Off | Unknown |  | Default¦WntrDsn¦SmrDsn | 2014-01-01 | 2014-12-31 | Constant | 0 | [23 empty] | From DOE Prototype Buildings
ApartmentMidRise All On | Unknown |  | Default¦WntrDsn¦SmrDsn | 2014-01-01 | 2014-12-31 | Constant | 1 | [23 empty] | From DOE Prototype Buildings
ApartmentMidRise APT_DHW_SCH | Unknown |  | Default¦WntrDsn¦SmrDsn | 2014-01-01 | 2014-12-31 | Hourly | 0.08 | 0.04 | 0.01 | 0.01 | 0.04 | 0.27 | 0.94 | 1 | 0.96 | 0.84 | 0.76 | 0.61 | 0.53 | 0.47 | 0.41 | 0.47 | 0.55 | 0.73 | 0.86 | 0.82 | 0.75 | 0.61 | 0.53 | 0.29 | From DOE Prototype Buildings
ApartmentMidRise BLDG_ELEVATORS | Elevator |  | Default | 2014-01-01 | 2014-12-31 | Hourly | 0.05 | 0.05 | 0.05 | 0.05 | 0.1 | 0.2 | 0.4 | 0.5 | 0.5 | 0.35 | 0.15 | 0.15 | 0.15 | 0.15 | 0.15 | 0.15 | 0.35 | 0.5 | 0.5 | 0.4 | 0.4 | 0.3 | 0.2 | 0.1 | From DOE Prototype Buildings
ApartmentMidRise BLDG_ELEVATORS | Elevator |  | WntrDsn | 2014-01-01 | 2014-12-31 | Constant | 0.05 | [23 empty] | From DOE Prototype Buildings
ApartmentMidRise BLDG_ELEVATORS | Elevator |  | SmrDsn | 2014-01-01 | 2014-12-31 | Constant | 0.5 | [23 empty] | From DOE Prototype Buildings
ApartmentMidRise BLDG_ELEVATORS Pre2004 | Elevator |  | Default | 2014-01-01 | 2014-12-31 | Hourly | 0.05 | 0.05 | 0.05 | 0.05 | 0.1 | 0.2 | 0.4 | 0.5 | 0.5 | 0.35 | 0.15 | 0.15 | 0.15 | 0.15 | 0.15 | 0.15 | 0.35 | 0.5 | 0.5 | 0.4 | 0.4 | 0.3 | 0.2 | 0.1 | From DOE Prototype Buildings
ApartmentMidRise CLGSETP_APT_SCH | Thermostat Setpoint | C | Default¦WntrDsn¦SmrDsn | 2014-01-01 | 2014-12-31 | Constant | 24.4 | [23 empty] | From DOE Prototype Buildings
ApartmentMidRise CLGSETP_OFF_SCH_NO_OPTIMUM | Thermostat Setpoint | C | Default¦WntrDsn | 2014-01-01 | 2014-12-31 | Constant | 29.4 | [23 empty] | From DOE Prototype Buildings
ApartmentMidRise CLGSETP_OFF_SCH_NO_OPTIMUM | Thermostat Setpoint | C | SmrDsn | 2014-01-01 | 2014-12-31 | Hourly | 29.4 | 29.4 | 29.4 | 29.4 | 29.4 | 29.4 | 29.4 | 26.7 | 23.9 | 23.9 | 23.9 | 23.9 | 23.9 | 23.9 | 23.9 | 23.9 | 23.9 | 26.7 | 29.4 | 29.4 | 29.4 | 29.4 | 29.4 | 29.4 | From DOE Prototype Buildings
ApartmentMidRise CLGSETP_OFF_SCH_NO_OPTIMUM | Thermostat Setpoint | C | Wkdy | 2014-01-01 | 2014-12-31 | Hourly | 29.4 | 29.4 | 29.4 | 29.4 | 29.4 | 29.4 | 29.4 | 23.9 | 23.9 | 23.9 | 23.9 | 23.9 | 23.9 | 23.9 | 23.9 | 23.9 | 23.9 | 26.7 | 29.4 | 29.4 | 29.4 | 29.4 | 29.4 | 29.4 | From DOE Prototype Buildings
ApartmentMidRise CLGSETP_OFF_SCH_No_Setback | Thermostat Setpoint | C | Default¦WntrDsn | 2014-01-01 | 2014-12-31 | Constant | 23.9 | [23 empty] | From DOE Prototype Buildings
ApartmentMidRise CLGSETP_OFF_SCH_No_Setback | Thermostat Setpoint | C | SmrDsn | 2014-01-01 | 2014-12-31 | Hourly | 29.4 | 29.4 | 29.4 | 29.4 | 29.4 | 29.4 | 29.4 | 26.7 | 23.9 | 23.9 | 23.9 | 23.9 | 23.9 | 23.9 | 23.9 | 23.9 | 23.9 | 26.7 | 29.4 | 29.4 | 29.4 | 29.4 | 29.4 | 29.4 | From DOE Prototype Buildings
ApartmentMidRise CLGSETP_OFF_SCH_YES_OPTIMUM | Thermostat Setpoint | C | Default¦WntrDsn | 2014-01-01 | 2014-12-31 | Constant | 29.4 | [23 empty] | From DOE Prototype Buildings
ApartmentMidRise CLGSETP_OFF_SCH_YES_OPTIMUM | Thermostat Setpoint | C | SmrDsn | 2014-01-01 | 2014-12-31 | Hourly | 29.4 | 29.4 | 29.4 | 29.4 | 29.4 | 29.4 | 29.4 | 26.7 | 23.9 | 23.9 | 23.9 | 23.9 | 23.9 | 23.9 | 23.9 | 23.9 | 23.9 | 26.7 | 29.4 | 29.4 | 29.4 | 29.4 | 29.4 | 29.4 | From DOE Prototype Buildings
ApartmentMidRise COMPACT HVAC-ALWAYS 0 | Unknown |  | Default¦WntrDsn¦SmrDsn | 2014-01-01 | 2014-12-31 | Constant | 0 | [23 empty] | From DOE Prototype Buildings
ApartmentMidRise COMPACT HVAC-ALWAYS 1 | Unknown |  | Default¦WntrDsn¦SmrDsn | 2014-01-01 | 2014-12-31 | Constant | 1 | [23 empty] | From DOE Prototype Buildings
ApartmentMidRise COMPACT HVAC-ALWAYS 18.3333338190008 | Unknown |  | Default¦WntrDsn¦SmrDsn | 2014-01-01 | 2014-12-31 | Constant | 18.3333 | [23 empty] | From DOE Prototype Buildings
ApartmentMidRise COMPACT HVAC-ALWAYS 4 | Unknown |  | Default¦WntrDsn¦SmrDsn | 2014-01-01 | 2014-12-31 | Constant | 4 | [23 empty] | From DOE Prototype Buildings
ApartmentMidRise Constant Mains Temp Schedule | Unknown | W | Default¦WntrDsn¦SmrDsn | 2014-01-01 | 2014-12-31 | Constant | 12 | [23 empty] | From DOE Prototype Buildings
ApartmentMidRise ELEV_LIGHT_FAN_SCH_24_7 | Lighting |  | Default¦WntrDsn¦SmrDsn | 2014-01-01 | 2014-12-31 | Constant | 1 | [23 empty] | From DOE Prototype Buildings
ApartmentMidRise ELEV_LIGHT_FAN_SCH_ADD_DF | Lighting |  | Default | 2014-01-01 | 2014-12-31 | Hourly | 0.05 | 0.05 | 0.05 | 0.05 | 0.1 | 0.2 | 0.4 | 0.5 | 0.5 | 0.35 | 0.15 | 0.15 | 0.15 | 0.15 | 0.15 | 0.15 | 0.35 | 0.5 | 0.5 | 0.4 | 0.4 | 0.3 | 0.2 | 0.1 | From DOE Prototype Buildings
ApartmentMidRise ELEV_LIGHT_FAN_SCH_ADD_DF | Lighting |  | WntrDsn | 2014-01-01 | 2014-12-31 | Constant | 0.05 | [23 empty] | From DOE Prototype Buildings
ApartmentMidRise ELEV_LIGHT_FAN_SCH_ADD_DF | Lighting |  | SmrDsn | 2014-01-01 | 2014-12-31 | Constant | 0.5 | [23 empty] | From DOE Prototype Buildings
ApartmentMidRise EQP_APT_SCH | Equipment |  | Default¦WntrDsn¦SmrDsn | 2014-01-01 | 2014-12-31 | Hourly | 0.649 | 0.597 | 0.572 | 0.559 | 0.566 | 0.584 | 0.625 | 0.681 | 0.713 | 0.721 | 0.72 | 0.712 | 0.716 | 0.704 | 0.705 | 0.718 | 0.779 | 0.918 | 1 | 0.983 | 0.938 | 0.891 | 0.835 | 0.748 | From NREL Residential Team for LA100
ApartmentMidRise EQP_APT_SCH_DOE_Prototype | Equipment |  | Default¦WntrDsn¦SmrDsn | 2014-01-01 | 2014-12-31 | Hourly | 0.45 | 0.41 | 0.39 | 0.38 | 0.38 | 0.43 | 0.54 | 0.65 | 0.66 | 0.67 | 0.69 | 0.7 | 0.69 | 0.66 | 0.65 | 0.68 | 0.8 | 1 | 1 | 0.93 | 0.89 | 0.85 | 0.71 | 0.58 | From DOE Prototype Buildings
ApartmentMidRise EQP_OFF_SCH_2004_2007 | Equipment |  | Default¦WntrDsn¦SmrDsn | 2014-01-01 | 2014-12-31 | Constant | 0.33 | [23 empty] | From DOE Prototype Buildings
ApartmentMidRise EQP_OFF_SCH_2004_2007 | Equipment |  | Wkdy | 2014-01-01 | 2014-12-31 | Hourly | 0.33 | 0.33 | 0.33 | 0.33 | 0.33 | 0.33 | 0.33 | 0.5 | 1 | 1 | 1 | 1 | 0.94 | 1 | 1 | 1 | 1 | 0.5 | 0.33 | 0.33 | 0.33 | 0.33 | 0.33 | 0.33 | From DOE Prototype Buildings
ApartmentMidRise EQP_OFF_SCH_2010_2013 | Equipment |  | Default¦WntrDsn¦SmrDsn | 2014-01-01 | 2014-12-31 | Constant | 0.21863 | [23 empty] | From DOE Prototype Buildings
ApartmentMidRise EQP_OFF_SCH_2010_2013 | Equipment |  | Wkdy | 2014-01-01 | 2014-12-31 | Hourly | 0.21863 | 0.21863 | 0.21863 | 0.21863 | 0.21863 | 0.21863 | 0.21863 | 0.33125 | 0.92575 | 0.92575 | 0.92575 | 0.92575 | 0.87021 | 0.92575 | 0.92575 | 0.92575 | 0.92575 | 0.33125 | 0.21863 | 0.21863 | 0.21863 | 0.21863 | 0.21863 | 0.21863 | From DOE Prototype Buildings
ApartmentMidRise EQP_OFF_SCH_Pre2004 | Equipment |  | Default¦WntrDsn | 2014-01-01 | 2014-12-31 | Constant | 0.33 | [23 empty] | From DOE Prototype Buildings
ApartmentMidRise EQP_OFF_SCH_Pre2004 | Equipment |  | Wkdy¦SmrDsn | 2014-01-01 | 2014-12-31 | Hourly | 0.33 | 0.33 | 0.33 | 0.33 | 0.33 | 0.33 | 0.33 | 0.5 | 1 | 1 | 1 | 1 | 0.94 | 1 | 1 | 1 | 1 | 0.5 | 0.33 | 0.33 | 0.33 | 0.33 | 0.33 | 0.33 | From DOE Prototype Buildings
ApartmentMidRise Exterior_Lgt_ALWAYS_ON | Unknown |  | Default¦WntrDsn¦SmrDsn | 2014-01-01 | 2014-12-31 | Constant | 1 | [23 empty] | From DOE Prototype Buildings
ApartmentMidRise Exterior_Ltg_Sch | Unknown |  | Default¦WntrDsn¦SmrDsn | 2014-01-01 | 2014-12-31 | Hourly | 1 | 1 | 1 | 1 | 1 | 1 | 1 | 0 | 0 | 0 | 0 | 0 | 0 | 0 | 0 | 0 | 0 | 0 | 0 | 1 | 1 | 1 | 1 | 1 | From DOE Prototype Buildings
ApartmentMidRise Hot Water Setpoint Temp Schedule | Unknown | W | Default¦WntrDsn¦SmrDsn | 2014-01-01 | 2014-12-31 | Constant | 60 | [23 empty] | From DOE Prototype Buildings
ApartmentMidRise HTGSETP_APT_SCH | Thermostat Setpoint | C | Default¦WntrDsn¦SmrDsn | 2014-01-01 | 2014-12-31 | Constant | 21.7 | [23 empty] | From DOE Prototype Buildings
ApartmentMidRise HTGSETP_OFF_SCH_NO_OPTIMUM | Thermostat Setpoint | C | Default¦SmrDsn | 2014-01-01 | 2014-12-31 | Constant | 15.6 | [23 empty] | From DOE Prototype Buildings
ApartmentMidRise HTGSETP_OFF_SCH_NO_OPTIMUM | Thermostat Setpoint | C | WntrDsn | 2014-01-01 | 2014-12-31 | Hourly | 15.6 | 15.6 | 15.6 | 15.6 | 15.6 | 15.6 | 15.6 | 18.3 | 21.1 | 21.1 | 21.1 | 21.1 | 21.1 | 21.1 | 21.1 | 21.1 | 21.1 | 18.3 | 15.6 | 15.6 | 15.6 | 15.6 | 15.6 | 15.6 | From DOE Prototype Buildings
ApartmentMidRise HTGSETP_OFF_SCH_NO_OPTIMUM | Thermostat Setpoint | C | Wkdy | 2014-01-01 | 2014-12-31 | Hourly | 15.6 | 15.6 | 15.6 | 15.6 | 15.6 | 15.6 | 15.6 | 21.1 | 21.1 | 21.1 | 21.1 | 21.1 | 21.1 | 21.1 | 21.1 | 21.1 | 21.1 | 18.3 | 15.6 | 15.6 | 15.6 | 15.6 | 15.6 | 15.6 | From DOE Prototype Buildings
ApartmentMidRise HTGSETP_OFF_SCH_YES_OPTIMUM | Thermostat Setpoint | C | Default¦SmrDsn | 2014-01-01 | 2014-12-31 | Constant | 15.6 | [23 empty] | From DOE Prototype Buildings
ApartmentMidRise HTGSETP_OFF_SCH_YES_OPTIMUM | Thermostat Setpoint | C | WntrDsn | 2014-01-01 | 2014-12-31 | Hourly | 15.6 | 15.6 | 15.6 | 15.6 | 15.6 | 15.6 | 15.6 | 18.3 | 21.1 | 21.1 | 21.1 | 21.1 | 21.1 | 21.1 | 21.1 | 21.1 | 21.1 | 18.3 | 15.6 | 15.6 | 15.6 | 15.6 | 15.6 | 15.6 | From DOE Prototype Buildings
ApartmentMidRise HTGSETP_OFF_SCH_YES_OPTIMUM | Thermostat Setpoint | C | Wkdy | 2014-01-01 | 2014-12-31 | Hourly | 15.6 | 15.6 | 15.6 | 15.6 | 15.6 | 15.6 | 15.6 | 17.8 | 20 | 21.1 | 21.1 | 21.1 | 21.1 | 21.1 | 21.1 | 21.1 | 21.1 | 18.3 | 15.6 | 15.6 | 15.6 | 15.6 | 15.6 | 15.6 | From DOE Prototype Buildings
ApartmentMidRise INF_APT_SCH | Unknown |  | Default¦WntrDsn¦SmrDsn | 2014-01-01 | 2014-12-31 | Constant | 1 | [23 empty] | From DOE Prototype Buildings
ApartmentMidRise INF_COR_SCH | Unknown |  | Default¦WntrDsn¦SmrDsn | 2014-01-01 | 2014-12-31 | Constant | 1 | [23 empty] | From DOE Prototype Buildings
ApartmentMidRise INF_OFF_SCH | Unknown |  | Default¦WntrDsn¦SmrDsn | 2014-01-01 | 2014-12-31 | Constant | 1 | [23 empty] | From DOE Prototype Buildings
ApartmentMidRise INFIL_Door_Opening_SCH_2004_2007 | Infiltration |  | Default¦WntrDsn¦SmrDsn | 2014-01-01 | 2014-12-31 | Hourly | 0 | 0 | 0 | 0 | 0 | 0 | 0.144 | 1 | 0.144 | 0.144 | 0.144 | 0.144 | 0.144 | 0.144 | 0.144 | 0.144 | 0.144 | 1 | 0.144 | 0.144 | 0.144 | 0.144 | 0 | 0 | From DOE Prototype Buildings
ApartmentMidRise INFIL_Door_Opening_SCH_2010_2013 | Infiltration |  | Default¦WntrDsn¦SmrDsn | 2014-01-01 | 2014-12-31 | Hourly | 0 | 0 | 0 | 0 | 0 | 0 | 0.131 | 1 | 0.131 | 0.131 | 0.131 | 0.131 | 0.131 | 0.131 | 0.131 | 0.131 | 0.131 | 1 | 0.131 | 0.131 | 0.131 | 0.131 | 0 | 0 | From DOE Prototype Buildings
ApartmentMidRise LTG_APT_SCH | Unknown |  | Default¦WntrDsn¦SmrDsn | 2014-01-01 | 2014-12-31 | Hourly | 0.011316 | 0.011316 | 0.011316 | 0.011316 | 0.033948 | 0.073554 | 0.079212 | 0.073554 | 0.033948 | 0.022632 | 0.022632 | 0.022632 | 0.022632 | 0.022632 | 0.022632 | 0.039606 | 0.079212 | 0.11316 | 0.15277 | 0.18106 | 0.18106 | 0.12448 | 0.067896 | 0.02829 | From DOE Prototype Buildings
ApartmentMidRise LTG_COR_SCH_2004_2007 | Unknown |  | Default¦WntrDsn¦SmrDsn | 2014-01-01 | 2014-12-31 | Constant | 1 | [23 empty] | From DOE Prototype Buildings
ApartmentMidRise LTG_COR_SCH_2010 | Unknown |  | Default¦WntrDsn¦SmrDsn | 2014-01-01 | 2014-12-31 | Constant | 0.8176 | [23 empty] | From DOE Prototype Buildings
ApartmentMidRise LTG_COR_SCH_2013 | Unknown |  | Default¦WntrDsn¦SmrDsn | 2014-01-01 | 2014-12-31 | Constant | 0.53144 | [23 empty] | From DOE Prototype Buildings
ApartmentMidRise LTG_OFF_SCH_2004_2007 | Unknown |  | Default | 2014-01-01 | 2014-12-31 | Constant | 0.18 | [23 empty] | From DOE Prototype Buildings
ApartmentMidRise LTG_OFF_SCH_2004_2007 | Unknown |  | WntrDsn | 2014-01-01 | 2014-12-31 | Constant | 0 | [23 empty] | From DOE Prototype Buildings
ApartmentMidRise LTG_OFF_SCH_2004_2007 | Unknown |  | SmrDsn | 2014-01-01 | 2014-12-31 | Constant | 1 | [23 empty] | From DOE Prototype Buildings
ApartmentMidRise LTG_OFF_SCH_2004_2007 | Unknown |  | Wkdy | 2014-01-01 | 2014-12-31 | Hourly | 0.18 | 0.18 | 0.18 | 0.18 | 0.18 | 0.18 | 0.18 | 0.18 | 0.9 | 0.9 | 0.9 | 0.9 | 0.8 | 0.9 | 0.9 | 0.9 | 0.9 | 0.18 | 0.18 | 0.18 | 0.18 | 0.18 | 0.18 | 0.18 | From DOE Prototype Buildings
ApartmentMidRise LTG_OFF_SCH_2010_2013 | Unknown |  | Default | 2014-01-01 | 2014-12-31 | Constant | 0.18 | [23 empty] | From DOE Prototype Buildings
ApartmentMidRise LTG_OFF_SCH_2010_2013 | Unknown |  | WntrDsn | 2014-01-01 | 2014-12-31 | Constant | 0 | [23 empty] | From DOE Prototype Buildings
ApartmentMidRise LTG_OFF_SCH_2010_2013 | Unknown |  | SmrDsn | 2014-01-01 | 2014-12-31 | Constant | 1 | [23 empty] | From DOE Prototype Buildings
ApartmentMidRise LTG_OFF_SCH_2010_2013 | Unknown |  | Wkdy | 2014-01-01 | 2014-12-31 | Hourly | 0.18 | 0.18 | 0.18 | 0.18 | 0.18 | 0.18 | 0.18 | 0.18 | 0.76932 | 0.76932 | 0.76932 | 0.76932 | 0.68384 | 0.76932 | 0.76932 | 0.76932 | 0.76932 | 0.18 | 0.18 | 0.18 | 0.18 | 0.18 | 0.18 | 0.18 | From DOE Prototype Buildings
ApartmentMidRise LTG_OFF_SCH_2013 | Unknown |  | Default | 2014-01-01 | 2014-12-31 | Constant | 0.18 | [23 empty] | From DOE Prototype Buildings
ApartmentMidRise LTG_OFF_SCH_2013 | Unknown |  | WntrDsn | 2014-01-01 | 2014-12-31 | Constant | 0 | [23 empty] | From DOE Prototype Buildings
ApartmentMidRise LTG_OFF_SCH_2013 | Unknown |  | SmrDsn | 2014-01-01 | 2014-12-31 | Constant | 1 | [23 empty] | From DOE Prototype Buildings
ApartmentMidRise LTG_OFF_SCH_2013 | Unknown |  | Wkdy | 2014-01-01 | 2014-12-31 | Hourly | 0.18 | 0.18 | 0.18 | 0.18 | 0.18 | 0.18 | 0.18 | 0.18 | 0.76932 | 0.76932 | 0.76932 | 0.76932 | 0.68384 | 0.76932 | 0.76932 | 0.76932 | 0.76932 | 0.18 | 0.18 | 0.18 | 0.18 | 0.18 | 0.18 | 0.18 | From DOE Prototype Buildings
ApartmentMidRise N CLGSETP_APT_SCH | Thermostat Setpoint | C | Default¦WntrDsn¦SmrDsn | 2014-01-01 | 2014-12-31 | Constant | 0 | [23 empty] | From DOE Prototype Buildings
ApartmentMidRise N HTGSETP_APT_SCH | Thermostat Setpoint | C | Default¦WntrDsn¦SmrDsn | 2014-01-01 | 2014-12-31 | Constant | 0 | [23 empty] | From DOE Prototype Buildings
ApartmentMidRise OCC_APT_SCH | Occupancy |  | Default¦WntrDsn¦SmrDsn | 2014-01-01 | 2014-12-31 | Hourly | 1 | 1 | 1 | 1 | 1 | 1 | 1 | 0.85 | 0.39 | 0.25 | 0.25 | 0.25 | 0.25 | 0.25 | 0.25 | 0.25 | 0.3 | 0.52 | 0.87 | 0.87 | 0.87 | 1 | 1 | 1 | From DOE Prototype Buildings
ApartmentMidRise OCC_OFF_SCH | Occupancy |  | Default¦WntrDsn¦SmrDsn | 2014-01-01 | 2014-12-31 | Constant | 0 | [23 empty] | From DOE Prototype Buildings
ApartmentMidRise OCC_OFF_SCH | Occupancy |  | Wkdy | 2014-01-01 | 2014-12-31 | Hourly | 0 | 0 | 0 | 0 | 0 | 0 | 0 | 0 | 1 | 1 | 1 | 1 | 0.5 | 1 | 1 | 1 | 1 | 0 | 0 | 0 | 0 | 0 | 0 | 0 | From DOE Prototype Buildings
ApartmentMidRise S CLGSETP_APT_SCH | Thermostat Setpoint | C | Default¦WntrDsn¦SmrDsn | 2014-01-01 | 2014-12-31 | Constant | 0 | [23 empty] | From DOE Prototype Buildings
ApartmentMidRise S HTGSETP_APT_SCH | Thermostat Setpoint | C | Default¦WntrDsn¦SmrDsn | 2014-01-01 | 2014-12-31 | Constant | 0 | [23 empty] | From DOE Prototype Buildings
ApartmentMidRise Sliding_Doors_Ventilation_Availability_SCH | Unknown |  | Default | 2014-01-01 | 2014-12-31 | Hourly | 0 | 0 | 0 | 0 | 0 | 0 | 1 | 1 | 1 | 1 | 1 | 1 | 1 | 1 | 1 | 1 | 1 | 1 | 1 | 1 | 1 | 1 | 0 | 0 | From DOE Prototype Buildings
ApartmentMidRise Sliding_Doors_Ventilation_Availability_SCH | Unknown |  | WntrDsn¦SmrDsn | 2014-01-01 | 2014-12-31 | Constant | 0 | [23 empty] | From DOE Prototype Buildings
Courthouse ACTIVITY_SCH | Activity | W | Default¦WntrDsn¦SmrDsn | 2014-01-01 | 2014-12-31 | Constant | 120 | [23 empty] | Used OfficeMedium ACTIVITY_SCH
Courthouse BLDG ELEVATORS | Elevator |  | Default | 2014-01-01 | 2014-12-31 | Hourly | 0.05 | 0.05 | 0.05 | 0.05 | 0.1 | 0.2 | 0.4 | 0.5 | 0.5 | 0.35 | 0.15 | 0.15 | 0.15 | 0.15 | 0.15 | 0.15 | 0.35 | 0.5 | 0.5 | 0.4 | 0.4 | 0.3 | 0.2 | 0.1
Courthouse BLDG_EQUIP_SCH | Equipment | FRACTION | WntrDsn | 2018-01-01 | 2018-12-31 | Constant | 0 | [23 empty] | Used OfficeMedium BLDG_EQUIP_SCH_2010
Courthouse BLDG_EQUIP_SCH | Equipment | FRACTION | SmrDsn | 2018-01-01 | 2018-12-31 | Constant | 1 | [23 empty] | Used OfficeMedium BLDG_EQUIP_SCH_2010
Courthouse BLDG_EQUIP_SCH | Equipment | FRACTION | Sun | 2018-01-01 | 2018-12-31 | Hourly | 0.23814 | 0.23814 | 0.23814 | 0.23814 | 0.23814 | 0.23814 | 0.28811 | 0.28811 | 0.28811 | 0.28811 | 0.28811 | 0.28811 | 0.28811 | 0.28811 | 0.28811 | 0.28811 | 0.28811 | 0.28811 | 0.23814 | 0.23814 | 0.23814 | 0.23814 | 0.23814 | 0.23814 | Used OfficeMedium BLDG_EQUIP_SCH_2010
Courthouse BLDG_EQUIP_SCH | Equipment | FRACTION | Sat | 2018-01-01 | 2018-12-31 | Hourly | 0.23814 | 0.23814 | 0.23814 | 0.23814 | 0.23814 | 0.23814 | 0.38414 | 0.38414 | 0.48018 | 0.48018 | 0.48018 | 0.48018 | 0.33613 | 0.33613 | 0.33613 | 0.33613 | 0.33613 | 0.28811 | 0.28811 | 0.23814 | 0.23814 | 0.23814 | 0.23814 | 0.23814 | Used OfficeMedium BLDG_EQUIP_SCH_2010
Courthouse BLDG_EQUIP_SCH | Equipment | FRACTION | Wkdy | 2018-01-01 | 2018-12-31 | Hourly | 0.31751 | 0.31751 | 0.31751 | 0.31751 | 0.31751 | 0.31751 | 0.38414 | 0.38414 | 0.86432 | 0.86432 | 0.86432 | 0.86432 | 0.76829 | 0.86432 | 0.86432 | 0.86432 | 0.86432 | 0.48018 | 0.38414 | 0.38414 | 0.38414 | 0.38414 | 0.38414 | 0.38414 | Used OfficeMedium BLDG_EQUIP_SCH_2010
Courthouse BLDG_SWH_SCH | Service Water Heating |  | Default | 2014-01-01 | 2014-12-31 | Hourly | 0 | 0 | 0 | 0 | 0 | 0 | 0.04 | 0.04 | 0.04 | 0.04 | 0.04 | 0.06 | 0.06 | 0.09 | 0.06 | 0.04 | 0.04 | 0.04 | 0 | 0 | 0 | 0 | 0 | 0 | Used OfficeMedium BLDG_SWH_SCH
Courthouse BLDG_SWH_SCH | Service Water Heating |  | WntrDsn¦Sat | 2014-01-01 | 2014-12-31 | Hourly | 0 | 0 | 0 | 0 | 0 | 0 | 0.07 | 0.11 | 0.15 | 0.21 | 0.19 | 0.23 | 0.2 | 0.19 | 0.15 | 0.13 | 0.14 | 0.07 | 0.07 | 0 | 0 | 0 | 0 | 0 | Used OfficeMedium BLDG_SWH_SCH
Courthouse BLDG_SWH_SCH | Service Water Heating |  | SmrDsn¦Wkdy | 2014-01-01 | 2014-12-31 | Hourly | 0 | 0 | 0 | 0 | 0 | 0 | 0.07 | 0.19 | 0.35 | 0.38 | 0.39 | 0.47 | 0.57 | 0.54 | 0.34 | 0.33 | 0.44 | 0.26 | 0.21 | 0.15 | 0.17 | 0.08 | 0.05 | 0.05 | Used OfficeMedium BLDG_SWH_SCH
Courthouse CELL_OCC_SCH | Occupancy | FRACTION | Wkdy | 2018-01-01 | 2018-12-31 | Hourly | 0 | 0 | 0 | 0 | 0 | 0 | 0 | 0.75 | 0.75 | 0.75 | 0.75 | 0.75 | 0.75 | 0.75 | 0.75 | 0.75 | 0.75 | 0.6 | 0 | 0 | 0 | 0 | 0 | 0 | From GSA LEED Cost Study Final Report
Courthouse CELL_OCC_SCH | Occupancy | FRACTION | Sat¦Sun¦Hol | 2018-01-01 | 2018-12-31 | Constant | 0 | [23 empty] | From GSA LEED Cost Study Final Report
Courthouse CLGSETP | Thermostat Setpoint | C | Default¦SmrDsn | 2014-01-01 | 2014-12-31 | Hourly | 26.7 | 26.7 | 26.7 | 26.7 | 26.7 | 26.7 | 24 | 24 | 24 | 24 | 24 | 24 | 24 | 24 | 24 | 24 | 24 | 24 | 24 | 24 | 24 | 24 | 26.7 | 26.7 | Used Medium Office ClgSetp
Courthouse CLGSETP | Thermostat Setpoint | C | WntrDsn¦Sun | 2014-01-01 | 2014-12-31 | Constant | 26.7 | [23 empty] | Used Medium Office ClgSetp
Courthouse CLGSETP | Thermostat Setpoint | C | Sat | 2014-01-01 | 2014-12-31 | Hourly | 26.7 | 26.7 | 26.7 | 26.7 | 26.7 | 26.7 | 24 | 24 | 24 | 24 | 24 | 24 | 24 | 24 | 24 | 24 | 24 | 24 | 26.7 | 26.7 | 26.7 | 26.7 | 26.7 | 26.7 | Used Medium Office ClgSetp
Courthouse COURTROOM_LIGHT_SCH | Lighting | FRACTION | Wkdy | 2018-01-01 | 2018-12-31 | Hourly | 0.05 | 0.05 | 0.05 | 0.05 | 0.05 | 0.05 | 0.05 | 1 | 1 | 1 | 1 | 1 | 1 | 1 | 1 | 1 | 1 | 1 | 1 | 0.05 | 0.05 | 0.05 | 0.05 | 0.05 | From GSA LEED Cost Study Final Report
Courthouse COURTROOM_LIGHT_SCH | Lighting | FRACTION | Sat¦Sun¦Hol | 2018-01-01 | 2018-12-31 | Constant | 0.05 | [23 empty] | From GSA LEED Cost Study Final Report
Courthouse COURTROOM_OCC_SCH | Occupancy | FRACTION | Wkdy | 2018-01-01 | 2018-12-31 | Hourly | 0 | 0 | 0 | 0 | 0 | 0 | 0 | 0 | 0 | 0.5 | 0.5 | 0.5 | 0.5 | 0 | 0.5 | 0.5 | 0.5 | 0.5 | 0.5 | 0 | 0 | 0 | 0 | 0 | From GSA LEED Cost Study Final Report, District Courtrooms MW Week Schedule
Courthouse COURTROOM_OCC_SCH | Occupancy | FRACTION | Sat¦Sun¦Hol | 2018-01-01 | 2018-12-31 | Constant | 0 | [23 empty] | From GSA LEED Cost Study Final Report, District Courtrooms MW Week Schedule
Courthouse COURTROOM_OCC_SCH | Occupancy | FRACTION | Mon¦Fri | 2018-01-01 | 2018-12-31 | Hourly | 0 | 0 | 0 | 0 | 0 | 0 | 0 | 0 | 0 | 0.391 | 0.391 | 0.391 | 0.391 | 0 | 0.391 | 0.391 | 0.293 | 0.293 | 0.293 | 0 | 0 | 0 | 0 | 0 | Derived From GSA LEED Cost Study Final Report, District Courtrooms Schedule (Weighted Average)
Courthouse COURTROOM_OCC_SCH | Occupancy | FRACTION | Tue | 2018-01-01 | 2018-12-31 | Hourly | 0 | 0 | 0 | 0 | 0 | 0 | 0 | 0 | 0 | 0.458 | 0.458 | 0.458 | 0.458 | 0 | 0.417 | 0.417 | 0.417 | 0.417 | 0.417 | 0 | 0 | 0 | 0 | 0 | Derived From GSA LEED Cost Study Final Report, District Courtrooms Schedule (Weighted Average)
Courthouse COURTROOM_OCC_SCH | Occupancy | FRACTION | Wed | 2018-01-01 | 2018-12-31 | Hourly | 0 | 0 | 0 | 0 | 0 | 0 | 0 | 0 | 0 | 0.356 | 0.356 | 0.356 | 0.356 | 0 | 0.417 | 0.417 | 0.417 | 0.417 | 0.417 | 0 | 0 | 0 | 0 | 0 | Derived From GSA LEED Cost Study Final Report, District Courtrooms Schedule (Weighted Average)
Courthouse COURTROOM_OCC_SCH | Occupancy | FRACTION | Thu | 2018-01-01 | 2018-12-31 | Hourly | 0 | 0 | 0 | 0 | 0 | 0 | 0 | 0 | 0 | 0.434 | 0.434 | 0.434 | 0.434 | 0 | 0.391 | 0.391 | 0.391 | 0.391 | 0.391 | 0 | 0 | 0 | 0 | 0 | Derived From GSA LEED Cost Study Final Report, District Courtrooms Schedule (Weighted Average)
Courthouse COURTROOM_OCC_SCH | Occupancy | FRACTION | WtrDsn¦SmrDsn | 2018-01-01 | 2018-12-31 | Hourly | 0 | 0 | 0 | 0 | 0 | 0 | 0 | 0 | 0 | 1 | 1 | 1 | 1 | 0 | 0.5 | 0.5 | 0.5 | 0.5 | 0.5 | 0 | 0 | 0 | 0 | 0 | Derived From GSA LEED Cost Study Final Report, District Courtrooms Schedule (Weighted Average)
Courthouse ELEV_LIGHT_FAN_SCH_24_7 | Elevator |  | Default | 2014-01-01 | 2014-12-31 | Constant | 1
Courthouse Extended Use CLGSETP | Thermostat Setpoint | C | Default¦SmrDsn | 2014-01-01 | 2014-12-31 | Hourly | 26.7 | 26.7 | 26.7 | 26.7 | 26.7 | 26.7 | 24 | 24 | 24 | 24 | 24 | 24 | 24 | 24 | 24 | 24 | 24 | 24 | 24 | 24 | 24 | 24 | 26.7 | 26.7
Courthouse Extended Use CLGSETP | Thermostat Setpoint | C | WntrDsn¦Sun | 2014-01-01 | 2014-12-31 | Constant | 26.7
Courthouse Extended Use CLGSETP | Thermostat Setpoint | C | Sat | 2014-01-01 | 2014-12-31 | Hourly | 26.7 | 26.7 | 26.7 | 26.7 | 26.7 | 26.7 | 24 | 24 | 24 | 24 | 24 | 24 | 24 | 24 | 24 | 24 | 24 | 24 | 26.7 | 26.7 | 26.7 | 26.7 | 26.7 | 26.7
Courthouse Extended Use HTGSETP | Thermostat Setpoint | C | Default | 2014-01-01 | 2014-12-31 | Hourly | 15.6 | 15.6 | 15.6 | 15.6 | 15.6 | 15.6 | 21 | 21 | 21 | 21 | 21 | 21 | 21 | 21 | 21 | 21 | 21 | 21 | 21 | 21 | 21 | 21 | 15.6 | 15.6
Courthouse Extended Use HTGSETP | Thermostat Setpoint | C | WntrDsn | 2014-01-01 | 2014-12-31 | Constant | 21
Courthouse Extended Use HTGSETP | Thermostat Setpoint | C | SmrDsn¦Sun | 2014-01-01 | 2014-12-31 | Constant | 15.6
Courthouse Exterior_lighting_schedule_a | Lighting |  | Default¦WntrDsn¦SmrDsn | 2014-01-01 | 2014-12-31 | Hourly | 0 | 0 | 0 | 0 | 0 | 0 | 1 | 1 | 1 | 1 | 1 | 1 | 1 | 1 | 1 | 1 | 1 | 1 | 1 | 1 | 1 | 1 | 1 | 1 | From Medium Office Prototype
Courthouse Exterior_lighting_schedule_b | Lighting |  | Default¦WntrDsn¦SmrDsn | 2014-01-01 | 2014-12-31 | Hourly | 0.7 | 0.7 | 0.7 | 0.7 | 0.7 | 0.7 | 1 | 1 | 1 | 1 | 1 | 1 | 1 | 1 | 1 | 1 | 1 | 1 | 1 | 1 | 1 | 1 | 1 | 1 | From Medium Office Prototype
Courthouse GENERAL_LIGHT_SCH | Lighting | FRACTION | Wkdy | 2018-01-01 | 2018-12-31 | Hourly | 0.05 | 0.05 | 0.05 | 0.05 | 0.05 | 0.05 | 0.05 | 1 | 1 | 1 | 1 | 1 | 1 | 1 | 1 | 1 | 1 | 1 | 1 | 0.05 | 0.05 | 0.05 | 0.05 | 0.05 | From GSA LEED Cost Study Final Report; Applicable to Offices, Corridors and Cells
Courthouse GENERAL_LIGHT_SCH | Lighting | FRACTION | Sat¦Sun¦Hol | 2018-01-01 | 2018-12-31 | Constant | 0.05 | [23 empty] | From GSA LEED Cost Study Final Report; Applicable to Offices, Corridors and Cells
Courthouse HTGSETP | Thermostat Setpoint | C | Default | 2014-01-01 | 2014-12-31 | Hourly | 15.6 | 15.6 | 15.6 | 15.6 | 15.6 | 15.6 | 21 | 21 | 21 | 21 | 21 | 21 | 21 | 21 | 21 | 21 | 21 | 21 | 21 | 21 | 21 | 21 | 15.6 | 15.6 | Used Medium Office HtgSetp
Courthouse HTGSETP | Thermostat Setpoint | C | WntrDsn | 2014-01-01 | 2014-12-31 | Constant | 21 | [23 empty] | Used Medium Office HtgSetp
Courthouse HTGSETP | Thermostat Setpoint | C | SmrDsn¦Sun | 2014-01-01 | 2014-12-31 | Constant | 15.6 | [23 empty] | Used Medium Office HtgSetp
Courthouse HVACOperationSched | Operation |  | Default | 2014-01-01 | 2014-12-31 | Constant | 0 | [23 empty] | From Medium Office Prototype
Courthouse HVACOperationSched | Operation |  | WntrDsn¦Sat | 2014-01-01 | 2014-12-31 | Hourly | 0 | 0 | 0 | 0 | 0 | 0 | 1 | 1 | 1 | 1 | 1 | 1 | 1 | 1 | 1 | 1 | 1 | 1 | 0 | 0 | 0 | 0 | 0 | 0 | From Medium Office Prototype
Courthouse HVACOperationSched | Operation |  | SmrDsn¦Wkdy | 2014-01-01 | 2014-12-31 | Hourly | 0 | 0 | 0 | 0 | 0 | 0 | 1 | 1 | 1 | 1 | 1 | 1 | 1 | 1 | 1 | 1 | 1 | 1 | 1 | 1 | 1 | 1 | 0 | 0 | From Medium Office Prototype
Courthouse INFIL_Door_Opening_SCH | Infiltration |  | Wkdy | 2014-01-01 | 2014-12-31 | Hourly | 0 | 0 | 0 | 0 | 0 | 0 | 0.144 | 1 | 0.144 | 0.144 | 0.144 | 0.144 | 0.6 | 0.144 | 0.144 | 0.144 | 0.144 | 0.8 | 0.144 | 0 | 0 | 0 | 0 | 0 | Based on Medium Office Prototype and Courthouse Occupancy
Courthouse INFIL_Door_Opening_SCH | Infiltration |  | Default¦WntrDsn¦SmrDsn | 2014-01-01 | 2014-12-31 | Constant | 0 | [23 empty] | Based on Medium Office Prototype and Courthouse Occupancy
Courthouse JUDGES_CHAMBER_LIGHT_SCH | Lighting | FRACTION | Wkdy | 2018-01-01 | 2018-12-31 | Hourly | 0.05 | 0.05 | 0.05 | 0.05 | 0.05 | 0.05 | 0.05 | 0.8 | 0.8 | 0.8 | 0.8 | 0.8 | 0.8 | 0.8 | 0.8 | 0.8 | 0.8 | 0.8 | 0.8 | 0.05 | 0.05 | 0.05 | 0.05 | 0.05 | From GSA LEED Cost Study Final Report
Courthouse JUDGES_CHAMBER_LIGHT_SCH | Lighting | FRACTION | Sat¦Sun¦Hol | 2018-01-01 | 2018-12-31 | Constant | 0.05 | [23 empty] | From GSA LEED Cost Study Final Report
Courthouse JUDGES_CHAMBER_OCC_SCH | Occupancy | FRACTION | Wkdy | 2018-01-01 | 2018-12-31 | Hourly | 0 | 0 | 0 | 0 | 0 | 0 | 0 | 0.6 | 0.6 | 0.6 | 0.6 | 0.6 | 0.6 | 0.6 | 0.6 | 0.6 | 0.6 | 0.6 | 0 | 0 | 0 | 0 | 0 | 0 | From GSA LEED Cost Study Final Report
Courthouse JUDGES_CHAMBER_OCC_SCH | Occupancy | FRACTION | Sat¦Sun¦Hol | 2018-01-01 | 2018-12-31 | Constant | 0 | [23 empty] | From GSA LEED Cost Study Final Report
Courthouse JURY_ASSEMBLY_LIGHT_SCH | Lighting | FRACTION | Mon | 2018-01-01 | 2018-12-31 | Hourly | 0.05 | 0.05 | 0.05 | 0.05 | 0.05 | 0.05 | 0.05 | 1 | 1 | 1 | 1 | 1 | 1 | 1 | 0.05 | 0.05 | 0.05 | 0.05 | 0.05 | 0.05 | 0.05 | 0.05 | 0.05 | 0.05 | From GSA LEED Cost Study Final Report
Courthouse JURY_ASSEMBLY_LIGHT_SCH | Lighting | FRACTION | Tue¦Wed¦Thu¦Fri | 2018-01-01 | 2018-12-31 | Hourly | 0.05 | 0.05 | 0.05 | 0.05 | 0.05 | 0.05 | 0.05 | 1 | 1 | 1 | 1 | 1 | 1 | 1 | 1 | 1 | 1 | 1 | 0.05 | 0.05 | 0.05 | 0.05 | 0.05 | 0.05 | From GSA LEED Cost Study Final Report
Courthouse JURY_ASSEMBLY_LIGHT_SCH | Lighting | FRACTION | Sat¦Sun¦Hol | 2018-01-01 | 2018-12-31 | Hourly | 0.05 | 0.05 | 0.05 | 0.05 | 0.05 | 0.05 | 0.05 | 0.05 | 0.05 | 0.05 | 1 | 0.05 | 0.05 | 0.05 | 0.05 | 0.05 | 0.05 | 0.05 | 0.05 | 0.05 | 0.05 | 0.05 | 0.05 | 0.05 | From GSA LEED Cost Study Final Report
Courthouse JURY_ASSEMBLY_OCC_SCH | Occupancy | FRACTION | Mon | 2018-01-01 | 2018-12-31 | Hourly | 0 | 0 | 0 | 0 | 0 | 0 | 0 | 0 | 0.46 | 0.35 | 0.23 | 0.12 | 0 | 0 | 0 | 0 | 0 | 0 | 0 | 0 | 0 | 0 | 0 | 0 | From GSA LEED Cost Study Final Report
Courthouse JURY_ASSEMBLY_OCC_SCH | Occupancy | FRACTION | Tue¦Wed¦Thu¦Fri | 2018-01-01 | 2018-12-31 | Hourly | 0 | 0 | 0 | 0 | 0 | 0 | 0 | 0 | 0.05 | 0.05 | 0.05 | 0.05 | 0.05 | 0.05 | 0.05 | 0.05 | 0.05 | 0 | 0 | 0 | 0 | 0 | 0 | 0 | From GSA LEED Cost Study Final Report
Courthouse JURY_ASSEMBLY_OCC_SCH | Occupancy | FRACTION | Sat¦Sun¦Hol | 2018-01-01 | 2018-12-31 | Constant | 0 | [23 empty] | From GSA LEED Cost Study Final Report
Courthouse JURY_DELIBERATION_LIGHT_SCH | Lighting | FRACTION | Mon | 2018-01-01 | 2018-12-31 | Hourly | 0.05 | 0.05 | 0.05 | 0.05 | 0.05 | 0.05 | 0.05 | 0.05 | 0.05 | 0.05 | 1 | 0.05 | 0.05 | 0.05 | 0.05 | 0.05 | 0.05 | 0.05 | 0.05 | 0.05 | 0.05 | 0.05 | 0.05 | 0.05 | From GSA LEED Cost Study Final Report
Courthouse JURY_DELIBERATION_LIGHT_SCH | Lighting | FRACTION | Tue | 2018-01-01 | 2018-12-31 | Hourly | 0.05 | 0.05 | 0.05 | 0.05 | 0.05 | 0.05 | 0.05 | 0.05 | 1 | 1 | 1 | 1 | 1 | 0.05 | 0.05 | 0.05 | 0.05 | 0.05 | 0.05 | 0.05 | 0.05 | 0.05 | 0.05 | 0.05 | From GSA LEED Cost Study Final Report
Courthouse JURY_DELIBERATION_LIGHT_SCH | Lighting | FRACTION | Wed¦Thu | 2018-01-01 | 2018-12-31 | Hourly | 0.05 | 0.05 | 0.05 | 0.05 | 0.05 | 0.05 | 0.05 | 1 | 1 | 1 | 1 | 1 | 1 | 1 | 1 | 0.05 | 0.05 | 0.05 | 0.05 | 0.05 | 0.05 | 0.05 | 0.05 | 0.05 | From GSA LEED Cost Study Final Report
Courthouse JURY_DELIBERATION_LIGHT_SCH | Lighting | FRACTION | Fri¦Sat¦Sun¦Hol | 2018-01-01 | 2018-12-31 | Constant | 0.05 | [23 empty] | From GSA LEED Cost Study Final Report
Courthouse JURY_DELIBERATION_OCC_SCH | Occupancy | FRACTION | Tue | 2018-01-01 | 2018-12-31 | Hourly | 0 | 0 | 0 | 0 | 0 | 0 | 0 | 0 | 0 | 0.78 | 0 | 0 | 0 | 0.56 | 0 | 0 | 0 | 0 | 0 | 0 | 0 | 0 | 0 | 0 | From GSA LEED Cost Study Final Report
Courthouse JURY_DELIBERATION_OCC_SCH | Occupancy | FRACTION | Wed¦Thu | 2018-01-01 | 2018-12-31 | Hourly | 0 | 0 | 0 | 0 | 0 | 0 | 0 | 0 | 0 | 0.78 | 0.78 | 0.78 | 0.78 | 0.78 | 0.78 | 0.78 | 0 | 0 | 0 | 0 | 0 | 0 | 0 | 0 | From GSA LEED Cost Study Final Report
Courthouse JURY_DELIBERATION_OCC_SCH | Occupancy | FRACTION | Fri¦Sat¦Sun¦Hol | 2018-01-01 | 2018-12-31 | Constant | 0 | [23 empty] | From GSA LEED Cost Study Final Report
Courthouse JURY_DELIBERATION_OCC_SCH | Occupancy | FRACTION | Mon | 2018-01-01 | 2018-12-31 | Hourly | 0 | 0 | 0 | 0 | 0 | 0 | 0 | 0 | 0 | 0 | 1 | 0 | 0 | 0 | 0 | 0 | 0 | 0 | 0 | 0 | 0 | 0 | 0 | 0 | From GSA LEED Cost Study Final Report
Courthouse OFFICE_OCC_SCH | Occupancy | FRACTION | Wkdy | 2018-01-01 | 2018-12-31 | Hourly | 0 | 0 | 0 | 0 | 0 | 0 | 0 | 0.25 | 0.75 | 0.9 | 0.9 | 0.9 | 0.5 | 0.75 | 0.9 | 0.9 | 0.9 | 0.5 | 0 | 0 | 0 | 0 | 0 | 0 | From GSA LEED Cost Study Final Report
Courthouse OFFICE_OCC_SCH | Occupancy | FRACTION | Sat¦Sun¦Hol | 2018-01-01 | 2018-12-31 | Constant | 0 | [23 empty] | From GSA LEED Cost Study Final Report
Courthouse_INFIL_QUARTER_ON_SCH | Infiltration | MULTIPLIER | Default¦SmrDsn | 2018-01-01 | 2018-12-31 | Hourly | 1 | 1 | 1 | 1 | 1 | 1 | 0.25 | 0.25 | 0.25 | 0.25 | 0.25 | 0.25 | 0.25 | 0.25 | 0.25 | 0.25 | 0.25 | 0.25 | 0.25 | 0.25 | 0.25 | 0.25 | 1 | 1 | Used Medium Office Infil Quarter On
Courthouse_INFIL_QUARTER_ON_SCH | Infiltration | MULTIPLIER | WntrDsn¦Sat | 2018-01-01 | 2018-12-31 | Hourly | 1 | 1 | 1 | 1 | 1 | 1 | 0.25 | 0.25 | 0.25 | 0.25 | 0.25 | 0.25 | 0.25 | 0.25 | 0.25 | 0.25 | 0.25 | 0.25 | 1 | 1 | 1 | 1 | 1 | 1 | Used Medium Office Infil Quarter On
Courthouse_INFIL_QUARTER_ON_SCH | Infiltration | MULTIPLIER | Sun | 2018-01-01 | 2018-12-31 | Constant | 1 | [23 empty] | Used Medium Office Infil Quarter On
Courthouse_INFIL_SCH | Infiltration | MULTIPLIER | Default | 2018-01-01 | 2018-12-31 | Constant | 1 | [23 empty] | Used OfficeMedium INFIL_SCH_PNNL
Courthouse_INFIL_SCH | Infiltration | MULTIPLIER | WntrDsn¦Sat | 2018-01-01 | 2018-12-31 | Hourly | 1 | 1 | 1 | 1 | 1 | 1 | 0.25 | 0.25 | 0.25 | 0.25 | 0.25 | 0.25 | 0.25 | 0.25 | 0.25 | 0.25 | 0.25 | 0.25 | 1 | 1 | 1 | 1 | 1 | 1 | Used OfficeMedium INFIL_SCH_PNNL
Courthouse_INFIL_SCH | Infiltration | MULTIPLIER | SmrDsn¦Wkdy | 2018-01-01 | 2018-12-31 | Hourly | 1 | 1 | 1 | 1 | 1 | 1 | 0.25 | 0.25 | 0.25 | 0.25 | 0.25 | 0.25 | 0.25 | 0.25 | 0.25 | 0.25 | 0.25 | 0.25 | 0.25 | 0.25 | 0.25 | 0.25 | 1 | 1 | Used OfficeMedium INFIL_SCH_PNNL
Courthouse_MinOA_MotorizedDamper_Sched | OA Air |  | Default | 2014-01-01 | 2014-12-31 | Constant | 0 | [23 empty] | From Medium Office Prototype
Courthouse_MinOA_MotorizedDamper_Sched | OA Air |  | WntrDsn¦Sat | 2014-01-01 | 2014-12-31 | Hourly | 0 | 0 | 0 | 0 | 0 | 0 | 0 | 1 | 1 | 1 | 1 | 1 | 1 | 1 | 1 | 1 | 1 | 1 | 0 | 0 | 0 | 0 | 0 | 0 | From Medium Office Prototype
Courthouse_MinOA_MotorizedDamper_Sched | OA Air |  | SmrDsn¦Wkdy | 2014-01-01 | 2014-12-31 | Hourly | 0 | 0 | 0 | 0 | 0 | 0 | 0 | 1 | 1 | 1 | 1 | 1 | 1 | 1 | 1 | 1 | 1 | 1 | 1 | 1 | 1 | 1 | 0 | 0 | From Medium Office Prototype
D_Alt_P_Inf_BR_Yr |  | MULTIPLIER | Default¦SmrDsn¦WntrDsn | 2014-01-01 | 2014-01-11 | Constant | 1 | [23 empty] | From eQ_Lib.dat in MASControl 2017
D_Alt_P_Inf_BR_Yr |  | MULTIPLIER | Default¦SmrDsn¦WntrDsn | 2014-01-12 | 2014-04-03 | Constant | 0.5 | [23 empty] | From eQ_Lib.dat in MASControl 2017
D_Alt_P_Inf_BR_Yr |  | MULTIPLIER | Default¦SmrDsn¦WntrDsn | 2014-04-04 | 2014-04-12 | Constant | 1 | [23 empty] | From eQ_Lib.dat in MASControl 2017
D_Alt_P_Inf_BR_Yr |  | MULTIPLIER | Default¦SmrDsn¦WntrDsn | 2014-04-13 | 2014-05-22 | Constant | 0.5 | [23 empty] | From eQ_Lib.dat in MASControl 2017
D_Alt_P_Inf_BR_Yr |  | MULTIPLIER | Default¦SmrDsn¦WntrDsn | 2014-05-23 | 2014-05-31 | Constant | 1 | [23 empty] | From eQ_Lib.dat in MASControl 2017
D_Alt_P_Inf_BR_Yr |  | MULTIPLIER | Default¦SmrDsn¦WntrDsn | 2014-06-01 | 2014-08-07 | Constant | 0.5 | [23 empty] | From eQ_Lib.dat in MASControl 2017
D_Alt_P_Inf_BR_Yr |  | MULTIPLIER | Default¦SmrDsn¦WntrDsn | 2014-08-08 | 2014-08-16 | Constant | 1 | [23 empty] | From eQ_Lib.dat in MASControl 2017
D_Alt_P_Inf_BR_Yr |  | MULTIPLIER | Default¦SmrDsn¦WntrDsn | 2014-08-17 | 2014-12-11 | Constant | 0.5 | [23 empty] | From eQ_Lib.dat in MASControl 2017
D_Alt_P_Inf_BR_Yr |  | MULTIPLIER | Default¦SmrDsn¦WntrDsn | 2014-12-12 | 2014-12-31 | Constant | 1 | [23 empty] | From eQ_Lib.dat in MASControl 2017
D_Always_Off_Yr |  | ON/OFF/FLAG | Default¦SmrDsn¦WntrDsn¦Hol | 2014-01-01 | 2014-12-31 | Constant | 0 | [23 empty] | From eQ_Lib.dat in MASControl 2017
D_Always_On_Yr |  | ON/OFF/FLAG | Default¦SmrDsn¦WntrDsn¦Hol | 2014-01-01 | 2014-12-31 | Constant | 1 | [23 empty] | From eQ_Lib.dat in MASControl 2017
D_Always_One_Yr |  | FRACTION | Default¦SmrDsn¦WntrDsn¦Hol | 2014-01-01 | 2014-12-31 | Constant | 1 | [23 empty] | From eQ_Lib.dat in MASControl 2017
D_Always_Zero_Yr |  | FRACTION | Default¦SmrDsn¦WntrDsn¦Hol | 2014-01-01 | 2014-12-31 | Constant | 0 | [23 empty] | From eQ_Lib.dat in MASControl 2017
D_Asm_All_C_Inf_Yr | Infiltration | MULTIPLIER | Default¦SmrDsn¦WntrDsn¦Hol | 2014-01-01 | 2014-12-31 | Hourly | 1 | 1 | 1 | 1 | 1 | 1 | 1 | 1 | 0.5 | 0.5 | 0.5 | 0.5 | 0.5 | 0.5 | 0.5 | 0.5 | 0.5 | 0.5 | 0.5 | 0.5 | 0.5 | 0.5 | 1 | 1 | From eQ_Lib.dat in MASControl 2017
D_Asm_All_CTemp_Yr | Thermostat Setpoint | C | Default¦SmrDsn¦WntrDsn¦Hol | 2014-01-01 | 2014-12-31 | Hourly | 24.4 | 24.4 | 24.4 | 24.4 | 24.4 | 24.4 | 24.4 | 24.4 | 24.4 | 24.4 | 24.4 | 24.4 | 24.4 | 24.4 | 24.4 | 24.4 | 24.4 | 24.4 | 24.4 | 24.4 | 24.4 | 24.4 | 24.4 | 24.4 | From eQ_Lib.dat in MASControl 2017; Removed setback
D_Asm_All_DHW_DHW_Yr | Service Water Heating | FRACTION | Default¦Wkdy | 2014-01-01 | 2014-12-31 | Hourly | 0 | 0 | 0 | 0 | 0 | 0 | 0 | 0.1125 | 0.2875 | 0.625 | 0.7 | 0.875 | 0.7 | 0.875 | 0.625 | 0.625 | 0.85 | 0.75 | 0.65 | 0.575 | 0.525 | 0 | 0 | 0 | From eQ_Lib.dat in MASControl 2017
D_Asm_All_DHW_DHW_Yr | Service Water Heating | FRACTION | Wknd | 2014-01-01 | 2014-12-31 | Hourly | 0 | 0 | 0 | 0 | 0 | 0 | 0 | 0.0625 | 0.1 | 0.4375 | 0.5125 | 0.725 | 0.625 | 0.725 | 0.4375 | 0.4375 | 0.6625 | 0.7 | 0.6125 | 0.5375 | 0.525 | 0 | 0 | 0 | From eQ_Lib.dat in MASControl 2017
D_Asm_All_DHW_DHW_Yr | Service Water Heating | FRACTION | WntrDsn | 2014-01-01 | 2014-12-31 | Hourly | 0 | 0 | 0 | 0 | 0 | 0 | 0 | 0.1125 | 0.2875 | 0.625 | 0.7 | 0.875 | 0.7 | 0.875 | 0.625 | 0.625 | 0.85 | 0.75 | 0.65 | 0.575 | 0.525 | 0 | 0 | 0 | From eQ_Lib.dat in MASControl 2017
D_Asm_All_DHW_DHW_Yr | Service Water Heating | FRACTION | SmrDsn | 2014-01-01 | 2014-12-31 | Hourly | 0 | 0 | 0 | 0 | 0 | 0 | 0 | 0.1125 | 0.2875 | 0.625 | 0.7 | 0.875 | 0.7 | 0.875 | 0.625 | 0.625 | 0.85 | 0.75 | 0.65 | 0.575 | 0.525 | 0 | 0 | 0 | From eQ_Lib.dat in MASControl 2017
D_Asm_All_DHW_DHW_Yr | Service Water Heating | FRACTION | Hol | 2014-01-01 | 2014-12-31 | Hourly | 0 | 0 | 0 | 0 | 0 | 0 | 0 | 0.0625 | 0.1 | 0.4375 | 0.5125 | 0.725 | 0.625 | 0.725 | 0.4375 | 0.4375 | 0.6625 | 0.7 | 0.6125 | 0.5375 | 0.525 | 0 | 0 | 0 | From eQ_Lib.dat in MASControl 2017
D_Asm_All_Fan_Yr | Fan | ON/OFF/FLAG | Default¦SmrDsn¦WntrDsn¦Hol | 2014-01-01 | 2014-12-31 | Hourly | 0 | 0 | 0 | 0 | 0 | 0 | 0 | 0 | 1 | 1 | 1 | 1 | 1 | 1 | 1 | 1 | 1 | 1 | 1 | 1 | 1 | 1 | 0 | 0 | From eQ_Lib.dat in MASControl 2017
D_Asm_All_HTemp_Yr | Thermostat Setpoint | C | Default¦SmrDsn¦WntrDsn¦Hol | 2014-01-01 | 2014-12-31 | Hourly | 21.1 | 21.1 | 21.1 | 21.1 | 21.1 | 21.1 | 21.1 | 21.1 | 21.1 | 21.1 | 21.1 | 21.1 | 21.1 | 21.1 | 21.1 | 21.1 | 21.1 | 21.1 | 21.1 | 21.1 | 21.1 | 21.1 | 21.1 | 21.1 | From eQ_Lib.dat in MASControl 2017; Removed setback
D_Asm_All_MinOA_Yr | OutdoorAir | FRAC/DESIGN | Default¦SmrDsn¦WntrDsn¦Hol | 2014-01-01 | 2014-12-31 | Hourly | 0 | 0 | 0 | 0 | 0 | 0 | 0 | 0 | -999 | -999 | -999 | -999 | -999 | -999 | -999 | -999 | -999 | -999 | -999 | -999 | -999 | -999 | 0 | 0 | From eQ_Lib.dat in MASControl 2017
D_Asm_All_P_Inf_Yr | Infiltration | MULTIPLIER | Default¦SmrDsn¦WntrDsn¦Hol | 2014-01-01 | 2014-12-31 | Hourly | 1 | 1 | 1 | 1 | 1 | 1 | 1 | 1 | 0.5 | 0.5 | 0.5 | 0.5 | 0.5 | 0.5 | 0.5 | 0.5 | 0.5 | 0.5 | 0.5 | 0.5 | 0.5 | 0.5 | 1 | 1 | From eQ_Lib.dat in MASControl 2017
D_Asm_Aud_LitCFL_Yr | Lighting | FRACTION | SmrDsn | 2014-01-01 | 2014-12-31 | Constant | 1 | [23 empty] | From eQ_Lib.dat in MASControl 2017
D_Asm_Aud_LitCFL_Yr | Lighting | FRACTION | WntrDsn | 2014-01-01 | 2014-12-31 | Constant | 0 | [23 empty] | From eQ_Lib.dat in MASControl 2017
D_Asm_Aud_LitCFL_Yr | Lighting | FRACTION | Default¦Hol | 2014-01-01 | 2014-12-31 | Hourly | 0.12 | 0.12 | 0.12 | 0.12 | 0.12 | 0.12 | 0.12 | 0.2133 | 0.344 | 0.4 | 0.4 | 0.4 | 0.4 | 0.4 | 0.4 | 0.4 | 0.4 | 0.4 | 0.4 | 0.4 | 0.12 | 0.12 | 0.12 | 0.12 | From eQ_Lib.dat in MASControl 2017
D_Asm_Aud_LitEx_Yr | Lighting | FRACTION | SmrDsn | 2014-01-01 | 2014-12-31 | Constant | 1 | [23 empty] | From eQ_Lib.dat in MASControl 2017
D_Asm_Aud_LitEx_Yr | Lighting | FRACTION | WntrDsn | 2014-01-01 | 2014-12-31 | Constant | 0 | [23 empty] | From eQ_Lib.dat in MASControl 2017
D_Asm_Aud_LitEx_Yr | Lighting | FRACTION | Default¦Hol | 2014-01-01 | 2014-12-31 | Constant | 1 | [23 empty] | From eQ_Lib.dat in MASControl 2017
D_Asm_Aud_LitLF_Yr | Lighting | FRACTION | SmrDsn | 2014-01-01 | 2014-12-31 | Constant | 1 | [23 empty] | From eQ_Lib.dat in MASControl 2017
D_Asm_Aud_LitLF_Yr | Lighting | FRACTION | WntrDsn | 2014-01-01 | 2014-12-31 | Constant | 0 | [23 empty] | From eQ_Lib.dat in MASControl 2017
D_Asm_Aud_LitLF_Yr | Lighting | FRACTION | Default¦Hol | 2014-01-01 | 2014-12-31 | Hourly | 0.05 | 0.05 | 0.05 | 0.05 | 0.05 | 0.05 | 0.05 | 0.2 | 0.41 | 0.5 | 0.5 | 0.5 | 0.5 | 0.5 | 0.5 | 0.5 | 0.5 | 0.5 | 0.5 | 0.5 | 0.05 | 0.05 | 0.05 | 0.05 | From eQ_Lib.dat in MASControl 2017
D_Asm_Aud_LitSp_Yr | Lighting | FRACTION | SmrDsn | 2014-01-01 | 2014-12-31 | Constant | 1 | [23 empty] | From eQ_Lib.dat in MASControl 2017
D_Asm_Aud_LitSp_Yr | Lighting | FRACTION | WntrDsn | 2014-01-01 | 2014-12-31 | Constant | 0 | [23 empty] | From eQ_Lib.dat in MASControl 2017
D_Asm_Aud_LitSp_Yr | Lighting | FRACTION | Default¦Hol | 2014-01-01 | 2014-12-31 | Hourly | 0.05 | 0.05 | 0.05 | 0.05 | 0.05 | 0.05 | 0.05 | 0.3 | 0.65 | 0.8 | 0.8 | 0.8 | 0.8 | 0.8 | 0.8 | 0.8 | 0.8 | 0.8 | 0.8 | 0.8 | 0.05 | 0.05 | 0.05 | 0.05 | From eQ_Lib.dat in MASControl 2017
D_Asm_Aud_Misc_Yr | Equipment | FRACTION | SmrDsn | 2014-01-01 | 2014-12-31 | Constant | 1 | [23 empty] | From eQ_Lib.dat in MASControl 2017
D_Asm_Aud_Misc_Yr | Equipment | FRACTION | WntrDsn | 2014-01-01 | 2014-12-31 | Constant | 0 | [23 empty] | From eQ_Lib.dat in MASControl 2017
D_Asm_Aud_Misc_Yr | Equipment | FRACTION | Default¦Hol | 2014-01-01 | 2014-12-31 | Hourly | 0.25 | 0.25 | 0.25 | 0.25 | 0.25 | 0.25 | 0.25 | 0.25 | 0.3 | 0.65 | 1 | 1 | 1 | 1 | 1 | 1 | 1 | 1 | 1 | 1 | 1 | 0.25 | 0.25 | 0.25 | From eQ_Lib.dat in MASControl 2017
D_Asm_Aud_Occup_Yr | Occupancy | FRACTION | SmrDsn | 2014-01-01 | 2014-12-31 | Constant | 1 | [23 empty] | From eQ_Lib.dat in MASControl 2017
D_Asm_Aud_Occup_Yr | Occupancy | FRACTION | WntrDsn | 2014-01-01 | 2014-12-31 | Constant | 0 | [23 empty] | From eQ_Lib.dat in MASControl 2017
D_Asm_Aud_Occup_Yr | Occupancy | FRACTION | Default¦Hol | 2014-01-01 | 2014-12-31 | Hourly | 0 | 0 | 0 | 0 | 0 | 0 | 0 | 0.05 | 0.05 | 0.5 | 0.6 | 0.9 | 0.8 | 0.9 | 0.5 | 0.5 | 0.8 | 0.9 | 0.8 | 0.7 | 0.7 | 0 | 0 | 0 | From eQ_Lib.dat in MASControl 2017
D_Asm_OffGen_LitCFL_Yr | Lighting | FRACTION | SmrDsn | 2014-01-01 | 2014-12-31 | Constant | 1 | [23 empty] | From eQ_Lib.dat in MASControl 2017
D_Asm_OffGen_LitCFL_Yr | Lighting | FRACTION | WntrDsn | 2014-01-01 | 2014-12-31 | Constant | 0 | [23 empty] | From eQ_Lib.dat in MASControl 2017
D_Asm_OffGen_LitCFL_Yr | Lighting | FRACTION | Default¦Hol | 2014-01-01 | 2014-12-31 | Hourly | 0.1 | 0.1 | 0.1 | 0.1 | 0.1 | 0.1 | 0.1 | 0.3917 | 0.4306 | 0.4306 | 0.45 | 0.45 | 0.3917 | 0.3917 | 0.4306 | 0.4306 | 0.45 | 0.3917 | 0.3528 | 0.3139 | 0.1 | 0.1 | 0.1 | 0.1 | From eQ_Lib.dat in MASControl 2017
D_Asm_OffGen_LitEx_Yr | Lighting | FRACTION | SmrDsn | 2014-01-01 | 2014-12-31 | Constant | 1 | [23 empty] | From eQ_Lib.dat in MASControl 2017
D_Asm_OffGen_LitEx_Yr | Lighting | FRACTION | WntrDsn | 2014-01-01 | 2014-12-31 | Constant | 0 | [23 empty] | From eQ_Lib.dat in MASControl 2017
D_Asm_OffGen_LitEx_Yr | Lighting | FRACTION | Default¦Hol | 2014-01-01 | 2014-12-31 | Constant | 1 | [23 empty] | From eQ_Lib.dat in MASControl 2017
D_Asm_OffGen_LitLF_Yr | Lighting | FRACTION | SmrDsn | 2014-01-01 | 2014-12-31 | Constant | 1 | [23 empty] | From eQ_Lib.dat in MASControl 2017
D_Asm_OffGen_LitLF_Yr | Lighting | FRACTION | WntrDsn | 2014-01-01 | 2014-12-31 | Constant | 0 | [23 empty] | From eQ_Lib.dat in MASControl 2017
D_Asm_OffGen_LitLF_Yr | Lighting | FRACTION | Default¦Hol | 2014-01-01 | 2014-12-31 | Hourly | 0.1 | 0.1 | 0.1 | 0.1 | 0.1 | 0.1 | 0.1 | 0.5583 | 0.6194 | 0.6194 | 0.65 | 0.65 | 0.5583 | 0.5583 | 0.6194 | 0.6194 | 0.65 | 0.5583 | 0.4972 | 0.4361 | 0.1 | 0.1 | 0.1 | 0.1 | From eQ_Lib.dat in MASControl 2017
D_Asm_OffGen_LitSp_Yr | Lighting | FRACTION | SmrDsn | 2014-01-01 | 2014-12-31 | Constant | 1 | [23 empty] | From eQ_Lib.dat in MASControl 2017
D_Asm_OffGen_LitSp_Yr | Lighting | FRACTION | WntrDsn | 2014-01-01 | 2014-12-31 | Constant | 0 | [23 empty] | From eQ_Lib.dat in MASControl 2017
D_Asm_OffGen_LitSp_Yr | Lighting | FRACTION | Default¦Hol | 2014-01-01 | 2014-12-31 | Hourly | 0.05 | 0.05 | 0.05 | 0.05 | 0.05 | 0.05 | 0.05 | 0.8 | 0.9 | 0.9 | 0.95 | 0.95 | 0.8 | 0.8 | 0.9 | 0.9 | 0.95 | 0.8 | 0.7 | 0.6 | 0.05 | 0.05 | 0.05 | 0.05 | From eQ_Lib.dat in MASControl 2017
D_Asm_OffGen_Misc_Yr | Equipment | FRACTION | Default¦Wkdy | 2014-01-01 | 2014-12-31 | Hourly | 0.4 | 0.4 | 0.4 | 0.4 | 0.4 | 0.4 | 0.4 | 0.5 | 0.8 | 0.875 | 0.9 | 0.925 | 0.9 | 0.9 | 0.875 | 0.85 | 0.8 | 0.6 | 0.5 | 0.45 | 0.45 | 0.425 | 0.4 | 0.4 | Matched to NBI plug load study - average of Low/Mid plug loads
D_Asm_OffGen_Misc_Yr | Equipment | FRACTION | Wknd¦Hol | 2014-01-01 | 2014-12-31 | Constant | 0.4 | [23 empty] | Matched to NBI plug load study - average of Low/Mid plug loads
D_Asm_OffGen_Misc_Yr | Equipment | FRACTION | WntrDsn | 2014-01-01 | 2014-12-31 | Constant | 0 | [23 empty] | Matched to NBI plug load study - average of Low/Mid plug loads
D_Asm_OffGen_Misc_Yr | Equipment | FRACTION | SmrDsn | 2014-01-01 | 2014-12-31 | Constant | 1 | [23 empty] | Matched to NBI plug load study - average of Low/Mid plug loads
D_Asm_OffGen_Occup_Yr | Occupancy | FRACTION | SmrDsn | 2014-01-01 | 2014-12-31 | Constant | 1 | [23 empty] | Copy of D_Asm_Aud_Occup_Yr
D_Asm_OffGen_Occup_Yr | Occupancy | FRACTION | WntrDsn | 2014-01-01 | 2014-12-31 | Constant | 0 | [23 empty] | Copy of D_Asm_Aud_Occup_Yr
D_Asm_OffGen_Occup_Yr | Occupancy | FRACTION | Default¦Hol | 2014-01-01 | 2014-12-31 | Hourly | 0 | 0 | 0 | 0 | 0 | 0 | 0 | 0.05 | 0.05 | 0.5 | 0.6 | 0.9 | 0.8 | 0.9 | 0.5 | 0.5 | 0.8 | 0.9 | 0.8 | 0.7 | 0.7 | 0 | 0 | 0 | Copy of D_Asm_Aud_Occup_Yr
D_DMo_All_C_Inf_Yr | Infiltration | MULTIPLIER | Default¦SmrDsn¦WntrDsn¦Hol | 2014-01-01 | 2014-12-31 | Constant | 0.5 | [23 empty] | From eQ_Lib.dat in MASControl 2017
D_DMo_All_DHW_Bath_Yr | Service Water Heating | FRACTION | Default¦SmrDsn¦WntrDsn¦Hol | 2014-01-01 | 2014-12-31 | Hourly | 0.0077 | 0.0039 | 0.0039 | 0.0039 | 0.0077 | 0.0193 | 0.0463 | 0.0579 | 0.0656 | 0.0579 | 0.0463 | 0.0347 | 0.0309 | 0.0232 | 0.0232 | 0.0232 | 0.0386 | 0.0463 | 0.0772 | 0.1004 | 0.1004 | 0.0772 | 0.0656 | 0.0386 | From eQ_Lib.dat in MASControl 2017
D_DMo_All_DHW_CWshr_Yr | Clothes Washing SHR | FRACTION | Default¦SmrDsn¦WntrDsn¦Hol | 2014-01-01 | 2014-12-31 | Hourly | 0.0093 | 0.0075 | 0.0037 | 0.0037 | 0.0075 | 0.0112 | 0.0224 | 0.0486 | 0.0729 | 0.086 | 0.0841 | 0.0748 | 0.0673 | 0.0598 | 0.0523 | 0.0486 | 0.0505 | 0.0486 | 0.0486 | 0.0486 | 0.0486 | 0.0467 | 0.0318 | 0.0168 | From eQ_Lib.dat in MASControl 2017
D_DMo_All_DHW_DWshr_Yr | Dishwashing SHR | FRACTION | Default¦SmrDsn¦WntrDsn¦Hol | 2014-01-01 | 2014-12-31 | Hourly | 0.0154 | 0.0068 | 0.0051 | 0.0034 | 0.0034 | 0.0102 | 0.0205 | 0.0307 | 0.058 | 0.0648 | 0.0563 | 0.0478 | 0.041 | 0.0461 | 0.0375 | 0.0358 | 0.0375 | 0.0495 | 0.087 | 0.1109 | 0.0904 | 0.0666 | 0.0444 | 0.0307 | From eQ_Lib.dat in MASControl 2017
D_DMo_All_DHW_Shwr_Yr | Service Water Heating | FRACTION | Default¦SmrDsn¦WntrDsn¦Hol | 2014-01-01 | 2014-12-31 | Hourly | 0.0107 | 0.0049 | 0.0034 | 0.0049 | 0.0136 | 0.0515 | 0.1176 | 0.1166 | 0.0948 | 0.0743 | 0.0598 | 0.0471 | 0.034 | 0.0292 | 0.0253 | 0.0262 | 0.0301 | 0.0389 | 0.0423 | 0.0423 | 0.0418 | 0.0408 | 0.0292 | 0.0209 | From eQ_Lib.dat in MASControl 2017
D_DMo_All_DHW_Sink_Yr | Service Water Heating | FRACTION | Default¦SmrDsn¦WntrDsn¦Hol | 2014-01-01 | 2014-12-31 | Hourly | 0.0142 | 0.0068 | 0.0051 | 0.0051 | 0.0068 | 0.0181 | 0.0425 | 0.0623 | 0.0657 | 0.0618 | 0.0544 | 0.0499 | 0.0487 | 0.0453 | 0.0414 | 0.0431 | 0.0482 | 0.0652 | 0.0748 | 0.0691 | 0.0567 | 0.0482 | 0.0397 | 0.0272 | From eQ_Lib.dat in MASControl 2017
D_DMo_All_Fan_Yr | Fan | ON/OFF/FLAG | Default¦SmrDsn¦WntrDsn¦Hol | 2014-01-01 | 2014-12-31 | Constant | 1 | [23 empty] | From eQ_Lib.dat in MASControl 2017
D_DMo_All_P_Inf_Yr | Infiltration | MULTIPLIER | Default¦SmrDsn¦WntrDsn¦Hol | 2014-01-01 | 2014-12-31 | Constant | 0.5 | [23 empty] | From eQ_Lib.dat in MASControl 2017
D_DMo_Bedrm_ILit_Yr |  | FRACTION | Default¦Wkdy | 2014-01-01 | 2014-01-31 | Hourly | 0.04164 | 0.02437 | 0.01692 | 0.01249 | 0.01344 | 0.01479 | 0.01793 | 0.03724 | 0.04538 | 0.04045 | 0.03645 | 0.03878 | 0.03764 | 0.03657 | 0.03384 | 0.03502 | 0.03803 | 0.0459 | 0.06052 | 0.07667 | 0.09991 | 0.10911 | 0.09281 | 0.0713 | From eQ_Lib.dat in MASControl 2017
D_DMo_Bedrm_ILit_Yr |  | FRACTION | Wknd | 2014-01-01 | 2014-01-31 | Hourly | 0.04861 | 0.03318 | 0.02199 | 0.01506 | 0.01259 | 0.01323 | 0.01388 | 0.01964 | 0.02821 | 0.0369 | 0.03581 | 0.03777 | 0.03903 | 0.04081 | 0.03701 | 0.03462 | 0.03694 | 0.04475 | 0.05777 | 0.07008 | 0.09052 | 0.09992 | 0.09342 | 0.06758 | From eQ_Lib.dat in MASControl 2017
D_DMo_Bedrm_ILit_Yr |  | FRACTION | Default¦Wkdy | 2014-02-01 | 2014-02-28 | Hourly | 0.04213 | 0.02452 | 0.01695 | 0.01258 | 0.0133 | 0.01477 | 0.0183 | 0.03683 | 0.04446 | 0.03961 | 0.03574 | 0.03742 | 0.03631 | 0.03532 | 0.03294 | 0.03395 | 0.03665 | 0.04339 | 0.05731 | 0.07252 | 0.0945 | 0.10706 | 0.09347 | 0.07163 | From eQ_Lib.dat in MASControl 2017
D_DMo_Bedrm_ILit_Yr |  | FRACTION | Wknd | 2014-02-01 | 2014-02-28 | Hourly | 0.04927 | 0.03307 | 0.02183 | 0.01552 | 0.01292 | 0.01314 | 0.01402 | 0.01979 | 0.02822 | 0.03616 | 0.0358 | 0.03766 | 0.0386 | 0.04014 | 0.03689 | 0.03465 | 0.03678 | 0.04287 | 0.05459 | 0.06608 | 0.08595 | 0.09817 | 0.09304 | 0.0686 | From eQ_Lib.dat in MASControl 2017
D_DMo_Bedrm_ILit_Yr |  | FRACTION | Default¦Wkdy | 2014-03-01 | 2014-03-31 | Hourly | 0.04284 | 0.02474 | 0.017 | 0.01271 | 0.01309 | 0.01475 | 0.01883 | 0.03625 | 0.04313 | 0.03839 | 0.03471 | 0.03546 | 0.0344 | 0.0335 | 0.03165 | 0.0324 | 0.03463 | 0.03976 | 0.05267 | 0.06648 | 0.08664 | 0.10407 | 0.09442 | 0.07212 | From eQ_Lib.dat in MASControl 2017
D_DMo_Bedrm_ILit_Yr |  | FRACTION | Wknd | 2014-03-01 | 2014-03-31 | Hourly | 0.05024 | 0.03291 | 0.0216 | 0.01621 | 0.01342 | 0.01301 | 0.01421 | 0.02003 | 0.02824 | 0.03506 | 0.03579 | 0.03749 | 0.03797 | 0.03916 | 0.03672 | 0.03471 | 0.03654 | 0.0401 | 0.04991 | 0.06018 | 0.07923 | 0.09559 | 0.09249 | 0.0701 | From eQ_Lib.dat in MASControl 2017
D_DMo_Bedrm_ILit_Yr |  | FRACTION | Default¦Wkdy | 2014-04-01 | 2014-04-30 | Hourly | 0.04361 | 0.02498 | 0.01704 | 0.01286 | 0.01286 | 0.01472 | 0.01941 | 0.03561 | 0.04169 | 0.03708 | 0.03361 | 0.03334 | 0.03232 | 0.03153 | 0.03026 | 0.03074 | 0.03245 | 0.03584 | 0.04766 | 0.05997 | 0.07816 | 0.10085 | 0.09544 | 0.07264 | From eQ_Lib.dat in MASControl 2017
D_DMo_Bedrm_ILit_Yr |  | FRACTION | Wknd | 2014-04-01 | 2014-04-30 | Hourly | 0.05129 | 0.03274 | 0.02135 | 0.01694 | 0.01396 | 0.01287 | 0.01443 | 0.02028 | 0.02826 | 0.03388 | 0.03577 | 0.03731 | 0.03729 | 0.0381 | 0.03653 | 0.03476 | 0.0363 | 0.03712 | 0.04488 | 0.05386 | 0.07201 | 0.09281 | 0.0919 | 0.07172 | From eQ_Lib.dat in MASControl 2017
D_DMo_Bedrm_ILit_Yr |  | FRACTION | Default¦Wkdy | 2014-05-01 | 2014-05-31 | Hourly | 0.04421 | 0.02516 | 0.01708 | 0.01298 | 0.01268 | 0.01469 | 0.01987 | 0.03511 | 0.04058 | 0.03606 | 0.03275 | 0.0317 | 0.03071 | 0.03001 | 0.02917 | 0.02944 | 0.03076 | 0.0328 | 0.04376 | 0.05492 | 0.07157 | 0.09836 | 0.09624 | 0.07305 | From eQ_Lib.dat in MASControl 2017
D_DMo_Bedrm_ILit_Yr |  | FRACTION | Wknd | 2014-05-01 | 2014-05-31 | Hourly | 0.05212 | 0.0326 | 0.02115 | 0.01753 | 0.01438 | 0.01276 | 0.0146 | 0.02048 | 0.02827 | 0.03294 | 0.03577 | 0.03717 | 0.03675 | 0.03725 | 0.03639 | 0.0348 | 0.0361 | 0.03475 | 0.04088 | 0.04883 | 0.06627 | 0.09061 | 0.09143 | 0.073 | From eQ_Lib.dat in MASControl 2017
D_DMo_Bedrm_ILit_Yr |  | FRACTION | Default¦Wkdy | 2014-06-01 | 2014-06-30 | Hourly | 0.0445 | 0.02525 | 0.0171 | 0.01303 | 0.01259 | 0.01469 | 0.02007 | 0.03488 | 0.04004 | 0.03559 | 0.03234 | 0.03092 | 0.02995 | 0.02929 | 0.02866 | 0.02883 | 0.02997 | 0.03135 | 0.04191 | 0.05252 | 0.06844 | 0.09717 | 0.09661 | 0.07324 | From eQ_Lib.dat in MASControl 2017
D_DMo_Bedrm_ILit_Yr |  | FRACTION | Wknd | 2014-06-01 | 2014-06-30 | Hourly | 0.05248 | 0.03254 | 0.02106 | 0.01778 | 0.01456 | 0.01271 | 0.01467 | 0.02056 | 0.02828 | 0.03253 | 0.03576 | 0.0371 | 0.03652 | 0.03689 | 0.03632 | 0.03482 | 0.03602 | 0.03374 | 0.03916 | 0.04667 | 0.0638 | 0.08966 | 0.09123 | 0.07355 | From eQ_Lib.dat in MASControl 2017
D_DMo_Bedrm_ILit_Yr |  | FRACTION | Default¦Wkdy | 2014-07-01 | 2014-07-31 | Hourly | 0.04436 | 0.02521 | 0.01709 | 0.01301 | 0.01263 | 0.01469 | 0.01997 | 0.03498 | 0.0403 | 0.03581 | 0.03253 | 0.03129 | 0.03031 | 0.02963 | 0.02891 | 0.02912 | 0.03035 | 0.03204 | 0.0428 | 0.05367 | 0.06994 | 0.09774 | 0.09643 | 0.07315 | From eQ_Lib.dat in MASControl 2017
D_DMo_Bedrm_ILit_Yr |  | FRACTION | Wknd | 2014-07-01 | 2014-07-31 | Hourly | 0.05233 | 0.03256 | 0.0211 | 0.01767 | 0.01448 | 0.01274 | 0.01464 | 0.02053 | 0.02828 | 0.0327 | 0.03577 | 0.03712 | 0.03661 | 0.03704 | 0.03635 | 0.03482 | 0.03605 | 0.03416 | 0.03987 | 0.04756 | 0.06482 | 0.09005 | 0.09131 | 0.07332 | From eQ_Lib.dat in MASControl 2017
D_DMo_Bedrm_ILit_Yr |  | FRACTION | Default¦Wkdy | 2014-08-01 | 2014-08-31 | Hourly | 0.04386 | 0.02506 | 0.01706 | 0.01291 | 0.01278 | 0.01471 | 0.0196 | 0.0354 | 0.04123 | 0.03666 | 0.03325 | 0.03266 | 0.03165 | 0.0309 | 0.02981 | 0.0302 | 0.03175 | 0.03457 | 0.04604 | 0.05787 | 0.07542 | 0.09981 | 0.09577 | 0.07281 | From eQ_Lib.dat in MASControl 2017
D_DMo_Bedrm_ILit_Yr |  | FRACTION | Wknd | 2014-08-01 | 2014-08-31 | Hourly | 0.05162 | 0.03268 | 0.02127 | 0.01717 | 0.01412 | 0.01283 | 0.0145 | 0.02036 | 0.02827 | 0.03351 | 0.03577 | 0.03725 | 0.03708 | 0.03777 | 0.03648 | 0.03477 | 0.03622 | 0.03619 | 0.0433 | 0.05188 | 0.06975 | 0.09195 | 0.09172 | 0.07222 | From eQ_Lib.dat in MASControl 2017
D_DMo_Bedrm_ILit_Yr |  | FRACTION | Default¦Wkdy | 2014-09-01 | 2014-09-30 | Hourly | 0.04312 | 0.02483 | 0.01701 | 0.01277 | 0.013 | 0.01473 | 0.01904 | 0.03601 | 0.04261 | 0.03792 | 0.03432 | 0.03469 | 0.03365 | 0.03279 | 0.03115 | 0.0318 | 0.03384 | 0.03834 | 0.05086 | 0.06413 | 0.08357 | 0.10291 | 0.09478 | 0.0723 | From eQ_Lib.dat in MASControl 2017
D_DMo_Bedrm_ILit_Yr |  | FRACTION | Wknd | 2014-09-01 | 2014-09-30 | Hourly | 0.05065 | 0.03284 | 0.02151 | 0.01649 | 0.01363 | 0.01296 | 0.01429 | 0.02012 | 0.02825 | 0.0346 | 0.03578 | 0.03742 | 0.03771 | 0.03875 | 0.03665 | 0.03473 | 0.03645 | 0.03895 | 0.04797 | 0.05775 | 0.07645 | 0.09452 | 0.09226 | 0.07072 | From eQ_Lib.dat in MASControl 2017
D_DMo_Bedrm_ILit_Yr |  | FRACTION | Default¦Wkdy | 2014-10-01 | 2014-10-31 | Hourly | 0.04235 | 0.02459 | 0.01696 | 0.01262 | 0.01323 | 0.01477 | 0.01846 | 0.03665 | 0.04406 | 0.03924 | 0.03543 | 0.03683 | 0.03573 | 0.03476 | 0.03255 | 0.03348 | 0.03603 | 0.04228 | 0.0559 | 0.07068 | 0.0921 | 0.10615 | 0.09376 | 0.07178 | From eQ_Lib.dat in MASControl 2017
D_DMo_Bedrm_ILit_Yr |  | FRACTION | Wknd | 2014-10-01 | 2014-10-31 | Hourly | 0.04962 | 0.03301 | 0.02175 | 0.01577 | 0.01311 | 0.01309 | 0.01409 | 0.01988 | 0.02823 | 0.03576 | 0.03579 | 0.0376 | 0.03837 | 0.03979 | 0.03683 | 0.03467 | 0.03669 | 0.04186 | 0.05289 | 0.06395 | 0.08352 | 0.09723 | 0.09285 | 0.06914 | From eQ_Lib.dat in MASControl 2017
D_DMo_Bedrm_ILit_Yr |  | FRACTION | Default¦Wkdy | 2014-11-01 | 2014-11-30 | Hourly | 0.04177 | 0.02441 | 0.01693 | 0.01251 | 0.0134 | 0.01479 | 0.01803 | 0.03713 | 0.04513 | 0.04022 | 0.03626 | 0.03841 | 0.03728 | 0.03623 | 0.03359 | 0.03473 | 0.03766 | 0.04522 | 0.05965 | 0.07555 | 0.09844 | 0.10856 | 0.09299 | 0.07139 | From eQ_Lib.dat in MASControl 2017
D_DMo_Bedrm_ILit_Yr |  | FRACTION | Wknd | 2014-11-01 | 2014-11-30 | Hourly | 0.04876 | 0.03316 | 0.02196 | 0.01516 | 0.01266 | 0.01321 | 0.01392 | 0.01967 | 0.02821 | 0.03673 | 0.03581 | 0.03775 | 0.03893 | 0.04066 | 0.03698 | 0.03463 | 0.0369 | 0.04432 | 0.05704 | 0.06916 | 0.08947 | 0.09952 | 0.09333 | 0.06781 | From eQ_Lib.dat in MASControl 2017
D_DMo_Bedrm_ILit_Yr |  | FRACTION | Default¦Wkdy | 2014-12-01 | 2014-12-31 | Hourly | 0.04149 | 0.02433 | 0.01691 | 0.01246 | 0.01348 | 0.01479 | 0.01782 | 0.03736 | 0.04566 | 0.0407 | 0.03666 | 0.03918 | 0.03804 | 0.03694 | 0.0341 | 0.03533 | 0.03844 | 0.04664 | 0.06147 | 0.07791 | 0.10152 | 0.10973 | 0.09262 | 0.0712 | From eQ_Lib.dat in MASControl 2017
D_DMo_Bedrm_ILit_Yr |  | FRACTION | Wknd | 2014-12-01 | 2014-12-31 | Hourly | 0.04843 | 0.03322 | 0.02204 | 0.01492 | 0.01249 | 0.01325 | 0.01385 | 0.01959 | 0.0282 | 0.03711 | 0.03581 | 0.0378 | 0.03915 | 0.04099 | 0.03704 | 0.03461 | 0.03698 | 0.04528 | 0.05866 | 0.0712 | 0.09179 | 0.10042 | 0.09352 | 0.06729 | From eQ_Lib.dat in MASControl 2017
D_DMo_Bedrm_ILit_Yr |  | FRACTION | WntrDsn | 2014-01-01 | 2014-12-31 | Hourly | 0.0445 | 0.02525 | 0.0171 | 0.01303 | 0.01259 | 0.01469 | 0.02007 | 0.03488 | 0.04004 | 0.03559 | 0.03234 | 0.03092 | 0.02995 | 0.02929 | 0.02866 | 0.02883 | 0.02997 | 0.03135 | 0.04191 | 0.05252 | 0.06844 | 0.09717 | 0.09661 | 0.07324 | From eQ_Lib.dat in MASControl 2017
D_DMo_Bedrm_ILit_Yr |  | FRACTION | SmrDsn | 2014-01-01 | 2014-12-31 | Hourly | 0.04149 | 0.02433 | 0.01691 | 0.01246 | 0.01348 | 0.01479 | 0.01782 | 0.03736 | 0.04566 | 0.0407 | 0.03666 | 0.03918 | 0.03804 | 0.03694 | 0.0341 | 0.03533 | 0.03844 | 0.04664 | 0.06147 | 0.07791 | 0.10152 | 0.10973 | 0.09262 | 0.0712 | From eQ_Lib.dat in MASControl 2017
D_DMo_Bedrm_ILit_Yr |  | FRACTION | Hol | 2014-01-01 | 2014-12-31 | Hourly | 0.05248 | 0.03254 | 0.02106 | 0.01778 | 0.01456 | 0.01271 | 0.01467 | 0.02056 | 0.02828 | 0.03253 | 0.03576 | 0.0371 | 0.03652 | 0.03689 | 0.03632 | 0.03482 | 0.03602 | 0.03374 | 0.03916 | 0.04667 | 0.0638 | 0.08966 | 0.09123 | 0.07355 | From eQ_Lib.dat in MASControl 2017
D_DMo_Bedrm_Occup_Yr | Occupancy | FRACTION | Default¦Wkdy | 2014-01-01 | 2014-01-31 | Hourly | 1 | 1 | 1 | 1 | 1 | 1 | 0.5 | 0.33 | 0 | 0 | 0 | 0 | 0 | 0 | 0 | 0 | 0 | 0 | 0 | 0 | 0 | 0 | 0.5 | 1 | From eQ_Lib.dat in MASControl 2017
D_DMo_Bedrm_Occup_Yr | Occupancy | FRACTION | Wknd | 2014-01-01 | 2014-01-31 | Hourly | 1 | 1 | 1 | 1 | 1 | 1 | 1 | 0.5 | 0 | 0 | 0 | 0 | 0 | 0 | 0 | 0 | 0 | 0 | 0 | 0 | 0 | 0 | 0.5 | 1 | From eQ_Lib.dat in MASControl 2017
D_DMo_Bedrm_Occup_Yr | Occupancy | FRACTION | Default¦Wkdy | 2014-02-01 | 2014-02-28 | Hourly | 1 | 1 | 1 | 1 | 1 | 1 | 0.5 | 0.33 | 0 | 0 | 0 | 0 | 0 | 0 | 0 | 0 | 0 | 0 | 0 | 0 | 0 | 0 | 0.5 | 1 | From eQ_Lib.dat in MASControl 2017
D_DMo_Bedrm_Occup_Yr | Occupancy | FRACTION | Wknd | 2014-02-01 | 2014-02-28 | Hourly | 1 | 1 | 1 | 1 | 1 | 1 | 1 | 0.5 | 0 | 0 | 0 | 0 | 0 | 0 | 0 | 0 | 0 | 0 | 0 | 0 | 0 | 0 | 0.5 | 1 | From eQ_Lib.dat in MASControl 2017
D_DMo_Bedrm_Occup_Yr | Occupancy | FRACTION | Default¦Wkdy | 2014-03-01 | 2014-03-31 | Hourly | 1 | 1 | 1 | 1 | 1 | 1 | 0.5 | 0.33 | 0 | 0 | 0 | 0 | 0 | 0 | 0 | 0 | 0 | 0 | 0 | 0 | 0 | 0 | 0.5 | 1 | From eQ_Lib.dat in MASControl 2017
D_DMo_Bedrm_Occup_Yr | Occupancy | FRACTION | Wknd | 2014-03-01 | 2014-03-31 | Hourly | 1 | 1 | 1 | 1 | 1 | 1 | 1 | 0.5 | 0 | 0 | 0 | 0 | 0 | 0 | 0 | 0 | 0 | 0 | 0 | 0 | 0 | 0 | 0.5 | 1 | From eQ_Lib.dat in MASControl 2017
D_DMo_Bedrm_Occup_Yr | Occupancy | FRACTION | Default¦Wkdy | 2014-04-01 | 2014-04-30 | Hourly | 1 | 1 | 1 | 1 | 1 | 1 | 0.5 | 0.33 | 0 | 0 | 0 | 0 | 0 | 0 | 0 | 0 | 0 | 0 | 0 | 0 | 0 | 0 | 0.5 | 1 | From eQ_Lib.dat in MASControl 2017
D_DMo_Bedrm_Occup_Yr | Occupancy | FRACTION | Wknd | 2014-04-01 | 2014-04-30 | Hourly | 1 | 1 | 1 | 1 | 1 | 1 | 1 | 0.5 | 0 | 0 | 0 | 0 | 0 | 0 | 0 | 0 | 0 | 0 | 0 | 0 | 0 | 0 | 0.5 | 1 | From eQ_Lib.dat in MASControl 2017
D_DMo_Bedrm_Occup_Yr | Occupancy | FRACTION | Default¦Wkdy | 2014-05-01 | 2014-05-31 | Hourly | 1 | 1 | 1 | 1 | 1 | 1 | 0.5 | 0.33 | 0 | 0 | 0 | 0 | 0 | 0 | 0 | 0 | 0 | 0 | 0 | 0 | 0 | 0 | 0.5 | 1 | From eQ_Lib.dat in MASControl 2017
D_DMo_Bedrm_Occup_Yr | Occupancy | FRACTION | Wknd | 2014-05-01 | 2014-05-31 | Hourly | 1 | 1 | 1 | 1 | 1 | 1 | 1 | 0.5 | 0 | 0 | 0 | 0 | 0 | 0 | 0 | 0 | 0 | 0 | 0 | 0 | 0 | 0 | 0.5 | 1 | From eQ_Lib.dat in MASControl 2017
D_DMo_Bedrm_Occup_Yr | Occupancy | FRACTION | Default¦Wkdy | 2014-06-01 | 2014-06-30 | Hourly | 1 | 1 | 1 | 1 | 1 | 1 | 0.5 | 0.33 | 0 | 0 | 0 | 0 | 0 | 0 | 0 | 0 | 0 | 0 | 0 | 0 | 0 | 0 | 0.5 | 1 | From eQ_Lib.dat in MASControl 2017
D_DMo_Bedrm_Occup_Yr | Occupancy | FRACTION | Wknd | 2014-06-01 | 2014-06-30 | Hourly | 1 | 1 | 1 | 1 | 1 | 1 | 1 | 0.5 | 0 | 0 | 0 | 0 | 0 | 0 | 0 | 0 | 0 | 0 | 0 | 0 | 0 | 0 | 0.5 | 1 | From eQ_Lib.dat in MASControl 2017
D_DMo_Bedrm_Occup_Yr | Occupancy | FRACTION | Default¦Wkdy | 2014-07-01 | 2014-07-31 | Hourly | 1 | 1 | 1 | 1 | 1 | 1 | 0.5 | 0.33 | 0 | 0 | 0 | 0 | 0 | 0 | 0 | 0 | 0 | 0 | 0 | 0 | 0 | 0 | 0.5 | 1 | From eQ_Lib.dat in MASControl 2017
D_DMo_Bedrm_Occup_Yr | Occupancy | FRACTION | Wknd | 2014-07-01 | 2014-07-31 | Hourly | 1 | 1 | 1 | 1 | 1 | 1 | 1 | 0.5 | 0 | 0 | 0 | 0 | 0 | 0 | 0 | 0 | 0 | 0 | 0 | 0 | 0 | 0 | 0.5 | 1 | From eQ_Lib.dat in MASControl 2017
D_DMo_Bedrm_Occup_Yr | Occupancy | FRACTION | Default¦Wkdy | 2014-08-01 | 2014-08-31 | Hourly | 1 | 1 | 1 | 1 | 1 | 1 | 0.5 | 0.33 | 0 | 0 | 0 | 0 | 0 | 0 | 0 | 0 | 0 | 0 | 0 | 0 | 0 | 0 | 0.5 | 1 | From eQ_Lib.dat in MASControl 2017
D_DMo_Bedrm_Occup_Yr | Occupancy | FRACTION | Wknd | 2014-08-01 | 2014-08-31 | Hourly | 1 | 1 | 1 | 1 | 1 | 1 | 1 | 0.5 | 0 | 0 | 0 | 0 | 0 | 0 | 0 | 0 | 0 | 0 | 0 | 0 | 0 | 0 | 0.5 | 1 | From eQ_Lib.dat in MASControl 2017
D_DMo_Bedrm_Occup_Yr | Occupancy | FRACTION | Default¦Wkdy | 2014-09-01 | 2014-09-30 | Hourly | 1 | 1 | 1 | 1 | 1 | 1 | 0.5 | 0.33 | 0 | 0 | 0 | 0 | 0 | 0 | 0 | 0 | 0 | 0 | 0 | 0 | 0 | 0 | 0.5 | 1 | From eQ_Lib.dat in MASControl 2017
D_DMo_Bedrm_Occup_Yr | Occupancy | FRACTION | Wknd | 2014-09-01 | 2014-09-30 | Hourly | 1 | 1 | 1 | 1 | 1 | 1 | 1 | 0.5 | 0 | 0 | 0 | 0 | 0 | 0 | 0 | 0 | 0 | 0 | 0 | 0 | 0 | 0 | 0.5 | 1 | From eQ_Lib.dat in MASControl 2017
D_DMo_Bedrm_Occup_Yr | Occupancy | FRACTION | Default¦Wkdy | 2014-10-01 | 2014-10-31 | Hourly | 1 | 1 | 1 | 1 | 1 | 1 | 0.5 | 0.33 | 0 | 0 | 0 | 0 | 0 | 0 | 0 | 0 | 0 | 0 | 0 | 0 | 0 | 0 | 0.5 | 1 | From eQ_Lib.dat in MASControl 2017
D_DMo_Bedrm_Occup_Yr | Occupancy | FRACTION | Wknd | 2014-10-01 | 2014-10-31 | Hourly | 1 | 1 | 1 | 1 | 1 | 1 | 1 | 0.5 | 0 | 0 | 0 | 0 | 0 | 0 | 0 | 0 | 0 | 0 | 0 | 0 | 0 | 0 | 0.5 | 1 | From eQ_Lib.dat in MASControl 2017
D_DMo_Bedrm_Occup_Yr | Occupancy | FRACTION | Default¦Wkdy | 2014-11-01 | 2014-11-30 | Hourly | 1 | 1 | 1 | 1 | 1 | 1 | 0.5 | 0.33 | 0 | 0 | 0 | 0 | 0 | 0 | 0 | 0 | 0 | 0 | 0 | 0 | 0 | 0 | 0.5 | 1 | From eQ_Lib.dat in MASControl 2017
D_DMo_Bedrm_Occup_Yr | Occupancy | FRACTION | Wknd | 2014-11-01 | 2014-11-30 | Hourly | 1 | 1 | 1 | 1 | 1 | 1 | 1 | 0.5 | 0 | 0 | 0 | 0 | 0 | 0 | 0 | 0 | 0 | 0 | 0 | 0 | 0 | 0 | 0.5 | 1 | From eQ_Lib.dat in MASControl 2017
D_DMo_Bedrm_Occup_Yr | Occupancy | FRACTION | Default¦Wkdy | 2014-12-01 | 2014-12-31 | Hourly | 1 | 1 | 1 | 1 | 1 | 1 | 0.5 | 0.33 | 0 | 0 | 0 | 0 | 0 | 0 | 0 | 0 | 0 | 0 | 0 | 0 | 0 | 0 | 0.5 | 1 | From eQ_Lib.dat in MASControl 2017
D_DMo_Bedrm_Occup_Yr | Occupancy | FRACTION | Wknd | 2014-12-01 | 2014-12-31 | Hourly | 1 | 1 | 1 | 1 | 1 | 1 | 1 | 0.5 | 0 | 0 | 0 | 0 | 0 | 0 | 0 | 0 | 0 | 0 | 0 | 0 | 0 | 0 | 0.5 | 1 | From eQ_Lib.dat in MASControl 2017
D_DMo_Bedrm_Occup_Yr | Occupancy | FRACTION | WntrDsn | 2014-01-01 | 2014-12-31 | Constant | 0 | [23 empty] | From eQ_Lib.dat in MASControl 2017
D_DMo_Bedrm_Occup_Yr | Occupancy | FRACTION | SmrDsn | 2014-01-01 | 2014-12-31 | Constant | 1 | [23 empty] | From eQ_Lib.dat in MASControl 2017
D_DMo_Bedrm_Occup_Yr | Occupancy | FRACTION | Hol | 2014-01-01 | 2014-12-31 | Hourly | 1 | 1 | 1 | 1 | 1 | 1 | 1 | 0.5 | 0 | 0 | 0 | 0 | 0 | 0 | 0 | 0 | 0 | 0 | 0 | 0 | 0 | 0 | 0.5 | 1 | From eQ_Lib.dat in MASControl 2017
D_DMo_Bedrm_Plugs_Yr | Equipment | FRACTION | SmrDsn | 2014-01-01 | 2014-12-31 | Constant | 1 | [23 empty] | From eQ_Lib.dat in MASControl 2017
D_DMo_Bedrm_Plugs_Yr | Equipment | FRACTION | WntrDsn | 2014-01-01 | 2014-12-31 | Constant | 0 | [23 empty] | From eQ_Lib.dat in MASControl 2017
D_DMo_Bedrm_Plugs_Yr | Equipment | FRACTION | Default¦Hol | 2014-01-01 | 2014-12-31 | Hourly | 0.037 | 0.035 | 0.034 | 0.034 | 0.032 | 0.036 | 0.042 | 0.044 | 0.037 | 0.032 | 0.033 | 0.033 | 0.032 | 0.033 | 0.035 | 0.037 | 0.044 | 0.053 | 0.058 | 0.06 | 0.062 | 0.06 | 0.052 | 0.045 | From eQ_Lib.dat in MASControl 2017
D_DMo_Living_CloWa_Yr | Clothes Washing | FRACTION | SmrDsn | 2014-01-01 | 2014-12-31 | Constant | 1 | [23 empty] | From eQ_Lib.dat in MASControl 2031
D_DMo_Living_CloWa_Yr | Clothes Washing | FRACTION | WntrDsn | 2014-01-01 | 2014-12-31 | Constant | 0 | [23 empty] | From eQ_Lib.dat in MASControl 2032
D_DMo_Living_CloWa_Yr | Clothes Washing | FRACTION | Default¦Hol | 2014-01-01 | 2014-12-31 | Hourly | 0.0093 | 0.0075 | 0.0037 | 0.0037 | 0.0075 | 0.0112 | 0.0224 | 0.0486 | 0.0729 | 0.086 | 0.0841 | 0.0748 | 0.0673 | 0.0598 | 0.0523 | 0.0486 | 0.0505 | 0.0486 | 0.0486 | 0.0486 | 0.0486 | 0.0467 | 0.0318 | 0.0168 | From eQ_Lib.dat in MASControl 2017
D_DMo_Living_Cook_Yr | Cooking | FRACTION | SmrDsn | 2014-01-01 | 2014-12-31 | Constant | 1 | [23 empty] | From eQ_Lib.dat in MASControl 2017
D_DMo_Living_Cook_Yr | Cooking | FRACTION | WntrDsn | 2014-01-01 | 2014-12-31 | Constant | 0 | [23 empty] | From eQ_Lib.dat in MASControl 2017
D_DMo_Living_Cook_Yr | Cooking | FRACTION | Default¦Hol | 2014-01-01 | 2014-12-31 | Hourly | 0.0071 | 0.0071 | 0.0035 | 0.0035 | 0.0071 | 0.0106 | 0.0248 | 0.0424 | 0.046 | 0.0481 | 0.0424 | 0.0495 | 0.0566 | 0.046 | 0.0438 | 0.0566 | 0.0919 | 0.1499 | 0.1167 | 0.0601 | 0.0354 | 0.0248 | 0.0156 | 0.0106 | From eQ_Lib.dat in MASControl 2017
D_DMo_Living_Dishw_Yr | Dishwashing | FRACTION | SmrDsn | 2014-01-01 | 2014-12-31 | Constant | 1 | [23 empty] | From eQ_Lib.dat in MASControl 2017
D_DMo_Living_Dishw_Yr | Dishwashing | FRACTION | WntrDsn | 2014-01-01 | 2014-12-31 | Constant | 0 | [23 empty] | From eQ_Lib.dat in MASControl 2017
D_DMo_Living_Dishw_Yr | Dishwashing | FRACTION | Default¦Hol | 2014-01-01 | 2014-12-31 | Hourly | 0.0154 | 0.0068 | 0.0051 | 0.0034 | 0.0034 | 0.0102 | 0.0205 | 0.0307 | 0.058 | 0.0648 | 0.0563 | 0.0478 | 0.041 | 0.0461 | 0.0375 | 0.0358 | 0.0375 | 0.0495 | 0.087 | 0.1109 | 0.0904 | 0.0666 | 0.0444 | 0.0307 | From eQ_Lib.dat in MASControl 2017
D_DMo_Living_Dryer_Yr | Clothes Drying | FRACTION | SmrDsn | 2014-01-01 | 2014-12-31 | Constant | 1 | [23 empty] | From eQ_Lib.dat in MASControl 2019
D_DMo_Living_Dryer_Yr | Clothes Drying | FRACTION | WntrDsn | 2014-01-01 | 2014-12-31 | Constant | 0 | [23 empty] | From eQ_Lib.dat in MASControl 2020
D_DMo_Living_Dryer_Yr | Clothes Drying | FRACTION | Default¦Hol | 2014-01-01 | 2014-12-31 | Hourly | 0.0093 | 0.0075 | 0.0037 | 0.0037 | 0.0075 | 0.0112 | 0.0224 | 0.0486 | 0.0729 | 0.086 | 0.0841 | 0.0748 | 0.0673 | 0.0598 | 0.0523 | 0.0486 | 0.0505 | 0.0486 | 0.0486 | 0.0486 | 0.0486 | 0.0467 | 0.0318 | 0.0168 | From eQ_Lib.dat in MASControl 2017
D_DMo_Living_ILit_Yr |  | FRACTION | Default¦Wkdy | 2014-01-01 | 2014-01-31 | Hourly | 0.04164 | 0.02437 | 0.01692 | 0.01249 | 0.01344 | 0.01479 | 0.01793 | 0.03724 | 0.04538 | 0.04045 | 0.03645 | 0.03878 | 0.03764 | 0.03657 | 0.03384 | 0.03502 | 0.03803 | 0.0459 | 0.06052 | 0.07667 | 0.09991 | 0.10911 | 0.09281 | 0.0713 | From eQ_Lib.dat in MASControl 2017
D_DMo_Living_ILit_Yr |  | FRACTION | Wknd | 2014-01-01 | 2014-01-31 | Hourly | 0.04861 | 0.03318 | 0.02199 | 0.01506 | 0.01259 | 0.01323 | 0.01388 | 0.01964 | 0.02821 | 0.0369 | 0.03581 | 0.03777 | 0.03903 | 0.04081 | 0.03701 | 0.03462 | 0.03694 | 0.04475 | 0.05777 | 0.07008 | 0.09052 | 0.09992 | 0.09342 | 0.06758 | From eQ_Lib.dat in MASControl 2017
D_DMo_Living_ILit_Yr |  | FRACTION | Default¦Wkdy | 2014-02-01 | 2014-02-28 | Hourly | 0.04213 | 0.02452 | 0.01695 | 0.01258 | 0.0133 | 0.01477 | 0.0183 | 0.03683 | 0.04446 | 0.03961 | 0.03574 | 0.03742 | 0.03631 | 0.03532 | 0.03294 | 0.03395 | 0.03665 | 0.04339 | 0.05731 | 0.07252 | 0.0945 | 0.10706 | 0.09347 | 0.07163 | From eQ_Lib.dat in MASControl 2017
D_DMo_Living_ILit_Yr |  | FRACTION | Wknd | 2014-02-01 | 2014-02-28 | Hourly | 0.04927 | 0.03307 | 0.02183 | 0.01552 | 0.01292 | 0.01314 | 0.01402 | 0.01979 | 0.02822 | 0.03616 | 0.0358 | 0.03766 | 0.0386 | 0.04014 | 0.03689 | 0.03465 | 0.03678 | 0.04287 | 0.05459 | 0.06608 | 0.08595 | 0.09817 | 0.09304 | 0.0686 | From eQ_Lib.dat in MASControl 2017
D_DMo_Living_ILit_Yr |  | FRACTION | Default¦Wkdy | 2014-03-01 | 2014-03-31 | Hourly | 0.04284 | 0.02474 | 0.017 | 0.01271 | 0.01309 | 0.01475 | 0.01883 | 0.03625 | 0.04313 | 0.03839 | 0.03471 | 0.03546 | 0.0344 | 0.0335 | 0.03165 | 0.0324 | 0.03463 | 0.03976 | 0.05267 | 0.06648 | 0.08664 | 0.10407 | 0.09442 | 0.07212 | From eQ_Lib.dat in MASControl 2017
D_DMo_Living_ILit_Yr |  | FRACTION | Wknd | 2014-03-01 | 2014-03-31 | Hourly | 0.05024 | 0.03291 | 0.0216 | 0.01621 | 0.01342 | 0.01301 | 0.01421 | 0.02003 | 0.02824 | 0.03506 | 0.03579 | 0.03749 | 0.03797 | 0.03916 | 0.03672 | 0.03471 | 0.03654 | 0.0401 | 0.04991 | 0.06018 | 0.07923 | 0.09559 | 0.09249 | 0.0701 | From eQ_Lib.dat in MASControl 2017
D_DMo_Living_ILit_Yr |  | FRACTION | Default¦Wkdy | 2014-04-01 | 2014-04-30 | Hourly | 0.04361 | 0.02498 | 0.01704 | 0.01286 | 0.01286 | 0.01472 | 0.01941 | 0.03561 | 0.04169 | 0.03708 | 0.03361 | 0.03334 | 0.03232 | 0.03153 | 0.03026 | 0.03074 | 0.03245 | 0.03584 | 0.04766 | 0.05997 | 0.07816 | 0.10085 | 0.09544 | 0.07264 | From eQ_Lib.dat in MASControl 2017
D_DMo_Living_ILit_Yr |  | FRACTION | Wknd | 2014-04-01 | 2014-04-30 | Hourly | 0.05129 | 0.03274 | 0.02135 | 0.01694 | 0.01396 | 0.01287 | 0.01443 | 0.02028 | 0.02826 | 0.03388 | 0.03577 | 0.03731 | 0.03729 | 0.0381 | 0.03653 | 0.03476 | 0.0363 | 0.03712 | 0.04488 | 0.05386 | 0.07201 | 0.09281 | 0.0919 | 0.07172 | From eQ_Lib.dat in MASControl 2017
D_DMo_Living_ILit_Yr |  | FRACTION | Default¦Wkdy | 2014-05-01 | 2014-05-31 | Hourly | 0.04421 | 0.02516 | 0.01708 | 0.01298 | 0.01268 | 0.01469 | 0.01987 | 0.03511 | 0.04058 | 0.03606 | 0.03275 | 0.0317 | 0.03071 | 0.03001 | 0.02917 | 0.02944 | 0.03076 | 0.0328 | 0.04376 | 0.05492 | 0.07157 | 0.09836 | 0.09624 | 0.07305 | From eQ_Lib.dat in MASControl 2017
D_DMo_Living_ILit_Yr |  | FRACTION | Wknd | 2014-05-01 | 2014-05-31 | Hourly | 0.05212 | 0.0326 | 0.02115 | 0.01753 | 0.01438 | 0.01276 | 0.0146 | 0.02048 | 0.02827 | 0.03294 | 0.03577 | 0.03717 | 0.03675 | 0.03725 | 0.03639 | 0.0348 | 0.0361 | 0.03475 | 0.04088 | 0.04883 | 0.06627 | 0.09061 | 0.09143 | 0.073 | From eQ_Lib.dat in MASControl 2017
D_DMo_Living_ILit_Yr |  | FRACTION | Default¦Wkdy | 2014-06-01 | 2014-06-30 | Hourly | 0.0445 | 0.02525 | 0.0171 | 0.01303 | 0.01259 | 0.01469 | 0.02007 | 0.03488 | 0.04004 | 0.03559 | 0.03234 | 0.03092 | 0.02995 | 0.02929 | 0.02866 | 0.02883 | 0.02997 | 0.03135 | 0.04191 | 0.05252 | 0.06844 | 0.09717 | 0.09661 | 0.07324 | From eQ_Lib.dat in MASControl 2017
D_DMo_Living_ILit_Yr |  | FRACTION | Wknd | 2014-06-01 | 2014-06-30 | Hourly | 0.05248 | 0.03254 | 0.02106 | 0.01778 | 0.01456 | 0.01271 | 0.01467 | 0.02056 | 0.02828 | 0.03253 | 0.03576 | 0.0371 | 0.03652 | 0.03689 | 0.03632 | 0.03482 | 0.03602 | 0.03374 | 0.03916 | 0.04667 | 0.0638 | 0.08966 | 0.09123 | 0.07355 | From eQ_Lib.dat in MASControl 2017
D_DMo_Living_ILit_Yr |  | FRACTION | Default¦Wkdy | 2014-07-01 | 2014-07-31 | Hourly | 0.04436 | 0.02521 | 0.01709 | 0.01301 | 0.01263 | 0.01469 | 0.01997 | 0.03498 | 0.0403 | 0.03581 | 0.03253 | 0.03129 | 0.03031 | 0.02963 | 0.02891 | 0.02912 | 0.03035 | 0.03204 | 0.0428 | 0.05367 | 0.06994 | 0.09774 | 0.09643 | 0.07315 | From eQ_Lib.dat in MASControl 2017
D_DMo_Living_ILit_Yr |  | FRACTION | Wknd | 2014-07-01 | 2014-07-31 | Hourly | 0.05233 | 0.03256 | 0.0211 | 0.01767 | 0.01448 | 0.01274 | 0.01464 | 0.02053 | 0.02828 | 0.0327 | 0.03577 | 0.03712 | 0.03661 | 0.03704 | 0.03635 | 0.03482 | 0.03605 | 0.03416 | 0.03987 | 0.04756 | 0.06482 | 0.09005 | 0.09131 | 0.07332 | From eQ_Lib.dat in MASControl 2017
D_DMo_Living_ILit_Yr |  | FRACTION | Default¦Wkdy | 2014-08-01 | 2014-08-31 | Hourly | 0.04386 | 0.02506 | 0.01706 | 0.01291 | 0.01278 | 0.01471 | 0.0196 | 0.0354 | 0.04123 | 0.03666 | 0.03325 | 0.03266 | 0.03165 | 0.0309 | 0.02981 | 0.0302 | 0.03175 | 0.03457 | 0.04604 | 0.05787 | 0.07542 | 0.09981 | 0.09577 | 0.07281 | From eQ_Lib.dat in MASControl 2017
D_DMo_Living_ILit_Yr |  | FRACTION | Wknd | 2014-08-01 | 2014-08-31 | Hourly | 0.05162 | 0.03268 | 0.02127 | 0.01717 | 0.01412 | 0.01283 | 0.0145 | 0.02036 | 0.02827 | 0.03351 | 0.03577 | 0.03725 | 0.03708 | 0.03777 | 0.03648 | 0.03477 | 0.03622 | 0.03619 | 0.0433 | 0.05188 | 0.06975 | 0.09195 | 0.09172 | 0.07222 | From eQ_Lib.dat in MASControl 2017
D_DMo_Living_ILit_Yr |  | FRACTION | Default¦Wkdy | 2014-09-01 | 2014-09-30 | Hourly | 0.04312 | 0.02483 | 0.01701 | 0.01277 | 0.013 | 0.01473 | 0.01904 | 0.03601 | 0.04261 | 0.03792 | 0.03432 | 0.03469 | 0.03365 | 0.03279 | 0.03115 | 0.0318 | 0.03384 | 0.03834 | 0.05086 | 0.06413 | 0.08357 | 0.10291 | 0.09478 | 0.0723 | From eQ_Lib.dat in MASControl 2017
D_DMo_Living_ILit_Yr |  | FRACTION | Wknd | 2014-09-01 | 2014-09-30 | Hourly | 0.05065 | 0.03284 | 0.02151 | 0.01649 | 0.01363 | 0.01296 | 0.01429 | 0.02012 | 0.02825 | 0.0346 | 0.03578 | 0.03742 | 0.03771 | 0.03875 | 0.03665 | 0.03473 | 0.03645 | 0.03895 | 0.04797 | 0.05775 | 0.07645 | 0.09452 | 0.09226 | 0.07072 | From eQ_Lib.dat in MASControl 2017
D_DMo_Living_ILit_Yr |  | FRACTION | Default¦Wkdy | 2014-10-01 | 2014-10-31 | Hourly | 0.04235 | 0.02459 | 0.01696 | 0.01262 | 0.01323 | 0.01477 | 0.01846 | 0.03665 | 0.04406 | 0.03924 | 0.03543 | 0.03683 | 0.03573 | 0.03476 | 0.03255 | 0.03348 | 0.03603 | 0.04228 | 0.0559 | 0.07068 | 0.0921 | 0.10615 | 0.09376 | 0.07178 | From eQ_Lib.dat in MASControl 2017
D_DMo_Living_ILit_Yr |  | FRACTION | Wknd | 2014-10-01 | 2014-10-31 | Hourly | 0.04962 | 0.03301 | 0.02175 | 0.01577 | 0.01311 | 0.01309 | 0.01409 | 0.01988 | 0.02823 | 0.03576 | 0.03579 | 0.0376 | 0.03837 | 0.03979 | 0.03683 | 0.03467 | 0.03669 | 0.04186 | 0.05289 | 0.06395 | 0.08352 | 0.09723 | 0.09285 | 0.06914 | From eQ_Lib.dat in MASControl 2017
D_DMo_Living_ILit_Yr |  | FRACTION | Default¦Wkdy | 2014-11-01 | 2014-11-30 | Hourly | 0.04177 | 0.02441 | 0.01693 | 0.01251 | 0.0134 | 0.01479 | 0.01803 | 0.03713 | 0.04513 | 0.04022 | 0.03626 | 0.03841 | 0.03728 | 0.03623 | 0.03359 | 0.03473 | 0.03766 | 0.04522 | 0.05965 | 0.07555 | 0.09844 | 0.10856 | 0.09299 | 0.07139 | From eQ_Lib.dat in MASControl 2017
D_DMo_Living_ILit_Yr |  | FRACTION | Wknd | 2014-11-01 | 2014-11-30 | Hourly | 0.04876 | 0.03316 | 0.02196 | 0.01516 | 0.01266 | 0.01321 | 0.01392 | 0.01967 | 0.02821 | 0.03673 | 0.03581 | 0.03775 | 0.03893 | 0.04066 | 0.03698 | 0.03463 | 0.0369 | 0.04432 | 0.05704 | 0.06916 | 0.08947 | 0.09952 | 0.09333 | 0.06781 | From eQ_Lib.dat in MASControl 2017
D_DMo_Living_ILit_Yr |  | FRACTION | Default¦Wkdy | 2014-12-01 | 2014-12-31 | Hourly | 0.04149 | 0.02433 | 0.01691 | 0.01246 | 0.01348 | 0.01479 | 0.01782 | 0.03736 | 0.04566 | 0.0407 | 0.03666 | 0.03918 | 0.03804 | 0.03694 | 0.0341 | 0.03533 | 0.03844 | 0.04664 | 0.06147 | 0.07791 | 0.10152 | 0.10973 | 0.09262 | 0.0712 | From eQ_Lib.dat in MASControl 2017
D_DMo_Living_ILit_Yr |  | FRACTION | Wknd | 2014-12-01 | 2014-12-31 | Hourly | 0.04843 | 0.03322 | 0.02204 | 0.01492 | 0.01249 | 0.01325 | 0.01385 | 0.01959 | 0.0282 | 0.03711 | 0.03581 | 0.0378 | 0.03915 | 0.04099 | 0.03704 | 0.03461 | 0.03698 | 0.04528 | 0.05866 | 0.0712 | 0.09179 | 0.10042 | 0.09352 | 0.06729 | From eQ_Lib.dat in MASControl 2017
D_DMo_Living_ILit_Yr |  | FRACTION | WntrDsn | 2014-01-01 | 2014-12-31 | Hourly | 0.0445 | 0.02525 | 0.0171 | 0.01303 | 0.01259 | 0.01469 | 0.02007 | 0.03488 | 0.04004 | 0.03559 | 0.03234 | 0.03092 | 0.02995 | 0.02929 | 0.02866 | 0.02883 | 0.02997 | 0.03135 | 0.04191 | 0.05252 | 0.06844 | 0.09717 | 0.09661 | 0.07324 | From eQ_Lib.dat in MASControl 2017
D_DMo_Living_ILit_Yr |  | FRACTION | SmrDsn | 2014-01-01 | 2014-12-31 | Hourly | 0.04149 | 0.02433 | 0.01691 | 0.01246 | 0.01348 | 0.01479 | 0.01782 | 0.03736 | 0.04566 | 0.0407 | 0.03666 | 0.03918 | 0.03804 | 0.03694 | 0.0341 | 0.03533 | 0.03844 | 0.04664 | 0.06147 | 0.07791 | 0.10152 | 0.10973 | 0.09262 | 0.0712 | From eQ_Lib.dat in MASControl 2017
D_DMo_Living_ILit_Yr |  | FRACTION | Hol | 2014-01-01 | 2014-12-31 | Hourly | 0.05248 | 0.03254 | 0.02106 | 0.01778 | 0.01456 | 0.01271 | 0.01467 | 0.02056 | 0.02828 | 0.03253 | 0.03576 | 0.0371 | 0.03652 | 0.03689 | 0.03632 | 0.03482 | 0.03602 | 0.03374 | 0.03916 | 0.04667 | 0.0638 | 0.08966 | 0.09123 | 0.07355 | From eQ_Lib.dat in MASControl 2017
D_DMo_Living_Occup_Yr | Occupancy | FRACTION | Default¦Wkdy | 2014-01-01 | 2014-01-31 | Hourly | 0 | 0 | 0 | 0 | 0 | 0 | 0.5 | 0.33 | 0.33 | 0.33 | 0.33 | 0.33 | 0.33 | 0.33 | 0.33 | 0.33 | 0.33 | 0.33 | 1 | 1 | 1 | 1 | 0.5 | 0 | From eQ_Lib.dat in MASControl 2017
D_DMo_Living_Occup_Yr | Occupancy | FRACTION | Wknd | 2014-01-01 | 2014-01-31 | Hourly | 0 | 0 | 0 | 0 | 0 | 0 | 0 | 0.5 | 0.67 | 0.67 | 0.67 | 0.67 | 0.67 | 0.67 | 0.67 | 0.67 | 0.67 | 1 | 1 | 1 | 1 | 1 | 0.5 | 0 | From eQ_Lib.dat in MASControl 2017
D_DMo_Living_Occup_Yr | Occupancy | FRACTION | Default¦Wkdy | 2014-02-01 | 2014-02-28 | Hourly | 0 | 0 | 0 | 0 | 0 | 0 | 0.5 | 0.33 | 0.33 | 0.33 | 0.33 | 0.33 | 0.33 | 0.33 | 0.33 | 0.33 | 0.33 | 0.33 | 1 | 1 | 1 | 1 | 0.5 | 0 | From eQ_Lib.dat in MASControl 2017
D_DMo_Living_Occup_Yr | Occupancy | FRACTION | Wknd | 2014-02-01 | 2014-02-28 | Hourly | 0 | 0 | 0 | 0 | 0 | 0 | 0 | 0.5 | 0.67 | 0.67 | 0.67 | 0.67 | 0.67 | 0.67 | 0.67 | 0.67 | 0.67 | 1 | 1 | 1 | 1 | 1 | 0.5 | 0 | From eQ_Lib.dat in MASControl 2017
D_DMo_Living_Occup_Yr | Occupancy | FRACTION | Default¦Wkdy | 2014-03-01 | 2014-03-31 | Hourly | 0 | 0 | 0 | 0 | 0 | 0 | 0.5 | 0.33 | 0.33 | 0.33 | 0.33 | 0.33 | 0.33 | 0.33 | 0.33 | 0.33 | 0.33 | 0.33 | 1 | 1 | 1 | 1 | 0.5 | 0 | From eQ_Lib.dat in MASControl 2017
D_DMo_Living_Occup_Yr | Occupancy | FRACTION | Wknd | 2014-03-01 | 2014-03-31 | Hourly | 0 | 0 | 0 | 0 | 0 | 0 | 0 | 0.5 | 0.67 | 0.67 | 0.67 | 0.67 | 0.67 | 0.67 | 0.67 | 0.67 | 0.67 | 1 | 1 | 1 | 1 | 1 | 0.5 | 0 | From eQ_Lib.dat in MASControl 2017
D_DMo_Living_Occup_Yr | Occupancy | FRACTION | Default¦Wkdy | 2014-04-01 | 2014-04-30 | Hourly | 0 | 0 | 0 | 0 | 0 | 0 | 0.5 | 0.33 | 0.33 | 0.33 | 0.33 | 0.33 | 0.33 | 0.33 | 0.33 | 0.33 | 0.33 | 0.33 | 1 | 1 | 1 | 1 | 0.5 | 0 | From eQ_Lib.dat in MASControl 2017
D_DMo_Living_Occup_Yr | Occupancy | FRACTION | Wknd | 2014-04-01 | 2014-04-30 | Hourly | 0 | 0 | 0 | 0 | 0 | 0 | 0 | 0.5 | 0.67 | 0.67 | 0.67 | 0.67 | 0.67 | 0.67 | 0.67 | 0.67 | 0.67 | 1 | 1 | 1 | 1 | 1 | 0.5 | 0 | From eQ_Lib.dat in MASControl 2017
D_DMo_Living_Occup_Yr | Occupancy | FRACTION | Default¦Wkdy | 2014-05-01 | 2014-05-31 | Hourly | 0 | 0 | 0 | 0 | 0 | 0 | 0.5 | 0.33 | 0.33 | 0.33 | 0.33 | 0.33 | 0.33 | 0.33 | 0.33 | 0.33 | 0.33 | 0.33 | 1 | 1 | 1 | 1 | 0.5 | 0 | From eQ_Lib.dat in MASControl 2017
D_DMo_Living_Occup_Yr | Occupancy | FRACTION | Wknd | 2014-05-01 | 2014-05-31 | Hourly | 0 | 0 | 0 | 0 | 0 | 0 | 0 | 0.5 | 0.67 | 0.67 | 0.67 | 0.67 | 0.67 | 0.67 | 0.67 | 0.67 | 0.67 | 1 | 1 | 1 | 1 | 1 | 0.5 | 0 | From eQ_Lib.dat in MASControl 2017
D_DMo_Living_Occup_Yr | Occupancy | FRACTION | Default¦Wkdy | 2014-06-01 | 2014-06-30 | Hourly | 0 | 0 | 0 | 0 | 0 | 0 | 0.5 | 0.33 | 0.33 | 0.33 | 0.33 | 0.33 | 0.33 | 0.33 | 0.33 | 0.33 | 0.33 | 0.33 | 1 | 1 | 1 | 1 | 0.5 | 0 | From eQ_Lib.dat in MASControl 2017
D_DMo_Living_Occup_Yr | Occupancy | FRACTION | Wknd | 2014-06-01 | 2014-06-30 | Hourly | 0 | 0 | 0 | 0 | 0 | 0 | 0 | 0.5 | 0.67 | 0.67 | 0.67 | 0.67 | 0.67 | 0.67 | 0.67 | 0.67 | 0.67 | 1 | 1 | 1 | 1 | 1 | 0.5 | 0 | From eQ_Lib.dat in MASControl 2017
D_DMo_Living_Occup_Yr | Occupancy | FRACTION | Default¦Wkdy | 2014-07-01 | 2014-07-31 | Hourly | 0 | 0 | 0 | 0 | 0 | 0 | 0.5 | 0.33 | 0.33 | 0.33 | 0.33 | 0.33 | 0.33 | 0.33 | 0.33 | 0.33 | 0.33 | 0.33 | 1 | 1 | 1 | 1 | 0.5 | 0 | From eQ_Lib.dat in MASControl 2017
D_DMo_Living_Occup_Yr | Occupancy | FRACTION | Wknd | 2014-07-01 | 2014-07-31 | Hourly | 0 | 0 | 0 | 0 | 0 | 0 | 0 | 0.5 | 0.67 | 0.67 | 0.67 | 0.67 | 0.67 | 0.67 | 0.67 | 0.67 | 0.67 | 1 | 1 | 1 | 1 | 1 | 0.5 | 0 | From eQ_Lib.dat in MASControl 2017
D_DMo_Living_Occup_Yr | Occupancy | FRACTION | Default¦Wkdy | 2014-08-01 | 2014-08-31 | Hourly | 0 | 0 | 0 | 0 | 0 | 0 | 0.5 | 0.33 | 0.33 | 0.33 | 0.33 | 0.33 | 0.33 | 0.33 | 0.33 | 0.33 | 0.33 | 0.33 | 1 | 1 | 1 | 1 | 0.5 | 0 | From eQ_Lib.dat in MASControl 2017
D_DMo_Living_Occup_Yr | Occupancy | FRACTION | Wknd | 2014-08-01 | 2014-08-31 | Hourly | 0 | 0 | 0 | 0 | 0 | 0 | 0 | 0.5 | 0.67 | 0.67 | 0.67 | 0.67 | 0.67 | 0.67 | 0.67 | 0.67 | 0.67 | 1 | 1 | 1 | 1 | 1 | 0.5 | 0 | From eQ_Lib.dat in MASControl 2017
D_DMo_Living_Occup_Yr | Occupancy | FRACTION | Default¦Wkdy | 2014-09-01 | 2014-09-30 | Hourly | 0 | 0 | 0 | 0 | 0 | 0 | 0.5 | 0.33 | 0.33 | 0.33 | 0.33 | 0.33 | 0.33 | 0.33 | 0.33 | 0.33 | 0.33 | 0.33 | 1 | 1 | 1 | 1 | 0.5 | 0 | From eQ_Lib.dat in MASControl 2017
D_DMo_Living_Occup_Yr | Occupancy | FRACTION | Wknd | 2014-09-01 | 2014-09-30 | Hourly | 0 | 0 | 0 | 0 | 0 | 0 | 0 | 0.5 | 0.67 | 0.67 | 0.67 | 0.67 | 0.67 | 0.67 | 0.67 | 0.67 | 0.67 | 1 | 1 | 1 | 1 | 1 | 0.5 | 0 | From eQ_Lib.dat in MASControl 2017
D_DMo_Living_Occup_Yr | Occupancy | FRACTION | Default¦Wkdy | 2014-10-01 | 2014-10-31 | Hourly | 0 | 0 | 0 | 0 | 0 | 0 | 0.5 | 0.33 | 0.33 | 0.33 | 0.33 | 0.33 | 0.33 | 0.33 | 0.33 | 0.33 | 0.33 | 0.33 | 1 | 1 | 1 | 1 | 0.5 | 0 | From eQ_Lib.dat in MASControl 2017
D_DMo_Living_Occup_Yr | Occupancy | FRACTION | Wknd | 2014-10-01 | 2014-10-31 | Hourly | 0 | 0 | 0 | 0 | 0 | 0 | 0 | 0.5 | 0.67 | 0.67 | 0.67 | 0.67 | 0.67 | 0.67 | 0.67 | 0.67 | 0.67 | 1 | 1 | 1 | 1 | 1 | 0.5 | 0 | From eQ_Lib.dat in MASControl 2017
D_DMo_Living_Occup_Yr | Occupancy | FRACTION | Default¦Wkdy | 2014-11-01 | 2014-11-30 | Hourly | 0 | 0 | 0 | 0 | 0 | 0 | 0.5 | 0.33 | 0.33 | 0.33 | 0.33 | 0.33 | 0.33 | 0.33 | 0.33 | 0.33 | 0.33 | 0.33 | 1 | 1 | 1 | 1 | 0.5 | 0 | From eQ_Lib.dat in MASControl 2017
D_DMo_Living_Occup_Yr | Occupancy | FRACTION | Wknd | 2014-11-01 | 2014-11-30 | Hourly | 0 | 0 | 0 | 0 | 0 | 0 | 0 | 0.5 | 0.67 | 0.67 | 0.67 | 0.67 | 0.67 | 0.67 | 0.67 | 0.67 | 0.67 | 1 | 1 | 1 | 1 | 1 | 0.5 | 0 | From eQ_Lib.dat in MASControl 2017
D_DMo_Living_Occup_Yr | Occupancy | FRACTION | Default¦Wkdy | 2014-12-01 | 2014-12-31 | Hourly | 0 | 0 | 0 | 0 | 0 | 0 | 0.5 | 0.33 | 0.33 | 0.33 | 0.33 | 0.33 | 0.33 | 0.33 | 0.33 | 0.33 | 0.33 | 0.33 | 1 | 1 | 1 | 1 | 0.5 | 0 | From eQ_Lib.dat in MASControl 2017
D_DMo_Living_Occup_Yr | Occupancy | FRACTION | Wknd | 2014-12-01 | 2014-12-31 | Hourly | 0 | 0 | 0 | 0 | 0 | 0 | 0 | 0.5 | 0.67 | 0.67 | 0.67 | 0.67 | 0.67 | 0.67 | 0.67 | 0.67 | 0.67 | 1 | 1 | 1 | 1 | 1 | 0.5 | 0 | From eQ_Lib.dat in MASControl 2017
D_DMo_Living_Occup_Yr | Occupancy | FRACTION | WntrDsn | 2014-01-01 | 2014-12-31 | Constant | 0 | [23 empty] | From eQ_Lib.dat in MASControl 2017
D_DMo_Living_Occup_Yr | Occupancy | FRACTION | SmrDsn | 2014-01-01 | 2014-12-31 | Constant | 1 | [23 empty] | From eQ_Lib.dat in MASControl 2017
D_DMo_Living_Occup_Yr | Occupancy | FRACTION | Hol | 2014-01-01 | 2014-12-31 | Hourly | 0 | 0 | 0 | 0 | 0 | 0 | 0 | 0.5 | 0.67 | 0.67 | 0.67 | 0.67 | 0.67 | 0.67 | 0.67 | 0.67 | 0.67 | 1 | 1 | 1 | 1 | 1 | 0.5 | 0 | From eQ_Lib.dat in MASControl 2017
D_DMo_Living_Plugs_Yr | Equipment | FRACTION | SmrDsn | 2014-01-01 | 2014-12-31 | Constant | 1 | [23 empty] | From eQ_Lib.dat in MASControl 2017
D_DMo_Living_Plugs_Yr | Equipment | FRACTION | WntrDsn | 2014-01-01 | 2014-12-31 | Constant | 0 | [23 empty] | From eQ_Lib.dat in MASControl 2017
D_DMo_Living_Plugs_Yr | Equipment | FRACTION | Default¦Hol | 2014-01-01 | 2014-12-31 | Hourly | 0.037 | 0.035 | 0.034 | 0.034 | 0.032 | 0.036 | 0.042 | 0.044 | 0.037 | 0.032 | 0.033 | 0.033 | 0.032 | 0.033 | 0.035 | 0.037 | 0.044 | 0.053 | 0.058 | 0.06 | 0.062 | 0.06 | 0.052 | 0.045 | From eQ_Lib.dat in MASControl 2017
D_DMo_Living_SCRef_Yr | SCRef | FRACTION | Default¦SmrDsn¦WntrDsn¦Hol | 2014-01-01 | 2014-12-31 | Constant | 1 | [23 empty] | From eQ_Lib.dat in MASControl 2017
D_ECC_All_C_Inf_Yr | Infiltration | MULTIPLIER | Default¦SmrDsn¦WntrDsn | 2014-01-01 | 2014-01-11 | Constant | 1 | [23 empty] | From eQ_Lib.dat in MASControl 2017
D_ECC_All_C_Inf_Yr | Infiltration | MULTIPLIER | Default¦Wkdy | 2014-01-12 | 2014-04-03 | Hourly | 1 | 1 | 1 | 1 | 1 | 1 | 0.5 | 0.5 | 0.5 | 0.5 | 0.5 | 0.5 | 0.5 | 0.5 | 0.5 | 0.5 | 0.5 | 0.5 | 0.5 | 0.5 | 0.5 | 0.5 | 1 | 1 | From eQ_Lib.dat in MASControl 2017
D_ECC_All_C_Inf_Yr | Infiltration | MULTIPLIER | Sat | 2014-01-12 | 2014-04-03 | Hourly | 1 | 1 | 1 | 1 | 1 | 1 | 0.5 | 0.5 | 0.5 | 0.5 | 0.5 | 0.5 | 0.5 | 0.5 | 0.5 | 0.5 | 0.5 | 1 | 1 | 1 | 1 | 1 | 1 | 1 | From eQ_Lib.dat in MASControl 2017
D_ECC_All_C_Inf_Yr | Infiltration | MULTIPLIER | Sun | 2014-01-12 | 2014-04-03 | Constant | 1 | [23 empty] | From eQ_Lib.dat in MASControl 2017
D_ECC_All_C_Inf_Yr | Infiltration | MULTIPLIER | Default¦SmrDsn¦WntrDsn | 2014-04-04 | 2014-04-12 | Constant | 1 | [23 empty] | From eQ_Lib.dat in MASControl 2017
D_ECC_All_C_Inf_Yr | Infiltration | MULTIPLIER | Default¦Wkdy | 2014-04-13 | 2014-05-22 | Hourly | 1 | 1 | 1 | 1 | 1 | 1 | 0.5 | 0.5 | 0.5 | 0.5 | 0.5 | 0.5 | 0.5 | 0.5 | 0.5 | 0.5 | 0.5 | 0.5 | 0.5 | 0.5 | 0.5 | 0.5 | 1 | 1 | From eQ_Lib.dat in MASControl 2017
D_ECC_All_C_Inf_Yr | Infiltration | MULTIPLIER | Sat | 2014-04-13 | 2014-05-22 | Hourly | 1 | 1 | 1 | 1 | 1 | 1 | 0.5 | 0.5 | 0.5 | 0.5 | 0.5 | 0.5 | 0.5 | 0.5 | 0.5 | 0.5 | 0.5 | 1 | 1 | 1 | 1 | 1 | 1 | 1 | From eQ_Lib.dat in MASControl 2017
D_ECC_All_C_Inf_Yr | Infiltration | MULTIPLIER | Sun | 2014-04-13 | 2014-05-22 | Constant | 1 | [23 empty] | From eQ_Lib.dat in MASControl 2017
D_ECC_All_C_Inf_Yr | Infiltration | MULTIPLIER | Default¦SmrDsn¦WntrDsn | 2014-05-23 | 2014-05-31 | Constant | 1 | [23 empty] | From eQ_Lib.dat in MASControl 2017
D_ECC_All_C_Inf_Yr | Infiltration | MULTIPLIER | Default¦Wkdy | 2014-06-01 | 2014-08-07 | Hourly | 1 | 1 | 1 | 1 | 1 | 1 | 0.5 | 0.5 | 0.5 | 0.5 | 0.5 | 0.5 | 0.5 | 0.5 | 0.5 | 0.5 | 0.5 | 0.5 | 0.5 | 0.5 | 1 | 1 | 1 | 1 | From eQ_Lib.dat in MASControl 2017
D_ECC_All_C_Inf_Yr | Infiltration | MULTIPLIER | Sat | 2014-06-01 | 2014-08-07 | Hourly | 1 | 1 | 1 | 1 | 1 | 1 | 0.5 | 0.5 | 0.5 | 0.5 | 0.5 | 0.5 | 0.5 | 0.5 | 0.5 | 1 | 1 | 1 | 1 | 1 | 1 | 1 | 1 | 1 | From eQ_Lib.dat in MASControl 2017
D_ECC_All_C_Inf_Yr | Infiltration | MULTIPLIER | Sun | 2014-06-01 | 2014-08-07 | Constant | 1 | [23 empty] | From eQ_Lib.dat in MASControl 2017
D_ECC_All_C_Inf_Yr | Infiltration | MULTIPLIER | Default¦SmrDsn¦WntrDsn | 2014-08-08 | 2014-08-16 | Constant | 1 | [23 empty] | From eQ_Lib.dat in MASControl 2017
D_ECC_All_C_Inf_Yr | Infiltration | MULTIPLIER | Default¦Wkdy | 2014-08-17 | 2014-12-11 | Hourly | 1 | 1 | 1 | 1 | 1 | 1 | 0.5 | 0.5 | 0.5 | 0.5 | 0.5 | 0.5 | 0.5 | 0.5 | 0.5 | 0.5 | 0.5 | 0.5 | 0.5 | 0.5 | 0.5 | 0.5 | 1 | 1 | From eQ_Lib.dat in MASControl 2017
D_ECC_All_C_Inf_Yr | Infiltration | MULTIPLIER | Sat | 2014-08-17 | 2014-12-11 | Hourly | 1 | 1 | 1 | 1 | 1 | 1 | 0.5 | 0.5 | 0.5 | 0.5 | 0.5 | 0.5 | 0.5 | 0.5 | 0.5 | 0.5 | 0.5 | 1 | 1 | 1 | 1 | 1 | 1 | 1 | From eQ_Lib.dat in MASControl 2017
D_ECC_All_C_Inf_Yr | Infiltration | MULTIPLIER | Sun | 2014-08-17 | 2014-12-11 | Constant | 1 | [23 empty] | From eQ_Lib.dat in MASControl 2017
D_ECC_All_C_Inf_Yr | Infiltration | MULTIPLIER | Default¦SmrDsn¦WntrDsn | 2014-12-12 | 2014-12-31 | Constant | 1 | [23 empty] | From eQ_Lib.dat in MASControl 2017
D_ECC_All_C_Inf_Yr | Infiltration | MULTIPLIER | WntrDsn | 2014-01-01 | 2014-12-31 | Hourly | 1 | 1 | 1 | 1 | 1 | 1 | 0.5 | 0.5 | 0.5 | 0.5 | 0.5 | 0.5 | 0.5 | 0.5 | 0.5 | 0.5 | 0.5 | 0.5 | 0.5 | 0.5 | 0.5 | 0.5 | 1 | 1 | From eQ_Lib.dat in MASControl 2017
D_ECC_All_C_Inf_Yr | Infiltration | MULTIPLIER | SmrDsn | 2014-01-01 | 2014-12-31 | Hourly | 1 | 1 | 1 | 1 | 1 | 1 | 0.5 | 0.5 | 0.5 | 0.5 | 0.5 | 0.5 | 0.5 | 0.5 | 0.5 | 0.5 | 0.5 | 0.5 | 0.5 | 0.5 | 1 | 1 | 1 | 1 | From eQ_Lib.dat in MASControl 2017
D_ECC_All_C_Inf_Yr | Infiltration | MULTIPLIER | Hol | 2014-01-01 | 2014-12-31 | Constant | 1 | [23 empty] | From eQ_Lib.dat in MASControl 2017
D_ECC_All_CTemp_Yr | Thermostat Setpoint | C | Default¦SmrDsn¦WntrDsn | 2014-01-01 | 2014-01-11 | Constant | 24.4 | [23 empty] | From eQ_Lib.dat in MASControl 2017; Removed setback
D_ECC_All_CTemp_Yr | Thermostat Setpoint | C | Default¦Wkdy | 2014-01-12 | 2014-04-03 | Hourly | 24.4 | 24.4 | 24.4 | 24.4 | 24.4 | 24.4 | 24.4 | 24.4 | 24.4 | 24.4 | 24.4 | 24.4 | 24.4 | 24.4 | 24.4 | 24.4 | 24.4 | 24.4 | 24.4 | 24.4 | 24.4 | 24.4 | 24.4 | 24.4 | From eQ_Lib.dat in MASControl 2017; Removed setback
D_ECC_All_CTemp_Yr | Thermostat Setpoint | C | Sat | 2014-01-12 | 2014-04-03 | Hourly | 24.4 | 24.4 | 24.4 | 24.4 | 24.4 | 24.4 | 24.4 | 24.4 | 24.4 | 24.4 | 24.4 | 24.4 | 24.4 | 24.4 | 24.4 | 24.4 | 24.4 | 24.4 | 24.4 | 24.4 | 24.4 | 24.4 | 24.4 | 24.4 | From eQ_Lib.dat in MASControl 2017; Removed setback
D_ECC_All_CTemp_Yr | Thermostat Setpoint | C | Sun | 2014-01-12 | 2014-04-03 | Constant | 24.4 | [23 empty] | From eQ_Lib.dat in MASControl 2017; Removed setback
D_ECC_All_CTemp_Yr | Thermostat Setpoint | C | Default¦SmrDsn¦WntrDsn | 2014-04-04 | 2014-04-12 | Constant | 24.4 | [23 empty] | From eQ_Lib.dat in MASControl 2017; Removed setback
D_ECC_All_CTemp_Yr | Thermostat Setpoint | C | Default¦Wkdy | 2014-04-13 | 2014-05-22 | Hourly | 24.4 | 24.4 | 24.4 | 24.4 | 24.4 | 24.4 | 24.4 | 24.4 | 24.4 | 24.4 | 24.4 | 24.4 | 24.4 | 24.4 | 24.4 | 24.4 | 24.4 | 24.4 | 24.4 | 24.4 | 24.4 | 24.4 | 24.4 | 24.4 | From eQ_Lib.dat in MASControl 2017; Removed setback
D_ECC_All_CTemp_Yr | Thermostat Setpoint | C | Sat | 2014-04-13 | 2014-05-22 | Hourly | 24.4 | 24.4 | 24.4 | 24.4 | 24.4 | 24.4 | 24.4 | 24.4 | 24.4 | 24.4 | 24.4 | 24.4 | 24.4 | 24.4 | 24.4 | 24.4 | 24.4 | 24.4 | 24.4 | 24.4 | 24.4 | 24.4 | 24.4 | 24.4 | From eQ_Lib.dat in MASControl 2017; Removed setback
D_ECC_All_CTemp_Yr | Thermostat Setpoint | C | Sun | 2014-04-13 | 2014-05-22 | Constant | 24.4 | [23 empty] | From eQ_Lib.dat in MASControl 2017; Removed setback
D_ECC_All_CTemp_Yr | Thermostat Setpoint | C | Default¦SmrDsn¦WntrDsn | 2014-05-23 | 2014-05-31 | Constant | 24.4 | [23 empty] | From eQ_Lib.dat in MASControl 2017; Removed setback
D_ECC_All_CTemp_Yr | Thermostat Setpoint | C | Default¦Wkdy | 2014-06-01 | 2014-08-07 | Hourly | 24.4 | 24.4 | 24.4 | 24.4 | 24.4 | 24.4 | 24.4 | 24.4 | 24.4 | 24.4 | 24.4 | 24.4 | 24.4 | 24.4 | 24.4 | 24.4 | 24.4 | 24.4 | 24.4 | 24.4 | 24.4 | 24.4 | 24.4 | 24.4 | From eQ_Lib.dat in MASControl 2017; Removed setback
D_ECC_All_CTemp_Yr | Thermostat Setpoint | C | Sat | 2014-06-01 | 2014-08-07 | Hourly | 24.4 | 24.4 | 24.4 | 24.4 | 24.4 | 24.4 | 24.4 | 24.4 | 24.4 | 24.4 | 24.4 | 24.4 | 24.4 | 24.4 | 24.4 | 24.4 | 24.4 | 24.4 | 24.4 | 24.4 | 24.4 | 24.4 | 24.4 | 24.4 | From eQ_Lib.dat in MASControl 2017; Removed setback
D_ECC_All_CTemp_Yr | Thermostat Setpoint | C | Sun | 2014-06-01 | 2014-08-07 | Constant | 24.4 | [23 empty] | From eQ_Lib.dat in MASControl 2017; Removed setback
D_ECC_All_CTemp_Yr | Thermostat Setpoint | C | Default¦SmrDsn¦WntrDsn | 2014-08-08 | 2014-08-16 | Constant | 24.4 | [23 empty] | From eQ_Lib.dat in MASControl 2017; Removed setback
D_ECC_All_CTemp_Yr | Thermostat Setpoint | C | Default¦Wkdy | 2014-08-17 | 2014-12-11 | Hourly | 24.4 | 24.4 | 24.4 | 24.4 | 24.4 | 24.4 | 24.4 | 24.4 | 24.4 | 24.4 | 24.4 | 24.4 | 24.4 | 24.4 | 24.4 | 24.4 | 24.4 | 24.4 | 24.4 | 24.4 | 24.4 | 24.4 | 24.4 | 24.4 | From eQ_Lib.dat in MASControl 2017; Removed setback
D_ECC_All_CTemp_Yr | Thermostat Setpoint | C | Sat | 2014-08-17 | 2014-12-11 | Hourly | 24.4 | 24.4 | 24.4 | 24.4 | 24.4 | 24.4 | 24.4 | 24.4 | 24.4 | 24.4 | 24.4 | 24.4 | 24.4 | 24.4 | 24.4 | 24.4 | 24.4 | 24.4 | 24.4 | 24.4 | 24.4 | 24.4 | 24.4 | 24.4 | From eQ_Lib.dat in MASControl 2017; Removed setback
D_ECC_All_CTemp_Yr | Thermostat Setpoint | C | Sun | 2014-08-17 | 2014-12-11 | Constant | 24.4 | [23 empty] | From eQ_Lib.dat in MASControl 2017; Removed setback
D_ECC_All_CTemp_Yr | Thermostat Setpoint | C | Default¦SmrDsn¦WntrDsn | 2014-12-12 | 2014-12-31 | Constant | 24.4 | [23 empty] | From eQ_Lib.dat in MASControl 2017; Removed setback
D_ECC_All_CTemp_Yr | Thermostat Setpoint | C | WntrDsn | 2014-01-01 | 2014-12-31 | Hourly | 24.4 | 24.4 | 24.4 | 24.4 | 24.4 | 24.4 | 24.4 | 24.4 | 24.4 | 24.4 | 24.4 | 24.4 | 24.4 | 24.4 | 24.4 | 24.4 | 24.4 | 24.4 | 24.4 | 24.4 | 24.4 | 24.4 | 24.4 | 24.4 | From eQ_Lib.dat in MASControl 2017; Removed setback
D_ECC_All_CTemp_Yr | Thermostat Setpoint | C | SmrDsn | 2014-01-01 | 2014-12-31 | Hourly | 24.4 | 24.4 | 24.4 | 24.4 | 24.4 | 24.4 | 24.4 | 24.4 | 24.4 | 24.4 | 24.4 | 24.4 | 24.4 | 24.4 | 24.4 | 24.4 | 24.4 | 24.4 | 24.4 | 24.4 | 24.4 | 24.4 | 24.4 | 24.4 | From eQ_Lib.dat in MASControl 2017; Removed setback
D_ECC_All_CTemp_Yr | Thermostat Setpoint | C | Hol | 2014-01-01 | 2014-12-31 | Constant | 24.4 | [23 empty] | From eQ_Lib.dat in MASControl 2017; Removed setback
D_ECC_All_DHW_DHW_Yr | Service Water Heating | FRACTION | Default¦SmrDsn¦WntrDsn | 2014-01-01 | 2014-01-11 | Constant | 0 | [23 empty] | From eQ_Lib.dat in MASControl 2017
D_ECC_All_DHW_DHW_Yr | Service Water Heating | FRACTION | Default¦Wkdy | 2014-01-12 | 2014-04-03 | Hourly | 0 | 0 | 0 | 0 | 0 | 0 | 0 | 0.9 | 0.9 | 0.9 | 0.9 | 0.9 | 0.6 | 0.6 | 0.6 | 0.6 | 0.6 | 1 | 1 | 1 | 1 | 0 | 0 | 0 | From eQ_Lib.dat in MASControl 2017
D_ECC_All_DHW_DHW_Yr | Service Water Heating | FRACTION | Sat | 2014-01-12 | 2014-04-03 | Hourly | 0 | 0 | 0 | 0 | 0 | 0 | 0 | 0.5 | 0.5 | 0.5 | 0.5 | 0.5 | 0.5 | 0.5 | 0.5 | 0.5 | 0 | 0 | 0 | 0 | 0 | 0 | 0 | 0 | From eQ_Lib.dat in MASControl 2017
D_ECC_All_DHW_DHW_Yr | Service Water Heating | FRACTION | Sun | 2014-01-12 | 2014-04-03 | Constant | 0 | [23 empty] | From eQ_Lib.dat in MASControl 2017
D_ECC_All_DHW_DHW_Yr | Service Water Heating | FRACTION | Default¦SmrDsn¦WntrDsn | 2014-04-04 | 2014-04-12 | Constant | 0 | [23 empty] | From eQ_Lib.dat in MASControl 2017
D_ECC_All_DHW_DHW_Yr | Service Water Heating | FRACTION | Default¦Wkdy | 2014-04-13 | 2014-05-22 | Hourly | 0 | 0 | 0 | 0 | 0 | 0 | 0 | 0.9 | 0.9 | 0.9 | 0.9 | 0.9 | 0.6 | 0.6 | 0.6 | 0.6 | 0.6 | 1 | 1 | 1 | 1 | 0 | 0 | 0 | From eQ_Lib.dat in MASControl 2017
D_ECC_All_DHW_DHW_Yr | Service Water Heating | FRACTION | Sat | 2014-04-13 | 2014-05-22 | Hourly | 0 | 0 | 0 | 0 | 0 | 0 | 0 | 0.5 | 0.5 | 0.5 | 0.5 | 0.5 | 0.5 | 0.5 | 0.5 | 0.5 | 0 | 0 | 0 | 0 | 0 | 0 | 0 | 0 | From eQ_Lib.dat in MASControl 2017
D_ECC_All_DHW_DHW_Yr | Service Water Heating | FRACTION | Sun | 2014-04-13 | 2014-05-22 | Constant | 0 | [23 empty] | From eQ_Lib.dat in MASControl 2017
D_ECC_All_DHW_DHW_Yr | Service Water Heating | FRACTION | Default¦SmrDsn¦WntrDsn | 2014-05-23 | 2014-05-31 | Constant | 0 | [23 empty] | From eQ_Lib.dat in MASControl 2017
D_ECC_All_DHW_DHW_Yr | Service Water Heating | FRACTION | Default¦Wkdy | 2014-06-01 | 2014-08-07 | Hourly | 0 | 0 | 0 | 0 | 0 | 0 | 0 | 0.35 | 0.35 | 0.35 | 0.35 | 0.35 | 0.25 | 0.25 | 0.25 | 0.25 | 0.25 | 0.4 | 0.4 | 0.4 | 0.4 | 0 | 0 | 0 | From eQ_Lib.dat in MASControl 2017
D_ECC_All_DHW_DHW_Yr | Service Water Heating | FRACTION | Wknd | 2014-06-01 | 2014-08-07 | Constant | 0 | [23 empty] | From eQ_Lib.dat in MASControl 2017
D_ECC_All_DHW_DHW_Yr | Service Water Heating | FRACTION | Default¦SmrDsn¦WntrDsn | 2014-08-08 | 2014-08-16 | Constant | 0 | [23 empty] | From eQ_Lib.dat in MASControl 2017
D_ECC_All_DHW_DHW_Yr | Service Water Heating | FRACTION | Default¦Wkdy | 2014-08-17 | 2014-12-11 | Hourly | 0 | 0 | 0 | 0 | 0 | 0 | 0 | 0.9 | 0.9 | 0.9 | 0.9 | 0.9 | 0.6 | 0.6 | 0.6 | 0.6 | 0.6 | 1 | 1 | 1 | 1 | 0 | 0 | 0 | From eQ_Lib.dat in MASControl 2017
D_ECC_All_DHW_DHW_Yr | Service Water Heating | FRACTION | Sat | 2014-08-17 | 2014-12-11 | Hourly | 0 | 0 | 0 | 0 | 0 | 0 | 0 | 0.5 | 0.5 | 0.5 | 0.5 | 0.5 | 0.5 | 0.5 | 0.5 | 0.5 | 0 | 0 | 0 | 0 | 0 | 0 | 0 | 0 | From eQ_Lib.dat in MASControl 2017
D_ECC_All_DHW_DHW_Yr | Service Water Heating | FRACTION | Sun | 2014-08-17 | 2014-12-11 | Constant | 0 | [23 empty] | From eQ_Lib.dat in MASControl 2017
D_ECC_All_DHW_DHW_Yr | Service Water Heating | FRACTION | Default¦SmrDsn¦WntrDsn | 2014-12-12 | 2014-12-31 | Constant | 0 | [23 empty] | From eQ_Lib.dat in MASControl 2017
D_ECC_All_DHW_DHW_Yr | Service Water Heating | FRACTION | WntrDsn | 2014-01-01 | 2014-12-31 | Hourly | 0 | 0 | 0 | 0 | 0 | 0 | 0 | 0.35 | 0.35 | 0.35 | 0.35 | 0.35 | 0.25 | 0.25 | 0.25 | 0.25 | 0.25 | 0.4 | 0.4 | 0.4 | 0.4 | 0 | 0 | 0 | From eQ_Lib.dat in MASControl 2017
D_ECC_All_DHW_DHW_Yr | Service Water Heating | FRACTION | SmrDsn | 2014-01-01 | 2014-12-31 | Hourly | 0 | 0 | 0 | 0 | 0 | 0 | 0 | 0.9 | 0.9 | 0.9 | 0.9 | 0.9 | 0.6 | 0.6 | 0.6 | 0.6 | 0.6 | 1 | 1 | 1 | 1 | 0 | 0 | 0 | From eQ_Lib.dat in MASControl 2017
D_ECC_All_DHW_DHW_Yr | Service Water Heating | FRACTION | Hol | 2014-01-01 | 2014-12-31 | Constant | 0 | [23 empty] | From eQ_Lib.dat in MASControl 2017
D_ECC_All_Fan_Yr | Fan | ON/OFF/FLAG | Default¦SmrDsn¦WntrDsn | 2014-01-01 | 2014-01-11 | Constant | 0 | [23 empty] | From eQ_Lib.dat in MASControl 2017
D_ECC_All_Fan_Yr | Fan | ON/OFF/FLAG | Default¦Wkdy | 2014-01-12 | 2014-04-03 | Hourly | 0 | 0 | 0 | 0 | 0 | 0 | 1 | 1 | 1 | 1 | 1 | 1 | 1 | 1 | 1 | 1 | 1 | 1 | 1 | 1 | 1 | 1 | 0 | 0 | From eQ_Lib.dat in MASControl 2017
D_ECC_All_Fan_Yr | Fan | ON/OFF/FLAG | Sat | 2014-01-12 | 2014-04-03 | Hourly | 0 | 0 | 0 | 0 | 0 | 0 | 1 | 1 | 1 | 1 | 1 | 1 | 1 | 1 | 1 | 1 | 1 | 0 | 0 | 0 | 0 | 0 | 0 | 0 | From eQ_Lib.dat in MASControl 2017
D_ECC_All_Fan_Yr | Fan | ON/OFF/FLAG | Sun | 2014-01-12 | 2014-04-03 | Constant | 0 | [23 empty] | From eQ_Lib.dat in MASControl 2017
D_ECC_All_Fan_Yr | Fan | ON/OFF/FLAG | Default¦SmrDsn¦WntrDsn | 2014-04-04 | 2014-04-12 | Constant | 0 | [23 empty] | From eQ_Lib.dat in MASControl 2017
D_ECC_All_Fan_Yr | Fan | ON/OFF/FLAG | Default¦Wkdy | 2014-04-13 | 2014-05-22 | Hourly | 0 | 0 | 0 | 0 | 0 | 0 | 1 | 1 | 1 | 1 | 1 | 1 | 1 | 1 | 1 | 1 | 1 | 1 | 1 | 1 | 1 | 1 | 0 | 0 | From eQ_Lib.dat in MASControl 2017
D_ECC_All_Fan_Yr | Fan | ON/OFF/FLAG | Sat | 2014-04-13 | 2014-05-22 | Hourly | 0 | 0 | 0 | 0 | 0 | 0 | 1 | 1 | 1 | 1 | 1 | 1 | 1 | 1 | 1 | 1 | 1 | 0 | 0 | 0 | 0 | 0 | 0 | 0 | From eQ_Lib.dat in MASControl 2017
D_ECC_All_Fan_Yr | Fan | ON/OFF/FLAG | Sun | 2014-04-13 | 2014-05-22 | Constant | 0 | [23 empty] | From eQ_Lib.dat in MASControl 2017
D_ECC_All_Fan_Yr | Fan | ON/OFF/FLAG | Default¦SmrDsn¦WntrDsn | 2014-05-23 | 2014-05-31 | Constant | 0 | [23 empty] | From eQ_Lib.dat in MASControl 2017
D_ECC_All_Fan_Yr | Fan | ON/OFF/FLAG | Default¦Wkdy | 2014-06-01 | 2014-08-07 | Hourly | 0 | 0 | 0 | 0 | 0 | 0 | 1 | 1 | 1 | 1 | 1 | 1 | 1 | 1 | 1 | 1 | 1 | 1 | 1 | 1 | 0 | 0 | 0 | 0 | From eQ_Lib.dat in MASControl 2017
D_ECC_All_Fan_Yr | Fan | ON/OFF/FLAG | Sat | 2014-06-01 | 2014-08-07 | Hourly | 0 | 0 | 0 | 0 | 0 | 0 | 1 | 1 | 1 | 1 | 1 | 1 | 1 | 1 | 1 | 0 | 0 | 0 | 0 | 0 | 0 | 0 | 0 | 0 | From eQ_Lib.dat in MASControl 2017
D_ECC_All_Fan_Yr | Fan | ON/OFF/FLAG | Sun | 2014-06-01 | 2014-08-07 | Constant | 0 | [23 empty] | From eQ_Lib.dat in MASControl 2017
D_ECC_All_Fan_Yr | Fan | ON/OFF/FLAG | Default¦SmrDsn¦WntrDsn | 2014-08-08 | 2014-08-16 | Constant | 0 | [23 empty] | From eQ_Lib.dat in MASControl 2017
D_ECC_All_Fan_Yr | Fan | ON/OFF/FLAG | Default¦Wkdy | 2014-08-17 | 2014-12-11 | Hourly | 0 | 0 | 0 | 0 | 0 | 0 | 1 | 1 | 1 | 1 | 1 | 1 | 1 | 1 | 1 | 1 | 1 | 1 | 1 | 1 | 1 | 1 | 0 | 0 | From eQ_Lib.dat in MASControl 2017
D_ECC_All_Fan_Yr | Fan | ON/OFF/FLAG | Sat | 2014-08-17 | 2014-12-11 | Hourly | 0 | 0 | 0 | 0 | 0 | 0 | 1 | 1 | 1 | 1 | 1 | 1 | 1 | 1 | 1 | 1 | 1 | 0 | 0 | 0 | 0 | 0 | 0 | 0 | From eQ_Lib.dat in MASControl 2017
D_ECC_All_Fan_Yr | Fan | ON/OFF/FLAG | Sun | 2014-08-17 | 2014-12-11 | Constant | 0 | [23 empty] | From eQ_Lib.dat in MASControl 2017
D_ECC_All_Fan_Yr | Fan | ON/OFF/FLAG | Default¦SmrDsn¦WntrDsn | 2014-12-12 | 2014-12-31 | Constant | 0 | [23 empty] | From eQ_Lib.dat in MASControl 2017
D_ECC_All_Fan_Yr | Fan | ON/OFF/FLAG | WntrDsn | 2014-01-01 | 2014-12-31 | Hourly | 0 | 0 | 0 | 0 | 0 | 0 | 1 | 1 | 1 | 1 | 1 | 1 | 1 | 1 | 1 | 1 | 1 | 1 | 1 | 1 | 0 | 0 | 0 | 0 | From eQ_Lib.dat in MASControl 2017
D_ECC_All_Fan_Yr | Fan | ON/OFF/FLAG | SmrDsn | 2014-01-01 | 2014-12-31 | Hourly | 0 | 0 | 0 | 0 | 0 | 0 | 1 | 1 | 1 | 1 | 1 | 1 | 1 | 1 | 1 | 1 | 1 | 1 | 1 | 1 | 1 | 1 | 0 | 0 | From eQ_Lib.dat in MASControl 2017
D_ECC_All_Fan_Yr | Fan | ON/OFF/FLAG | Hol | 2014-01-01 | 2014-12-31 | Constant | 0 | [23 empty] | From eQ_Lib.dat in MASControl 2017
D_ECC_All_HTemp_Yr | Thermostat Setpoint | C | Default¦SmrDsn¦WntrDsn | 2014-01-01 | 2014-01-11 | Constant | 21.1 | [23 empty] | From eQ_Lib.dat in MASControl 2017; Removed setback
D_ECC_All_HTemp_Yr | Thermostat Setpoint | C | Default¦Wkdy | 2014-01-12 | 2014-04-03 | Hourly | 21.1 | 21.1 | 21.1 | 21.1 | 21.1 | 21.1 | 21.1 | 21.1 | 21.1 | 21.1 | 21.1 | 21.1 | 21.1 | 21.1 | 21.1 | 21.1 | 21.1 | 21.1 | 21.1 | 21.1 | 21.1 | 21.1 | 21.1 | 21.1 | From eQ_Lib.dat in MASControl 2017; Removed setback
D_ECC_All_HTemp_Yr | Thermostat Setpoint | C | Sat | 2014-01-12 | 2014-04-03 | Hourly | 21.1 | 21.1 | 21.1 | 21.1 | 21.1 | 21.1 | 21.1 | 21.1 | 21.1 | 21.1 | 21.1 | 21.1 | 21.1 | 21.1 | 21.1 | 21.1 | 21.1 | 21.1 | 21.1 | 21.1 | 21.1 | 21.1 | 21.1 | 21.1 | From eQ_Lib.dat in MASControl 2017; Removed setback
D_ECC_All_HTemp_Yr | Thermostat Setpoint | C | Sun | 2014-01-12 | 2014-04-03 | Constant | 21.1 | [23 empty] | From eQ_Lib.dat in MASControl 2017; Removed setback
D_ECC_All_HTemp_Yr | Thermostat Setpoint | C | Default¦SmrDsn¦WntrDsn | 2014-04-04 | 2014-04-12 | Constant | 21.1 | [23 empty] | From eQ_Lib.dat in MASControl 2017; Removed setback
D_ECC_All_HTemp_Yr | Thermostat Setpoint | C | Default¦Wkdy | 2014-04-13 | 2014-05-22 | Hourly | 21.1 | 21.1 | 21.1 | 21.1 | 21.1 | 21.1 | 21.1 | 21.1 | 21.1 | 21.1 | 21.1 | 21.1 | 21.1 | 21.1 | 21.1 | 21.1 | 21.1 | 21.1 | 21.1 | 21.1 | 21.1 | 21.1 | 21.1 | 21.1 | From eQ_Lib.dat in MASControl 2017; Removed setback
D_ECC_All_HTemp_Yr | Thermostat Setpoint | C | Sat | 2014-04-13 | 2014-05-22 | Hourly | 21.1 | 21.1 | 21.1 | 21.1 | 21.1 | 21.1 | 21.1 | 21.1 | 21.1 | 21.1 | 21.1 | 21.1 | 21.1 | 21.1 | 21.1 | 21.1 | 21.1 | 21.1 | 21.1 | 21.1 | 21.1 | 21.1 | 21.1 | 21.1 | From eQ_Lib.dat in MASControl 2017; Removed setback
D_ECC_All_HTemp_Yr | Thermostat Setpoint | C | Sun | 2014-04-13 | 2014-05-22 | Constant | 21.1 | [23 empty] | From eQ_Lib.dat in MASControl 2017; Removed setback
D_ECC_All_HTemp_Yr | Thermostat Setpoint | C | Default¦SmrDsn¦WntrDsn | 2014-05-23 | 2014-05-31 | Constant | 21.1 | [23 empty] | From eQ_Lib.dat in MASControl 2017; Removed setback
D_ECC_All_HTemp_Yr | Thermostat Setpoint | C | Default¦Wkdy | 2014-06-01 | 2014-08-07 | Hourly | 21.1 | 21.1 | 21.1 | 21.1 | 21.1 | 21.1 | 21.1 | 21.1 | 21.1 | 21.1 | 21.1 | 21.1 | 21.1 | 21.1 | 21.1 | 21.1 | 21.1 | 21.1 | 21.1 | 21.1 | 21.1 | 21.1 | 21.1 | 21.1 | From eQ_Lib.dat in MASControl 2017; Removed setback
D_ECC_All_HTemp_Yr | Thermostat Setpoint | C | Sat | 2014-06-01 | 2014-08-07 | Hourly | 21.1 | 21.1 | 21.1 | 21.1 | 21.1 | 21.1 | 21.1 | 21.1 | 21.1 | 21.1 | 21.1 | 21.1 | 21.1 | 21.1 | 21.1 | 21.1 | 21.1 | 21.1 | 21.1 | 21.1 | 21.1 | 21.1 | 21.1 | 21.1 | From eQ_Lib.dat in MASControl 2017; Removed setback
D_ECC_All_HTemp_Yr | Thermostat Setpoint | C | Sun | 2014-06-01 | 2014-08-07 | Constant | 21.1 | [23 empty] | From eQ_Lib.dat in MASControl 2017; Removed setback
D_ECC_All_HTemp_Yr | Thermostat Setpoint | C | Default¦SmrDsn¦WntrDsn | 2014-08-08 | 2014-08-16 | Constant | 21.1 | [23 empty] | From eQ_Lib.dat in MASControl 2017; Removed setback
D_ECC_All_HTemp_Yr | Thermostat Setpoint | C | Default¦Wkdy | 2014-08-17 | 2014-12-11 | Hourly | 21.1 | 21.1 | 21.1 | 21.1 | 21.1 | 21.1 | 21.1 | 21.1 | 21.1 | 21.1 | 21.1 | 21.1 | 21.1 | 21.1 | 21.1 | 21.1 | 21.1 | 21.1 | 21.1 | 21.1 | 21.1 | 21.1 | 21.1 | 21.1 | From eQ_Lib.dat in MASControl 2017; Removed setback
D_ECC_All_HTemp_Yr | Thermostat Setpoint | C | Sat | 2014-08-17 | 2014-12-11 | Hourly | 21.1 | 21.1 | 21.1 | 21.1 | 21.1 | 21.1 | 21.1 | 21.1 | 21.1 | 21.1 | 21.1 | 21.1 | 21.1 | 21.1 | 21.1 | 21.1 | 21.1 | 21.1 | 21.1 | 21.1 | 21.1 | 21.1 | 21.1 | 21.1 | From eQ_Lib.dat in MASControl 2017; Removed setback
D_ECC_All_HTemp_Yr | Thermostat Setpoint | C | Sun | 2014-08-17 | 2014-12-11 | Constant | 21.1 | [23 empty] | From eQ_Lib.dat in MASControl 2017; Removed setback
D_ECC_All_HTemp_Yr | Thermostat Setpoint | C | Default¦SmrDsn¦WntrDsn | 2014-12-12 | 2014-12-31 | Constant | 21.1 | [23 empty] | From eQ_Lib.dat in MASControl 2017; Removed setback
D_ECC_All_HTemp_Yr | Thermostat Setpoint | C | WntrDsn | 2014-01-01 | 2014-12-31 | Hourly | 21.1 | 21.1 | 21.1 | 21.1 | 21.1 | 21.1 | 21.1 | 21.1 | 21.1 | 21.1 | 21.1 | 21.1 | 21.1 | 21.1 | 21.1 | 21.1 | 21.1 | 21.1 | 21.1 | 21.1 | 21.1 | 21.1 | 21.1 | 21.1 | From eQ_Lib.dat in MASControl 2017; Removed setback
D_ECC_All_HTemp_Yr | Thermostat Setpoint | C | SmrDsn | 2014-01-01 | 2014-12-31 | Hourly | 21.1 | 21.1 | 21.1 | 21.1 | 21.1 | 21.1 | 21.1 | 21.1 | 21.1 | 21.1 | 21.1 | 21.1 | 21.1 | 21.1 | 21.1 | 21.1 | 21.1 | 21.1 | 21.1 | 21.1 | 21.1 | 21.1 | 21.1 | 21.1 | From eQ_Lib.dat in MASControl 2017; Removed setback
D_ECC_All_HTemp_Yr | Thermostat Setpoint | C | Hol | 2014-01-01 | 2014-12-31 | Constant | 21.1 | [23 empty] | From eQ_Lib.dat in MASControl 2017; Removed setback
D_ECC_All_MinOA_Yr | OutdoorAir | FRAC/DESIGN | Default¦SmrDsn¦WntrDsn | 2014-01-01 | 2014-01-11 | Constant | 0 | [23 empty] | From eQ_Lib.dat in MASControl 2017
D_ECC_All_MinOA_Yr | OutdoorAir | FRAC/DESIGN | Default¦Wkdy | 2014-01-12 | 2014-04-03 | Hourly | 0 | 0 | 0 | 0 | 0 | 0 | -999 | -999 | -999 | -999 | -999 | -999 | -999 | -999 | -999 | -999 | -999 | -999 | -999 | -999 | -999 | -999 | 0 | 0 | From eQ_Lib.dat in MASControl 2017
D_ECC_All_MinOA_Yr | OutdoorAir | FRAC/DESIGN | Sat | 2014-01-12 | 2014-04-03 | Hourly | 0 | 0 | 0 | 0 | 0 | 0 | -999 | -999 | -999 | -999 | -999 | -999 | -999 | -999 | -999 | -999 | -999 | 0 | 0 | 0 | 0 | 0 | 0 | 0 | From eQ_Lib.dat in MASControl 2017
D_ECC_All_MinOA_Yr | OutdoorAir | FRAC/DESIGN | Sun | 2014-01-12 | 2014-04-03 | Constant | 0 | [23 empty] | From eQ_Lib.dat in MASControl 2017
D_ECC_All_MinOA_Yr | OutdoorAir | FRAC/DESIGN | Default¦SmrDsn¦WntrDsn | 2014-04-04 | 2014-04-12 | Constant | 0 | [23 empty] | From eQ_Lib.dat in MASControl 2017
D_ECC_All_MinOA_Yr | OutdoorAir | FRAC/DESIGN | Default¦Wkdy | 2014-04-13 | 2014-05-22 | Hourly | 0 | 0 | 0 | 0 | 0 | 0 | -999 | -999 | -999 | -999 | -999 | -999 | -999 | -999 | -999 | -999 | -999 | -999 | -999 | -999 | -999 | -999 | 0 | 0 | From eQ_Lib.dat in MASControl 2017
D_ECC_All_MinOA_Yr | OutdoorAir | FRAC/DESIGN | Sat | 2014-04-13 | 2014-05-22 | Hourly | 0 | 0 | 0 | 0 | 0 | 0 | -999 | -999 | -999 | -999 | -999 | -999 | -999 | -999 | -999 | -999 | -999 | 0 | 0 | 0 | 0 | 0 | 0 | 0 | From eQ_Lib.dat in MASControl 2017
D_ECC_All_MinOA_Yr | OutdoorAir | FRAC/DESIGN | Sun | 2014-04-13 | 2014-05-22 | Constant | 0 | [23 empty] | From eQ_Lib.dat in MASControl 2017
D_ECC_All_MinOA_Yr | OutdoorAir | FRAC/DESIGN | Default¦SmrDsn¦WntrDsn | 2014-05-23 | 2014-05-31 | Constant | 0 | [23 empty] | From eQ_Lib.dat in MASControl 2017
D_ECC_All_MinOA_Yr | OutdoorAir | FRAC/DESIGN | Default¦Wkdy | 2014-06-01 | 2014-08-07 | Hourly | 0 | 0 | 0 | 0 | 0 | 0 | -999 | -999 | -999 | -999 | -999 | -999 | -999 | -999 | -999 | -999 | -999 | -999 | -999 | -999 | 0 | 0 | 0 | 0 | From eQ_Lib.dat in MASControl 2017
D_ECC_All_MinOA_Yr | OutdoorAir | FRAC/DESIGN | Sat | 2014-06-01 | 2014-08-07 | Hourly | 0 | 0 | 0 | 0 | 0 | 0 | -999 | -999 | -999 | -999 | -999 | -999 | -999 | -999 | -999 | 0 | 0 | 0 | 0 | 0 | 0 | 0 | 0 | 0 | From eQ_Lib.dat in MASControl 2017
D_ECC_All_MinOA_Yr | OutdoorAir | FRAC/DESIGN | Sun | 2014-06-01 | 2014-08-07 | Constant | 0 | [23 empty] | From eQ_Lib.dat in MASControl 2017
D_ECC_All_MinOA_Yr | OutdoorAir | FRAC/DESIGN | Default¦SmrDsn¦WntrDsn | 2014-08-08 | 2014-08-16 | Constant | 0 | [23 empty] | From eQ_Lib.dat in MASControl 2017
D_ECC_All_MinOA_Yr | OutdoorAir | FRAC/DESIGN | Default¦Wkdy | 2014-08-17 | 2014-12-11 | Hourly | 0 | 0 | 0 | 0 | 0 | 0 | -999 | -999 | -999 | -999 | -999 | -999 | -999 | -999 | -999 | -999 | -999 | -999 | -999 | -999 | -999 | -999 | 0 | 0 | From eQ_Lib.dat in MASControl 2017
D_ECC_All_MinOA_Yr | OutdoorAir | FRAC/DESIGN | Sat | 2014-08-17 | 2014-12-11 | Hourly | 0 | 0 | 0 | 0 | 0 | 0 | -999 | -999 | -999 | -999 | -999 | -999 | -999 | -999 | -999 | -999 | -999 | 0 | 0 | 0 | 0 | 0 | 0 | 0 | From eQ_Lib.dat in MASControl 2017
D_ECC_All_MinOA_Yr | OutdoorAir | FRAC/DESIGN | Sun | 2014-08-17 | 2014-12-11 | Constant | 0 | [23 empty] | From eQ_Lib.dat in MASControl 2017
D_ECC_All_MinOA_Yr | OutdoorAir | FRAC/DESIGN | Default¦SmrDsn¦WntrDsn | 2014-12-12 | 2014-12-31 | Constant | 0 | [23 empty] | From eQ_Lib.dat in MASControl 2017
D_ECC_All_MinOA_Yr | OutdoorAir | FRAC/DESIGN | WntrDsn | 2014-01-01 | 2014-12-31 | Hourly | 0 | 0 | 0 | 0 | 0 | 0 | -999 | -999 | -999 | -999 | -999 | -999 | -999 | -999 | -999 | -999 | -999 | -999 | -999 | -999 | -999 | -999 | 0 | 0 | From eQ_Lib.dat in MASControl 2017
D_ECC_All_MinOA_Yr | OutdoorAir | FRAC/DESIGN | SmrDsn | 2014-01-01 | 2014-12-31 | Hourly | 0 | 0 | 0 | 0 | 0 | 0 | -999 | -999 | -999 | -999 | -999 | -999 | -999 | -999 | -999 | -999 | -999 | -999 | -999 | -999 | 0 | 0 | 0 | 0 | From eQ_Lib.dat in MASControl 2017
D_ECC_All_MinOA_Yr | OutdoorAir | FRAC/DESIGN | Hol | 2014-01-01 | 2014-12-31 | Constant | 0 | [23 empty] | From eQ_Lib.dat in MASControl 2017
D_ECC_All_P_Inf_Yr | Infiltration | MULTIPLIER | Default¦SmrDsn¦WntrDsn | 2014-01-01 | 2014-01-11 | Constant | 1 | [23 empty] | From eQ_Lib.dat in MASControl 2017
D_ECC_All_P_Inf_Yr | Infiltration | MULTIPLIER | Default¦Wkdy | 2014-01-12 | 2014-04-03 | Hourly | 1 | 1 | 1 | 1 | 1 | 1 | 0.5 | 0.5 | 0.5 | 0.5 | 0.5 | 0.5 | 0.5 | 0.5 | 0.5 | 0.5 | 0.5 | 0.5 | 0.5 | 0.5 | 0.5 | 0.5 | 1 | 1 | From eQ_Lib.dat in MASControl 2017
D_ECC_All_P_Inf_Yr | Infiltration | MULTIPLIER | Sat | 2014-01-12 | 2014-04-03 | Hourly | 1 | 1 | 1 | 1 | 1 | 1 | 0.5 | 0.5 | 0.5 | 0.5 | 0.5 | 0.5 | 0.5 | 0.5 | 0.5 | 0.5 | 0.5 | 1 | 1 | 1 | 1 | 1 | 1 | 1 | From eQ_Lib.dat in MASControl 2017
D_ECC_All_P_Inf_Yr | Infiltration | MULTIPLIER | Sun | 2014-01-12 | 2014-04-03 | Constant | 1 | [23 empty] | From eQ_Lib.dat in MASControl 2017
D_ECC_All_P_Inf_Yr | Infiltration | MULTIPLIER | Default¦SmrDsn¦WntrDsn | 2014-04-04 | 2014-04-12 | Constant | 1 | [23 empty] | From eQ_Lib.dat in MASControl 2017
D_ECC_All_P_Inf_Yr | Infiltration | MULTIPLIER | Default¦Wkdy | 2014-04-13 | 2014-05-22 | Hourly | 1 | 1 | 1 | 1 | 1 | 1 | 0.5 | 0.5 | 0.5 | 0.5 | 0.5 | 0.5 | 0.5 | 0.5 | 0.5 | 0.5 | 0.5 | 0.5 | 0.5 | 0.5 | 0.5 | 0.5 | 1 | 1 | From eQ_Lib.dat in MASControl 2017
D_ECC_All_P_Inf_Yr | Infiltration | MULTIPLIER | Sat | 2014-04-13 | 2014-05-22 | Hourly | 1 | 1 | 1 | 1 | 1 | 1 | 0.5 | 0.5 | 0.5 | 0.5 | 0.5 | 0.5 | 0.5 | 0.5 | 0.5 | 0.5 | 0.5 | 1 | 1 | 1 | 1 | 1 | 1 | 1 | From eQ_Lib.dat in MASControl 2017
D_ECC_All_P_Inf_Yr | Infiltration | MULTIPLIER | Sun | 2014-04-13 | 2014-05-22 | Constant | 1 | [23 empty] | From eQ_Lib.dat in MASControl 2017
D_ECC_All_P_Inf_Yr | Infiltration | MULTIPLIER | Default¦SmrDsn¦WntrDsn | 2014-05-23 | 2014-05-31 | Constant | 1 | [23 empty] | From eQ_Lib.dat in MASControl 2017
D_ECC_All_P_Inf_Yr | Infiltration | MULTIPLIER | Default¦Wkdy | 2014-06-01 | 2014-08-07 | Hourly | 1 | 1 | 1 | 1 | 1 | 1 | 0.5 | 0.5 | 0.5 | 0.5 | 0.5 | 0.5 | 0.5 | 0.5 | 0.5 | 0.5 | 0.5 | 0.5 | 0.5 | 0.5 | 1 | 1 | 1 | 1 | From eQ_Lib.dat in MASControl 2017
D_ECC_All_P_Inf_Yr | Infiltration | MULTIPLIER | Sat | 2014-06-01 | 2014-08-07 | Hourly | 1 | 1 | 1 | 1 | 1 | 1 | 0.5 | 0.5 | 0.5 | 0.5 | 0.5 | 0.5 | 0.5 | 0.5 | 0.5 | 1 | 1 | 1 | 1 | 1 | 1 | 1 | 1 | 1 | From eQ_Lib.dat in MASControl 2017
D_ECC_All_P_Inf_Yr | Infiltration | MULTIPLIER | Sun | 2014-06-01 | 2014-08-07 | Constant | 1 | [23 empty] | From eQ_Lib.dat in MASControl 2017
D_ECC_All_P_Inf_Yr | Infiltration | MULTIPLIER | Default¦SmrDsn¦WntrDsn | 2014-08-08 | 2014-08-16 | Constant | 1 | [23 empty] | From eQ_Lib.dat in MASControl 2017
D_ECC_All_P_Inf_Yr | Infiltration | MULTIPLIER | Default¦Wkdy | 2014-08-17 | 2014-12-11 | Hourly | 1 | 1 | 1 | 1 | 1 | 1 | 0.5 | 0.5 | 0.5 | 0.5 | 0.5 | 0.5 | 0.5 | 0.5 | 0.5 | 0.5 | 0.5 | 0.5 | 0.5 | 0.5 | 0.5 | 0.5 | 1 | 1 | From eQ_Lib.dat in MASControl 2017
D_ECC_All_P_Inf_Yr | Infiltration | MULTIPLIER | Sat | 2014-08-17 | 2014-12-11 | Hourly | 1 | 1 | 1 | 1 | 1 | 1 | 0.5 | 0.5 | 0.5 | 0.5 | 0.5 | 0.5 | 0.5 | 0.5 | 0.5 | 0.5 | 0.5 | 1 | 1 | 1 | 1 | 1 | 1 | 1 | From eQ_Lib.dat in MASControl 2017
D_ECC_All_P_Inf_Yr | Infiltration | MULTIPLIER | Sun | 2014-08-17 | 2014-12-11 | Constant | 1 | [23 empty] | From eQ_Lib.dat in MASControl 2017
D_ECC_All_P_Inf_Yr | Infiltration | MULTIPLIER | Default¦SmrDsn¦WntrDsn | 2014-12-12 | 2014-12-31 | Constant | 1 | [23 empty] | From eQ_Lib.dat in MASControl 2017
D_ECC_All_P_Inf_Yr | Infiltration | MULTIPLIER | WntrDsn | 2014-01-01 | 2014-12-31 | Hourly | 1 | 1 | 1 | 1 | 1 | 1 | 0.5 | 0.5 | 0.5 | 0.5 | 0.5 | 0.5 | 0.5 | 0.5 | 0.5 | 0.5 | 0.5 | 0.5 | 0.5 | 0.5 | 0.5 | 0.5 | 1 | 1 | From eQ_Lib.dat in MASControl 2017
D_ECC_All_P_Inf_Yr | Infiltration | MULTIPLIER | SmrDsn | 2014-01-01 | 2014-12-31 | Hourly | 1 | 1 | 1 | 1 | 1 | 1 | 0.5 | 0.5 | 0.5 | 0.5 | 0.5 | 0.5 | 0.5 | 0.5 | 0.5 | 0.5 | 0.5 | 0.5 | 0.5 | 0.5 | 1 | 1 | 1 | 1 | From eQ_Lib.dat in MASControl 2017
D_ECC_All_P_Inf_Yr | Infiltration | MULTIPLIER | Hol | 2014-01-01 | 2014-12-31 | Constant | 1 | [23 empty] | From eQ_Lib.dat in MASControl 2017
D_ECC_Caf_LitCFL_Yr | Lighting | FRACTION | SmrDsn | 2014-01-01 | 2014-01-11 | Constant | 1 | [23 empty] | From eQ_Lib.dat in MASControl 2017
D_ECC_Caf_LitCFL_Yr | Lighting | FRACTION | WntrDsn | 2014-01-01 | 2014-01-11 | Constant | 0 | [23 empty] | From eQ_Lib.dat in MASControl 2017
D_ECC_Caf_LitCFL_Yr | Lighting | FRACTION | Default | 2014-01-01 | 2014-01-11 | Constant | 0.035 | [23 empty] | From eQ_Lib.dat in MASControl 2017
D_ECC_Caf_LitCFL_Yr | Lighting | FRACTION | Default¦Wkdy | 2014-01-12 | 2014-04-03 | Hourly | 0.1 | 0.1 | 0.1 | 0.1 | 0.1 | 0.2778 | 0.2778 | 0.4556 | 0.9 | 0.9 | 0.9 | 0.9 | 0.9 | 0.9 | 0.9 | 0.9 | 0.9 | 0.2333 | 0.1 | 0.1 | 0.1 | 0.1 | 0.1 | 0.1 | From eQ_Lib.dat in MASControl 2017
D_ECC_Caf_LitCFL_Yr | Lighting | FRACTION | Sat | 2014-01-12 | 2014-04-03 | Hourly | 0.1 | 0.1 | 0.1 | 0.1 | 0.1 | 0.2111 | 0.2111 | 0.3222 | 0.6 | 0.6 | 0.6 | 0.6 | 0.6 | 0.6 | 0.6 | 0.6 | 0.1833 | 0.1 | 0.1 | 0.1 | 0.1 | 0.1 | 0.1 | 0.1 | From eQ_Lib.dat in MASControl 2017
D_ECC_Caf_LitCFL_Yr | Lighting | FRACTION | Sun | 2014-01-12 | 2014-04-03 | Constant | 0.05 | [23 empty] | From eQ_Lib.dat in MASControl 2017
D_ECC_Caf_LitCFL_Yr | Lighting | FRACTION | SmrDsn | 2014-04-04 | 2014-04-12 | Constant | 1 | [23 empty] | From eQ_Lib.dat in MASControl 2017
D_ECC_Caf_LitCFL_Yr | Lighting | FRACTION | WntrDsn | 2014-04-04 | 2014-04-12 | Constant | 0 | [23 empty] | From eQ_Lib.dat in MASControl 2017
D_ECC_Caf_LitCFL_Yr | Lighting | FRACTION | Default | 2014-04-04 | 2014-04-12 | Constant | 0.035 | [23 empty] | From eQ_Lib.dat in MASControl 2017
D_ECC_Caf_LitCFL_Yr | Lighting | FRACTION | Default¦Wkdy | 2014-04-13 | 2014-05-22 | Hourly | 0.1 | 0.1 | 0.1 | 0.1 | 0.1 | 0.2778 | 0.2778 | 0.4556 | 0.9 | 0.9 | 0.9 | 0.9 | 0.9 | 0.9 | 0.9 | 0.9 | 0.9 | 0.2333 | 0.1 | 0.1 | 0.1 | 0.1 | 0.1 | 0.1 | From eQ_Lib.dat in MASControl 2017
D_ECC_Caf_LitCFL_Yr | Lighting | FRACTION | Sat | 2014-04-13 | 2014-05-22 | Hourly | 0.1 | 0.1 | 0.1 | 0.1 | 0.1 | 0.2111 | 0.2111 | 0.3222 | 0.6 | 0.6 | 0.6 | 0.6 | 0.6 | 0.6 | 0.6 | 0.6 | 0.1833 | 0.1 | 0.1 | 0.1 | 0.1 | 0.1 | 0.1 | 0.1 | From eQ_Lib.dat in MASControl 2017
D_ECC_Caf_LitCFL_Yr | Lighting | FRACTION | Sun | 2014-04-13 | 2014-05-22 | Constant | 0.05 | [23 empty] | From eQ_Lib.dat in MASControl 2017
D_ECC_Caf_LitCFL_Yr | Lighting | FRACTION | SmrDsn | 2014-05-23 | 2014-05-31 | Constant | 1 | [23 empty] | From eQ_Lib.dat in MASControl 2017
D_ECC_Caf_LitCFL_Yr | Lighting | FRACTION | WntrDsn | 2014-05-23 | 2014-05-31 | Constant | 0 | [23 empty] | From eQ_Lib.dat in MASControl 2017
D_ECC_Caf_LitCFL_Yr | Lighting | FRACTION | Default | 2014-05-23 | 2014-05-31 | Constant | 0.035 | [23 empty] | From eQ_Lib.dat in MASControl 2017
D_ECC_Caf_LitCFL_Yr | Lighting | FRACTION | Default¦Wkdy | 2014-06-01 | 2014-08-07 | Hourly | 0.1 | 0.1 | 0.1 | 0.1 | 0.1 | 0.1944 | 0.1944 | 0.2889 | 0.525 | 0.525 | 0.525 | 0.525 | 0.525 | 0.525 | 0.525 | 0.525 | 0.525 | 0.1708 | 0.1 | 0.1 | 0.1 | 0.1 | 0.1 | 0.1 | From eQ_Lib.dat in MASControl 2017
D_ECC_Caf_LitCFL_Yr | Lighting | FRACTION | Sat | 2014-06-01 | 2014-08-07 | Hourly | 0.1 | 0.1 | 0.1 | 0.1 | 0.1 | 0.1403 | 0.1403 | 0.1806 | 0.2813 | 0.2813 | 0.2813 | 0.2813 | 0.2813 | 0.2813 | 0.2813 | 0.2813 | 0.1302 | 0.1 | 0.1 | 0.1 | 0.1 | 0.1 | 0.1 | 0.1 | From eQ_Lib.dat in MASControl 2017
D_ECC_Caf_LitCFL_Yr | Lighting | FRACTION | Sun | 2014-06-01 | 2014-08-07 | Constant | 0.035 | [23 empty] | From eQ_Lib.dat in MASControl 2017
D_ECC_Caf_LitCFL_Yr | Lighting | FRACTION | SmrDsn | 2014-08-08 | 2014-08-16 | Constant | 1 | [23 empty] | From eQ_Lib.dat in MASControl 2017
D_ECC_Caf_LitCFL_Yr | Lighting | FRACTION | WntrDsn | 2014-08-08 | 2014-08-16 | Constant | 0 | [23 empty] | From eQ_Lib.dat in MASControl 2017
D_ECC_Caf_LitCFL_Yr | Lighting | FRACTION | Default | 2014-08-08 | 2014-08-16 | Constant | 0.035 | [23 empty] | From eQ_Lib.dat in MASControl 2017
D_ECC_Caf_LitCFL_Yr | Lighting | FRACTION | Default¦Wkdy | 2014-08-17 | 2014-12-11 | Hourly | 0.1 | 0.1 | 0.1 | 0.1 | 0.1 | 0.2778 | 0.2778 | 0.4556 | 0.9 | 0.9 | 0.9 | 0.9 | 0.9 | 0.9 | 0.9 | 0.9 | 0.9 | 0.2333 | 0.1 | 0.1 | 0.1 | 0.1 | 0.1 | 0.1 | From eQ_Lib.dat in MASControl 2017
D_ECC_Caf_LitCFL_Yr | Lighting | FRACTION | Sat | 2014-08-17 | 2014-12-11 | Hourly | 0.1 | 0.1 | 0.1 | 0.1 | 0.1 | 0.2111 | 0.2111 | 0.3222 | 0.6 | 0.6 | 0.6 | 0.6 | 0.6 | 0.6 | 0.6 | 0.6 | 0.1833 | 0.1 | 0.1 | 0.1 | 0.1 | 0.1 | 0.1 | 0.1 | From eQ_Lib.dat in MASControl 2017
D_ECC_Caf_LitCFL_Yr | Lighting | FRACTION | Sun | 2014-08-17 | 2014-12-11 | Constant | 0.05 | [23 empty] | From eQ_Lib.dat in MASControl 2017
D_ECC_Caf_LitCFL_Yr | Lighting | FRACTION | SmrDsn | 2014-12-12 | 2014-12-31 | Constant | 1 | [23 empty] | From eQ_Lib.dat in MASControl 2017
D_ECC_Caf_LitCFL_Yr | Lighting | FRACTION | WntrDsn | 2014-12-12 | 2014-12-31 | Constant | 0 | [23 empty] | From eQ_Lib.dat in MASControl 2017
D_ECC_Caf_LitCFL_Yr | Lighting | FRACTION | Default | 2014-12-12 | 2014-12-31 | Constant | 0.035 | [23 empty] | From eQ_Lib.dat in MASControl 2017
D_ECC_Caf_LitCFL_Yr | Lighting | FRACTION | WntrDsn | 2014-01-01 | 2014-12-31 | Constant | 0 | [23 empty] | From eQ_Lib.dat in MASControl 2017
D_ECC_Caf_LitCFL_Yr | Lighting | FRACTION | SmrDsn | 2014-01-01 | 2014-12-31 | Constant | 1 | [23 empty] | From eQ_Lib.dat in MASControl 2017
D_ECC_Caf_LitCFL_Yr | Lighting | FRACTION | Hol | 2014-01-01 | 2014-12-31 | Constant | 0.035 | [23 empty] | From eQ_Lib.dat in MASControl 2017
D_ECC_Caf_LitEx_Yr | Lighting | FRACTION | SmrDsn | 2014-01-01 | 2014-12-31 | Constant | 1 | [23 empty] | From eQ_Lib.dat in MASControl 2017
D_ECC_Caf_LitEx_Yr | Lighting | FRACTION | WntrDsn | 2014-01-01 | 2014-12-31 | Constant | 0 | [23 empty] | From eQ_Lib.dat in MASControl 2017
D_ECC_Caf_LitEx_Yr | Lighting | FRACTION | Default¦Hol | 2014-01-01 | 2014-12-31 | Constant | 1 | [23 empty] | From eQ_Lib.dat in MASControl 2017
D_ECC_Caf_LitLF_Yr | Lighting | FRACTION | SmrDsn | 2014-01-01 | 2014-01-11 | Constant | 1 | [23 empty] | From eQ_Lib.dat in MASControl 2017
D_ECC_Caf_LitLF_Yr | Lighting | FRACTION | WntrDsn | 2014-01-01 | 2014-01-11 | Constant | 0 | [23 empty] | From eQ_Lib.dat in MASControl 2017
D_ECC_Caf_LitLF_Yr | Lighting | FRACTION | Default | 2014-01-01 | 2014-01-11 | Constant | 0.035 | [23 empty] | From eQ_Lib.dat in MASControl 2017
D_ECC_Caf_LitLF_Yr | Lighting | FRACTION | Default¦Wkdy | 2014-01-12 | 2014-04-03 | Hourly | 0.1 | 0.1 | 0.1 | 0.1 | 0.1 | 0.2 | 0.3 | 0.5 | 0.8 | 0.9 | 0.9 | 0.9 | 0.9 | 0.9 | 0.9 | 0.9 | 0.8 | 0.25 | 0.1 | 0.1 | 0.1 | 0.1 | 0.1 | 0.1 | From eQ_Lib.dat in MASControl 2017
D_ECC_Caf_LitLF_Yr | Lighting | FRACTION | Sat | 2014-01-12 | 2014-04-03 | Hourly | 0.1 | 0.1 | 0.1 | 0.1 | 0.1 | 0.15 | 0.225 | 0.375 | 0.6 | 0.675 | 0.675 | 0.675 | 0.675 | 0.675 | 0.675 | 0.675 | 0.6 | 0.2 | 0.1 | 0.1 | 0.1 | 0.1 | 0.1 | 0.1 | From eQ_Lib.dat in MASControl 2017
D_ECC_Caf_LitLF_Yr | Lighting | FRACTION | Sun | 2014-01-12 | 2014-04-03 | Constant | 0.05 | [23 empty] | From eQ_Lib.dat in MASControl 2017
D_ECC_Caf_LitLF_Yr | Lighting | FRACTION | SmrDsn | 2014-04-04 | 2014-04-12 | Constant | 1 | [23 empty] | From eQ_Lib.dat in MASControl 2017
D_ECC_Caf_LitLF_Yr | Lighting | FRACTION | WntrDsn | 2014-04-04 | 2014-04-12 | Constant | 0 | [23 empty] | From eQ_Lib.dat in MASControl 2017
D_ECC_Caf_LitLF_Yr | Lighting | FRACTION | Default | 2014-04-04 | 2014-04-12 | Constant | 0.035 | [23 empty] | From eQ_Lib.dat in MASControl 2017
D_ECC_Caf_LitLF_Yr | Lighting | FRACTION | Default¦Wkdy | 2014-04-13 | 2014-05-22 | Hourly | 0.1 | 0.1 | 0.1 | 0.1 | 0.1 | 0.2 | 0.3 | 0.5 | 0.8 | 0.9 | 0.9 | 0.9 | 0.9 | 0.9 | 0.9 | 0.9 | 0.8 | 0.25 | 0.1 | 0.1 | 0.1 | 0.1 | 0.1 | 0.1 | From eQ_Lib.dat in MASControl 2017
D_ECC_Caf_LitLF_Yr | Lighting | FRACTION | Sat | 2014-04-13 | 2014-05-22 | Hourly | 0.1 | 0.1 | 0.1 | 0.1 | 0.1 | 0.15 | 0.225 | 0.375 | 0.6 | 0.675 | 0.675 | 0.675 | 0.675 | 0.675 | 0.675 | 0.675 | 0.6 | 0.2 | 0.1 | 0.1 | 0.1 | 0.1 | 0.1 | 0.1 | From eQ_Lib.dat in MASControl 2017
D_ECC_Caf_LitLF_Yr | Lighting | FRACTION | Sun | 2014-04-13 | 2014-05-22 | Constant | 0.05 | [23 empty] | From eQ_Lib.dat in MASControl 2017
D_ECC_Caf_LitLF_Yr | Lighting | FRACTION | SmrDsn | 2014-05-23 | 2014-05-31 | Constant | 1 | [23 empty] | From eQ_Lib.dat in MASControl 2017
D_ECC_Caf_LitLF_Yr | Lighting | FRACTION | WntrDsn | 2014-05-23 | 2014-05-31 | Constant | 0 | [23 empty] | From eQ_Lib.dat in MASControl 2017
D_ECC_Caf_LitLF_Yr | Lighting | FRACTION | Default | 2014-05-23 | 2014-05-31 | Constant | 0.035 | [23 empty] | From eQ_Lib.dat in MASControl 2017
D_ECC_Caf_LitLF_Yr | Lighting | FRACTION | Default¦Wkdy | 2014-06-01 | 2014-08-07 | Hourly | 0.1 | 0.1 | 0.1 | 0.1 | 0.1 | 0.1356 | 0.2107 | 0.3214 | 0.5625 | 0.5625 | 0.5625 | 0.5625 | 0.5625 | 0.5625 | 0.5625 | 0.5625 | 0.5625 | 0.183 | 0.1 | 0.1 | 0.1 | 0.1 | 0.1 | 0.1 | From eQ_Lib.dat in MASControl 2017
D_ECC_Caf_LitLF_Yr | Lighting | FRACTION | Sat | 2014-06-01 | 2014-08-07 | Hourly | 0.1 | 0.1 | 0.1 | 0.1 | 0.1 | 0.1403 | 0.1403 | 0.1806 | 0.2813 | 0.2813 | 0.2813 | 0.2813 | 0.2813 | 0.2813 | 0.2813 | 0.2813 | 0.1302 | 0.1 | 0.1 | 0.1 | 0.1 | 0.1 | 0.1 | 0.1 | From eQ_Lib.dat in MASControl 2017
D_ECC_Caf_LitLF_Yr | Lighting | FRACTION | Sun | 2014-06-01 | 2014-08-07 | Constant | 0.035 | [23 empty] | From eQ_Lib.dat in MASControl 2017
D_ECC_Caf_LitLF_Yr | Lighting | FRACTION | SmrDsn | 2014-08-08 | 2014-08-16 | Constant | 1 | [23 empty] | From eQ_Lib.dat in MASControl 2017
D_ECC_Caf_LitLF_Yr | Lighting | FRACTION | WntrDsn | 2014-08-08 | 2014-08-16 | Constant | 0 | [23 empty] | From eQ_Lib.dat in MASControl 2017
D_ECC_Caf_LitLF_Yr | Lighting | FRACTION | Default | 2014-08-08 | 2014-08-16 | Constant | 0.035 | [23 empty] | From eQ_Lib.dat in MASControl 2017
D_ECC_Caf_LitLF_Yr | Lighting | FRACTION | Default¦Wkdy | 2014-08-17 | 2014-12-11 | Hourly | 0.1 | 0.1 | 0.1 | 0.1 | 0.1 | 0.2 | 0.3 | 0.5 | 0.8 | 0.9 | 0.9 | 0.9 | 0.9 | 0.9 | 0.9 | 0.9 | 0.8 | 0.25 | 0.1 | 0.1 | 0.1 | 0.1 | 0.1 | 0.1 | From eQ_Lib.dat in MASControl 2017
D_ECC_Caf_LitLF_Yr | Lighting | FRACTION | Sat | 2014-08-17 | 2014-12-11 | Hourly | 0.1 | 0.1 | 0.1 | 0.1 | 0.1 | 0.15 | 0.225 | 0.375 | 0.6 | 0.675 | 0.675 | 0.675 | 0.675 | 0.675 | 0.675 | 0.675 | 0.6 | 0.2 | 0.1 | 0.1 | 0.1 | 0.1 | 0.1 | 0.1 | From eQ_Lib.dat in MASControl 2017
D_ECC_Caf_LitLF_Yr | Lighting | FRACTION | Sun | 2014-08-17 | 2014-12-11 | Constant | 0.05 | [23 empty] | From eQ_Lib.dat in MASControl 2017
D_ECC_Caf_LitLF_Yr | Lighting | FRACTION | SmrDsn | 2014-12-12 | 2014-12-31 | Constant | 1 | [23 empty] | From eQ_Lib.dat in MASControl 2017
D_ECC_Caf_LitLF_Yr | Lighting | FRACTION | WntrDsn | 2014-12-12 | 2014-12-31 | Constant | 0 | [23 empty] | From eQ_Lib.dat in MASControl 2017
D_ECC_Caf_LitLF_Yr | Lighting | FRACTION | Default | 2014-12-12 | 2014-12-31 | Constant | 0.035 | [23 empty] | From eQ_Lib.dat in MASControl 2017
D_ECC_Caf_LitLF_Yr | Lighting | FRACTION | WntrDsn | 2014-01-01 | 2014-12-31 | Constant | 0 | [23 empty] | From eQ_Lib.dat in MASControl 2017
D_ECC_Caf_LitLF_Yr | Lighting | FRACTION | SmrDsn | 2014-01-01 | 2014-12-31 | Constant | 1 | [23 empty] | From eQ_Lib.dat in MASControl 2017
D_ECC_Caf_LitLF_Yr | Lighting | FRACTION | Hol | 2014-01-01 | 2014-12-31 | Constant | 0.035 | [23 empty] | From eQ_Lib.dat in MASControl 2017
D_ECC_Caf_LitSp_Yr | Lighting | FRACTION | SmrDsn | 2014-01-01 | 2014-01-11 | Constant | 1 | [23 empty] | From eQ_Lib.dat in MASControl 2017
D_ECC_Caf_LitSp_Yr | Lighting | FRACTION | WntrDsn | 2014-01-01 | 2014-01-11 | Constant | 0 | [23 empty] | From eQ_Lib.dat in MASControl 2017
D_ECC_Caf_LitSp_Yr | Lighting | FRACTION | Default | 2014-01-01 | 2014-01-11 | Constant | 0.035 | [23 empty] | From eQ_Lib.dat in MASControl 2017
D_ECC_Caf_LitSp_Yr | Lighting | FRACTION | Default¦Wkdy | 2014-01-12 | 2014-04-03 | Hourly | 0.1 | 0.1 | 0.1 | 0.1 | 0.1 | 0.2 | 0.3 | 0.5 | 0.8 | 0.9 | 0.9 | 0.9 | 0.9 | 0.9 | 0.9 | 0.9 | 0.8 | 0.25 | 0.1 | 0.1 | 0.1 | 0.1 | 0.1 | 0.1 | From eQ_Lib.dat in MASControl 2017
D_ECC_Caf_LitSp_Yr | Lighting | FRACTION | Sat | 2014-01-12 | 2014-04-03 | Hourly | 0.1 | 0.1 | 0.1 | 0.1 | 0.1 | 0.15 | 0.225 | 0.375 | 0.6 | 0.675 | 0.675 | 0.675 | 0.675 | 0.675 | 0.675 | 0.675 | 0.6 | 0.2 | 0.1 | 0.1 | 0.1 | 0.1 | 0.1 | 0.1 | From eQ_Lib.dat in MASControl 2017
D_ECC_Caf_LitSp_Yr | Lighting | FRACTION | Sun | 2014-01-12 | 2014-04-03 | Constant | 0.05 | [23 empty] | From eQ_Lib.dat in MASControl 2017
D_ECC_Caf_LitSp_Yr | Lighting | FRACTION | SmrDsn | 2014-04-04 | 2014-04-12 | Constant | 1 | [23 empty] | From eQ_Lib.dat in MASControl 2017
D_ECC_Caf_LitSp_Yr | Lighting | FRACTION | WntrDsn | 2014-04-04 | 2014-04-12 | Constant | 0 | [23 empty] | From eQ_Lib.dat in MASControl 2017
D_ECC_Caf_LitSp_Yr | Lighting | FRACTION | Default | 2014-04-04 | 2014-04-12 | Constant | 0.035 | [23 empty] | From eQ_Lib.dat in MASControl 2017
D_ECC_Caf_LitSp_Yr | Lighting | FRACTION | Default¦Wkdy | 2014-04-13 | 2014-05-22 | Hourly | 0.1 | 0.1 | 0.1 | 0.1 | 0.1 | 0.2 | 0.3 | 0.5 | 0.8 | 0.9 | 0.9 | 0.9 | 0.9 | 0.9 | 0.9 | 0.9 | 0.8 | 0.25 | 0.1 | 0.1 | 0.1 | 0.1 | 0.1 | 0.1 | From eQ_Lib.dat in MASControl 2017
D_ECC_Caf_LitSp_Yr | Lighting | FRACTION | Sat | 2014-04-13 | 2014-05-22 | Hourly | 0.1 | 0.1 | 0.1 | 0.1 | 0.1 | 0.15 | 0.225 | 0.375 | 0.6 | 0.675 | 0.675 | 0.675 | 0.675 | 0.675 | 0.675 | 0.675 | 0.6 | 0.2 | 0.1 | 0.1 | 0.1 | 0.1 | 0.1 | 0.1 | From eQ_Lib.dat in MASControl 2017
D_ECC_Caf_LitSp_Yr | Lighting | FRACTION | Sun | 2014-04-13 | 2014-05-22 | Constant | 0.05 | [23 empty] | From eQ_Lib.dat in MASControl 2017
D_ECC_Caf_LitSp_Yr | Lighting | FRACTION | SmrDsn | 2014-05-23 | 2014-05-31 | Constant | 1 | [23 empty] | From eQ_Lib.dat in MASControl 2017
D_ECC_Caf_LitSp_Yr | Lighting | FRACTION | WntrDsn | 2014-05-23 | 2014-05-31 | Constant | 0 | [23 empty] | From eQ_Lib.dat in MASControl 2017
D_ECC_Caf_LitSp_Yr | Lighting | FRACTION | Default | 2014-05-23 | 2014-05-31 | Constant | 0.035 | [23 empty] | From eQ_Lib.dat in MASControl 2017
D_ECC_Caf_LitSp_Yr | Lighting | FRACTION | Default¦Wkdy | 2014-06-01 | 2014-08-07 | Hourly | 0.1 | 0.1 | 0.1 | 0.1 | 0.1 | 0.1356 | 0.2107 | 0.3214 | 0.5625 | 0.5625 | 0.5625 | 0.5625 | 0.5625 | 0.5625 | 0.5625 | 0.5625 | 0.5625 | 0.183 | 0.1 | 0.1 | 0.1 | 0.1 | 0.1 | 0.1 | From eQ_Lib.dat in MASControl 2017
D_ECC_Caf_LitSp_Yr | Lighting | FRACTION | Sat | 2014-06-01 | 2014-08-07 | Hourly | 0.1 | 0.1 | 0.1 | 0.1 | 0.1 | 0.1403 | 0.1403 | 0.1806 | 0.2813 | 0.2813 | 0.2813 | 0.2813 | 0.2813 | 0.2813 | 0.2813 | 0.2813 | 0.1302 | 0.1 | 0.1 | 0.1 | 0.1 | 0.1 | 0.1 | 0.1 | From eQ_Lib.dat in MASControl 2017
D_ECC_Caf_LitSp_Yr | Lighting | FRACTION | Sun | 2014-06-01 | 2014-08-07 | Constant | 0.035 | [23 empty] | From eQ_Lib.dat in MASControl 2017
D_ECC_Caf_LitSp_Yr | Lighting | FRACTION | SmrDsn | 2014-08-08 | 2014-08-16 | Constant | 1 | [23 empty] | From eQ_Lib.dat in MASControl 2017
D_ECC_Caf_LitSp_Yr | Lighting | FRACTION | WntrDsn | 2014-08-08 | 2014-08-16 | Constant | 0 | [23 empty] | From eQ_Lib.dat in MASControl 2017
D_ECC_Caf_LitSp_Yr | Lighting | FRACTION | Default | 2014-08-08 | 2014-08-16 | Constant | 0.035 | [23 empty] | From eQ_Lib.dat in MASControl 2017
D_ECC_Caf_LitSp_Yr | Lighting | FRACTION | Default¦Wkdy | 2014-08-17 | 2014-12-11 | Hourly | 0.1 | 0.1 | 0.1 | 0.1 | 0.1 | 0.2 | 0.3 | 0.5 | 0.8 | 0.9 | 0.9 | 0.9 | 0.9 | 0.9 | 0.9 | 0.9 | 0.8 | 0.25 | 0.1 | 0.1 | 0.1 | 0.1 | 0.1 | 0.1 | From eQ_Lib.dat in MASControl 2017
D_ECC_Caf_LitSp_Yr | Lighting | FRACTION | Sat | 2014-08-17 | 2014-12-11 | Hourly | 0.1 | 0.1 | 0.1 | 0.1 | 0.1 | 0.15 | 0.225 | 0.375 | 0.6 | 0.675 | 0.675 | 0.675 | 0.675 | 0.675 | 0.675 | 0.675 | 0.6 | 0.2 | 0.1 | 0.1 | 0.1 | 0.1 | 0.1 | 0.1 | From eQ_Lib.dat in MASControl 2017
D_ECC_Caf_LitSp_Yr | Lighting | FRACTION | Sun | 2014-08-17 | 2014-12-11 | Constant | 0.05 | [23 empty] | From eQ_Lib.dat in MASControl 2017
D_ECC_Caf_LitSp_Yr | Lighting | FRACTION | SmrDsn | 2014-12-12 | 2014-12-31 | Constant | 1 | [23 empty] | From eQ_Lib.dat in MASControl 2017
D_ECC_Caf_LitSp_Yr | Lighting | FRACTION | WntrDsn | 2014-12-12 | 2014-12-31 | Constant | 0 | [23 empty] | From eQ_Lib.dat in MASControl 2017
D_ECC_Caf_LitSp_Yr | Lighting | FRACTION | Default | 2014-12-12 | 2014-12-31 | Constant | 0.035 | [23 empty] | From eQ_Lib.dat in MASControl 2017
D_ECC_Caf_LitSp_Yr | Lighting | FRACTION | WntrDsn | 2014-01-01 | 2014-12-31 | Constant | 0 | [23 empty] | From eQ_Lib.dat in MASControl 2017
D_ECC_Caf_LitSp_Yr | Lighting | FRACTION | SmrDsn | 2014-01-01 | 2014-12-31 | Constant | 1 | [23 empty] | From eQ_Lib.dat in MASControl 2017
D_ECC_Caf_LitSp_Yr | Lighting | FRACTION | Hol | 2014-01-01 | 2014-12-31 | Constant | 0.035 | [23 empty] | From eQ_Lib.dat in MASControl 2017
D_ECC_Caf_Misc_Yr | Equipment | FRACTION | SmrDsn | 2014-01-01 | 2014-01-11 | Constant | 1 | [23 empty] | From eQ_Lib.dat in MASControl 2017
D_ECC_Caf_Misc_Yr | Equipment | FRACTION | WntrDsn | 2014-01-01 | 2014-01-11 | Constant | 0 | [23 empty] | From eQ_Lib.dat in MASControl 2017
D_ECC_Caf_Misc_Yr | Equipment | FRACTION | Default | 2014-01-01 | 2014-01-11 | Constant | 0.02 | [23 empty] | From eQ_Lib.dat in MASControl 2017
D_ECC_Caf_Misc_Yr | Equipment | FRACTION | Default¦Wkdy | 2014-01-12 | 2014-04-03 | Hourly | 0 | 0 | 0 | 0 | 0 | 0 | 0.6 | 0.6 | 0.6 | 0.6 | 0.6 | 0.8 | 0.9 | 0.8 | 0.6 | 0.6 | 0.6 | 0.2 | 0 | 0 | 0 | 0 | 0 | 0 | From eQ_Lib.dat in MASControl 2017
D_ECC_Caf_Misc_Yr | Equipment | FRACTION | Sat | 2014-01-12 | 2014-04-03 | Hourly | 0 | 0 | 0 | 0 | 0 | 0 | 0.5 | 0.5 | 0.5 | 0.5 | 0.5 | 0.65 | 0.75 | 0.65 | 0.5 | 0.5 | 0.2 | 0 | 0 | 0 | 0 | 0 | 0 | 0 | From eQ_Lib.dat in MASControl 2017
D_ECC_Caf_Misc_Yr | Equipment | FRACTION | Sun | 2014-01-12 | 2014-04-03 | Constant | 0.02 | [23 empty] | From eQ_Lib.dat in MASControl 2017
D_ECC_Caf_Misc_Yr | Equipment | FRACTION | SmrDsn | 2014-04-04 | 2014-04-12 | Constant | 1 | [23 empty] | From eQ_Lib.dat in MASControl 2017
D_ECC_Caf_Misc_Yr | Equipment | FRACTION | WntrDsn | 2014-04-04 | 2014-04-12 | Constant | 0 | [23 empty] | From eQ_Lib.dat in MASControl 2017
D_ECC_Caf_Misc_Yr | Equipment | FRACTION | Default | 2014-04-04 | 2014-04-12 | Constant | 0.02 | [23 empty] | From eQ_Lib.dat in MASControl 2017
D_ECC_Caf_Misc_Yr | Equipment | FRACTION | Default¦Wkdy | 2014-04-13 | 2014-05-22 | Hourly | 0 | 0 | 0 | 0 | 0 | 0 | 0.6 | 0.6 | 0.6 | 0.6 | 0.6 | 0.8 | 0.9 | 0.8 | 0.6 | 0.6 | 0.6 | 0.2 | 0 | 0 | 0 | 0 | 0 | 0 | From eQ_Lib.dat in MASControl 2017
D_ECC_Caf_Misc_Yr | Equipment | FRACTION | Sat | 2014-04-13 | 2014-05-22 | Hourly | 0 | 0 | 0 | 0 | 0 | 0 | 0.5 | 0.5 | 0.5 | 0.5 | 0.5 | 0.65 | 0.75 | 0.65 | 0.5 | 0.5 | 0.2 | 0 | 0 | 0 | 0 | 0 | 0 | 0 | From eQ_Lib.dat in MASControl 2017
D_ECC_Caf_Misc_Yr | Equipment | FRACTION | Sun | 2014-04-13 | 2014-05-22 | Constant | 0.02 | [23 empty] | From eQ_Lib.dat in MASControl 2017
D_ECC_Caf_Misc_Yr | Equipment | FRACTION | SmrDsn | 2014-05-23 | 2014-05-31 | Constant | 1 | [23 empty] | From eQ_Lib.dat in MASControl 2017
D_ECC_Caf_Misc_Yr | Equipment | FRACTION | WntrDsn | 2014-05-23 | 2014-05-31 | Constant | 0 | [23 empty] | From eQ_Lib.dat in MASControl 2017
D_ECC_Caf_Misc_Yr | Equipment | FRACTION | Default | 2014-05-23 | 2014-05-31 | Constant | 0.02 | [23 empty] | From eQ_Lib.dat in MASControl 2017
D_ECC_Caf_Misc_Yr | Equipment | FRACTION | Default¦Wkdy | 2014-06-01 | 2014-08-07 | Hourly | 0 | 0 | 0 | 0 | 0 | 0 | 0.45 | 0.45 | 0.45 | 0.45 | 0.45 | 0.6 | 0.675 | 0.6 | 0.45 | 0.45 | 0.45 | 0.15 | 0 | 0 | 0 | 0 | 0 | 0 | From eQ_Lib.dat in MASControl 2017
D_ECC_Caf_Misc_Yr | Equipment | FRACTION | Sat | 2014-06-01 | 2014-08-07 | Hourly | 0 | 0 | 0 | 0 | 0 | 0 | 0.375 | 0.375 | 0.375 | 0.375 | 0.375 | 0.4875 | 0.5625 | 0.4875 | 0.375 | 0.375 | 0.15 | 0 | 0 | 0 | 0 | 0 | 0 | 0 | From eQ_Lib.dat in MASControl 2017
D_ECC_Caf_Misc_Yr | Equipment | FRACTION | Sun | 2014-06-01 | 2014-08-07 | Constant | 0.02 | [23 empty] | From eQ_Lib.dat in MASControl 2017
D_ECC_Caf_Misc_Yr | Equipment | FRACTION | SmrDsn | 2014-08-08 | 2014-08-16 | Constant | 1 | [23 empty] | From eQ_Lib.dat in MASControl 2017
D_ECC_Caf_Misc_Yr | Equipment | FRACTION | WntrDsn | 2014-08-08 | 2014-08-16 | Constant | 0 | [23 empty] | From eQ_Lib.dat in MASControl 2017
D_ECC_Caf_Misc_Yr | Equipment | FRACTION | Default | 2014-08-08 | 2014-08-16 | Constant | 0.02 | [23 empty] | From eQ_Lib.dat in MASControl 2017
D_ECC_Caf_Misc_Yr | Equipment | FRACTION | Default¦Wkdy | 2014-08-17 | 2014-12-11 | Hourly | 0 | 0 | 0 | 0 | 0 | 0 | 0.6 | 0.6 | 0.6 | 0.6 | 0.6 | 0.8 | 0.9 | 0.8 | 0.6 | 0.6 | 0.6 | 0.2 | 0 | 0 | 0 | 0 | 0 | 0 | From eQ_Lib.dat in MASControl 2017
D_ECC_Caf_Misc_Yr | Equipment | FRACTION | Sat | 2014-08-17 | 2014-12-11 | Hourly | 0 | 0 | 0 | 0 | 0 | 0 | 0.5 | 0.5 | 0.5 | 0.5 | 0.5 | 0.65 | 0.75 | 0.65 | 0.5 | 0.5 | 0.2 | 0 | 0 | 0 | 0 | 0 | 0 | 0 | From eQ_Lib.dat in MASControl 2017
D_ECC_Caf_Misc_Yr | Equipment | FRACTION | Sun | 2014-08-17 | 2014-12-11 | Constant | 0.02 | [23 empty] | From eQ_Lib.dat in MASControl 2017
D_ECC_Caf_Misc_Yr | Equipment | FRACTION | SmrDsn | 2014-12-12 | 2014-12-31 | Constant | 1 | [23 empty] | From eQ_Lib.dat in MASControl 2017
D_ECC_Caf_Misc_Yr | Equipment | FRACTION | WntrDsn | 2014-12-12 | 2014-12-31 | Constant | 0 | [23 empty] | From eQ_Lib.dat in MASControl 2017
D_ECC_Caf_Misc_Yr | Equipment | FRACTION | Default | 2014-12-12 | 2014-12-31 | Constant | 0.02 | [23 empty] | From eQ_Lib.dat in MASControl 2017
D_ECC_Caf_Misc_Yr | Equipment | FRACTION | WntrDsn | 2014-01-01 | 2014-12-31 | Constant | 0 | [23 empty] | From eQ_Lib.dat in MASControl 2017
D_ECC_Caf_Misc_Yr | Equipment | FRACTION | SmrDsn | 2014-01-01 | 2014-12-31 | Constant | 1 | [23 empty] | From eQ_Lib.dat in MASControl 2017
D_ECC_Caf_Misc_Yr | Equipment | FRACTION | Hol | 2014-01-01 | 2014-12-31 | Constant | 0.02 | [23 empty] | From eQ_Lib.dat in MASControl 2017
D_ECC_Caf_Occup_Yr | Occupancy | FRACTION | SmrDsn | 2014-01-01 | 2014-01-11 | Constant | 1 | [23 empty] | From eQ_Lib.dat in MASControl 2017
D_ECC_Caf_Occup_Yr | Occupancy | FRACTION | WntrDsn | 2014-01-01 | 2014-01-11 | Constant | 0 | [23 empty] | From eQ_Lib.dat in MASControl 2017
D_ECC_Caf_Occup_Yr | Occupancy | FRACTION | Default | 2014-01-01 | 2014-01-11 | Constant | 0 | [23 empty] | From eQ_Lib.dat in MASControl 2017
D_ECC_Caf_Occup_Yr | Occupancy | FRACTION | Default¦Wkdy | 2014-01-12 | 2014-04-03 | Hourly | 0 | 0 | 0 | 0 | 0 | 0 | 0 | 0.2 | 0.5 | 0.4 | 0.3 | 0.8 | 0.9 | 0.3 | 0.3 | 0.3 | 0.3 | 0.1 | 0 | 0 | 0 | 0 | 0 | 0 | From eQ_Lib.dat in MASControl 2017
D_ECC_Caf_Occup_Yr | Occupancy | FRACTION | Sat | 2014-01-12 | 2014-04-03 | Hourly | 0 | 0 | 0 | 0 | 0 | 0 | 0 | 0.0778 | 0.1945 | 0.1556 | 0.1167 | 0.3112 | 0.3501 | 0.1167 | 0.1167 | 0.1167 | 0.0389 | 0 | 0 | 0 | 0 | 0 | 0 | 0 | From eQ_Lib.dat in MASControl 2017
D_ECC_Caf_Occup_Yr | Occupancy | FRACTION | Sun | 2014-01-12 | 2014-04-03 | Constant | 0 | [23 empty] | From eQ_Lib.dat in MASControl 2017
D_ECC_Caf_Occup_Yr | Occupancy | FRACTION | SmrDsn | 2014-04-04 | 2014-04-12 | Constant | 1 | [23 empty] | From eQ_Lib.dat in MASControl 2017
D_ECC_Caf_Occup_Yr | Occupancy | FRACTION | WntrDsn | 2014-04-04 | 2014-04-12 | Constant | 0 | [23 empty] | From eQ_Lib.dat in MASControl 2017
D_ECC_Caf_Occup_Yr | Occupancy | FRACTION | Default | 2014-04-04 | 2014-04-12 | Constant | 0 | [23 empty] | From eQ_Lib.dat in MASControl 2017
D_ECC_Caf_Occup_Yr | Occupancy | FRACTION | Default¦Wkdy | 2014-04-13 | 2014-05-22 | Hourly | 0 | 0 | 0 | 0 | 0 | 0 | 0 | 0.2 | 0.5 | 0.4 | 0.3 | 0.8 | 0.9 | 0.3 | 0.3 | 0.3 | 0.3 | 0.1 | 0 | 0 | 0 | 0 | 0 | 0 | From eQ_Lib.dat in MASControl 2017
D_ECC_Caf_Occup_Yr | Occupancy | FRACTION | Sat | 2014-04-13 | 2014-05-22 | Hourly | 0 | 0 | 0 | 0 | 0 | 0 | 0 | 0.0778 | 0.1945 | 0.1556 | 0.1167 | 0.3112 | 0.3501 | 0.1167 | 0.1167 | 0.1167 | 0.0389 | 0 | 0 | 0 | 0 | 0 | 0 | 0 | From eQ_Lib.dat in MASControl 2017
D_ECC_Caf_Occup_Yr | Occupancy | FRACTION | Sun | 2014-04-13 | 2014-05-22 | Constant | 0 | [23 empty] | From eQ_Lib.dat in MASControl 2017
D_ECC_Caf_Occup_Yr | Occupancy | FRACTION | SmrDsn | 2014-05-23 | 2014-05-31 | Constant | 1 | [23 empty] | From eQ_Lib.dat in MASControl 2017
D_ECC_Caf_Occup_Yr | Occupancy | FRACTION | WntrDsn | 2014-05-23 | 2014-05-31 | Constant | 0 | [23 empty] | From eQ_Lib.dat in MASControl 2017
D_ECC_Caf_Occup_Yr | Occupancy | FRACTION | Default | 2014-05-23 | 2014-05-31 | Constant | 0 | [23 empty] | From eQ_Lib.dat in MASControl 2017
D_ECC_Caf_Occup_Yr | Occupancy | FRACTION | Default¦Wkdy | 2014-06-01 | 2014-08-07 | Hourly | 0 | 0 | 0 | 0 | 0 | 0 | 0 | 0.08 | 0.2 | 0.16 | 0.12 | 0.32 | 0.36 | 0.12 | 0.12 | 0.12 | 0.12 | 0.04 | 0 | 0 | 0 | 0 | 0 | 0 | From eQ_Lib.dat in MASControl 2017
D_ECC_Caf_Occup_Yr | Occupancy | FRACTION | Sat | 2014-06-01 | 2014-08-07 | Hourly | 0 | 0 | 0 | 0 | 0 | 0 | 0 | 0.0231 | 0.0578 | 0.0462 | 0.0347 | 0.0925 | 0.104 | 0.0347 | 0.0347 | 0.0347 | 0.0116 | 0 | 0 | 0 | 0 | 0 | 0 | 0 | From eQ_Lib.dat in MASControl 2017
D_ECC_Caf_Occup_Yr | Occupancy | FRACTION | Sun | 2014-06-01 | 2014-08-07 | Constant | 0 | [23 empty] | From eQ_Lib.dat in MASControl 2017
D_ECC_Caf_Occup_Yr | Occupancy | FRACTION | SmrDsn | 2014-08-08 | 2014-08-16 | Constant | 1 | [23 empty] | From eQ_Lib.dat in MASControl 2017
D_ECC_Caf_Occup_Yr | Occupancy | FRACTION | WntrDsn | 2014-08-08 | 2014-08-16 | Constant | 0 | [23 empty] | From eQ_Lib.dat in MASControl 2017
D_ECC_Caf_Occup_Yr | Occupancy | FRACTION | Default | 2014-08-08 | 2014-08-16 | Constant | 0 | [23 empty] | From eQ_Lib.dat in MASControl 2017
D_ECC_Caf_Occup_Yr | Occupancy | FRACTION | Default¦Wkdy | 2014-08-17 | 2014-12-11 | Hourly | 0 | 0 | 0 | 0 | 0 | 0 | 0 | 0.2 | 0.5 | 0.4 | 0.3 | 0.8 | 0.9 | 0.3 | 0.3 | 0.3 | 0.3 | 0.1 | 0 | 0 | 0 | 0 | 0 | 0 | From eQ_Lib.dat in MASControl 2017
D_ECC_Caf_Occup_Yr | Occupancy | FRACTION | Sat | 2014-08-17 | 2014-12-11 | Hourly | 0 | 0 | 0 | 0 | 0 | 0 | 0 | 0.0778 | 0.1945 | 0.1556 | 0.1167 | 0.3112 | 0.3501 | 0.1167 | 0.1167 | 0.1167 | 0.0389 | 0 | 0 | 0 | 0 | 0 | 0 | 0 | From eQ_Lib.dat in MASControl 2017
D_ECC_Caf_Occup_Yr | Occupancy | FRACTION | Sun | 2014-08-17 | 2014-12-11 | Constant | 0 | [23 empty] | From eQ_Lib.dat in MASControl 2017
D_ECC_Caf_Occup_Yr | Occupancy | FRACTION | SmrDsn | 2014-12-12 | 2014-12-31 | Constant | 1 | [23 empty] | From eQ_Lib.dat in MASControl 2017
D_ECC_Caf_Occup_Yr | Occupancy | FRACTION | WntrDsn | 2014-12-12 | 2014-12-31 | Constant | 0 | [23 empty] | From eQ_Lib.dat in MASControl 2017
D_ECC_Caf_Occup_Yr | Occupancy | FRACTION | Default | 2014-12-12 | 2014-12-31 | Constant | 0 | [23 empty] | From eQ_Lib.dat in MASControl 2017
D_ECC_Caf_Occup_Yr | Occupancy | FRACTION | WntrDsn | 2014-01-01 | 2014-12-31 | Constant | 0 | [23 empty] | From eQ_Lib.dat in MASControl 2017
D_ECC_Caf_Occup_Yr | Occupancy | FRACTION | SmrDsn | 2014-01-01 | 2014-12-31 | Constant | 1 | [23 empty] | From eQ_Lib.dat in MASControl 2017
D_ECC_Caf_Occup_Yr | Occupancy | FRACTION | Hol | 2014-01-01 | 2014-12-31 | Constant | 0 | [23 empty] | From eQ_Lib.dat in MASControl 2017
D_ECC_Clrm_LitCFL_Yr | Lighting | FRACTION | SmrDsn | 2014-01-01 | 2014-01-11 | Constant | 1 | [23 empty] | From eQ_Lib.dat in MASControl 2017
D_ECC_Clrm_LitCFL_Yr | Lighting | FRACTION | WntrDsn | 2014-01-01 | 2014-01-11 | Constant | 0 | [23 empty] | From eQ_Lib.dat in MASControl 2017
D_ECC_Clrm_LitCFL_Yr | Lighting | FRACTION | Default | 2014-01-01 | 2014-01-11 | Constant | 0.02 | [23 empty] | From eQ_Lib.dat in MASControl 2017
D_ECC_Clrm_LitCFL_Yr | Lighting | FRACTION | Default¦Wkdy | 2014-01-12 | 2014-04-03 | Hourly | 0.065 | 0.065 | 0.065 | 0.065 | 0.065 | 0.725 | 0.725 | 0.725 | 0.725 | 0.725 | 0.725 | 0.505 | 0.505 | 0.505 | 0.505 | 0.505 | 0.505 | 0.725 | 0.725 | 0.725 | 0.725 | 0.065 | 0.065 | 0.065 | From eQ_Lib.dat in MASControl 2017
D_ECC_Clrm_LitCFL_Yr | Lighting | FRACTION | Sat | 2014-01-12 | 2014-04-03 | Hourly | 0.065 | 0.065 | 0.065 | 0.065 | 0.065 | 0.065 | 0.065 | 0.35 | 0.35 | 0.35 | 0.35 | 0.35 | 0.35 | 0.35 | 0.35 | 0.35 | 0.065 | 0.065 | 0.065 | 0.065 | 0.065 | 0.065 | 0.065 | 0.065 | From eQ_Lib.dat in MASControl 2017
D_ECC_Clrm_LitCFL_Yr | Lighting | FRACTION | Sun | 2014-01-12 | 2014-04-03 | Constant | 0.05 | [23 empty] | From eQ_Lib.dat in MASControl 2017
D_ECC_Clrm_LitCFL_Yr | Lighting | FRACTION | SmrDsn | 2014-04-04 | 2014-04-12 | Constant | 1 | [23 empty] | From eQ_Lib.dat in MASControl 2017
D_ECC_Clrm_LitCFL_Yr | Lighting | FRACTION | WntrDsn | 2014-04-04 | 2014-04-12 | Constant | 0 | [23 empty] | From eQ_Lib.dat in MASControl 2017
D_ECC_Clrm_LitCFL_Yr | Lighting | FRACTION | Default | 2014-04-04 | 2014-04-12 | Constant | 0.02 | [23 empty] | From eQ_Lib.dat in MASControl 2017
D_ECC_Clrm_LitCFL_Yr | Lighting | FRACTION | Default¦Wkdy | 2014-04-13 | 2014-05-22 | Hourly | 0.065 | 0.065 | 0.065 | 0.065 | 0.065 | 0.725 | 0.725 | 0.725 | 0.725 | 0.725 | 0.725 | 0.505 | 0.505 | 0.505 | 0.505 | 0.505 | 0.505 | 0.725 | 0.725 | 0.725 | 0.725 | 0.065 | 0.065 | 0.065 | From eQ_Lib.dat in MASControl 2017
D_ECC_Clrm_LitCFL_Yr | Lighting | FRACTION | Sat | 2014-04-13 | 2014-05-22 | Hourly | 0.065 | 0.065 | 0.065 | 0.065 | 0.065 | 0.065 | 0.065 | 0.35 | 0.35 | 0.35 | 0.35 | 0.35 | 0.35 | 0.35 | 0.35 | 0.35 | 0.065 | 0.065 | 0.065 | 0.065 | 0.065 | 0.065 | 0.065 | 0.065 | From eQ_Lib.dat in MASControl 2017
D_ECC_Clrm_LitCFL_Yr | Lighting | FRACTION | Sun | 2014-04-13 | 2014-05-22 | Constant | 0.05 | [23 empty] | From eQ_Lib.dat in MASControl 2017
D_ECC_Clrm_LitCFL_Yr | Lighting | FRACTION | SmrDsn | 2014-05-23 | 2014-05-31 | Constant | 1 | [23 empty] | From eQ_Lib.dat in MASControl 2017
D_ECC_Clrm_LitCFL_Yr | Lighting | FRACTION | WntrDsn | 2014-05-23 | 2014-05-31 | Constant | 0 | [23 empty] | From eQ_Lib.dat in MASControl 2017
D_ECC_Clrm_LitCFL_Yr | Lighting | FRACTION | Default | 2014-05-23 | 2014-05-31 | Constant | 0.02 | [23 empty] | From eQ_Lib.dat in MASControl 2017
D_ECC_Clrm_LitCFL_Yr | Lighting | FRACTION | Default¦Wkdy | 2014-06-01 | 2014-08-07 | Hourly | 0.065 | 0.065 | 0.065 | 0.065 | 0.065 | 0.5438 | 0.5438 | 0.5438 | 0.5438 | 0.5438 | 0.5438 | 0.3842 | 0.3842 | 0.3842 | 0.3842 | 0.3842 | 0.3842 | 0.5438 | 0.5438 | 0.065 | 0.065 | 0.065 | 0.065 | 0.065 | From eQ_Lib.dat in MASControl 2017
D_ECC_Clrm_LitCFL_Yr | Lighting | FRACTION | Sat | 2014-06-01 | 2014-08-07 | Hourly | 0.065 | 0.065 | 0.065 | 0.065 | 0.065 | 0.065 | 0.065 | 0.2625 | 0.2625 | 0.2625 | 0.2625 | 0.2625 | 0.2625 | 0.2625 | 0.065 | 0.065 | 0.065 | 0.065 | 0.065 | 0.065 | 0.065 | 0.065 | 0.065 | 0.065 | From eQ_Lib.dat in MASControl 2017
D_ECC_Clrm_LitCFL_Yr | Lighting | FRACTION | Sun | 2014-06-01 | 2014-08-07 | Constant | 0.035 | [23 empty] | From eQ_Lib.dat in MASControl 2017
D_ECC_Clrm_LitCFL_Yr | Lighting | FRACTION | SmrDsn | 2014-08-08 | 2014-08-16 | Constant | 1 | [23 empty] | From eQ_Lib.dat in MASControl 2017
D_ECC_Clrm_LitCFL_Yr | Lighting | FRACTION | WntrDsn | 2014-08-08 | 2014-08-16 | Constant | 0 | [23 empty] | From eQ_Lib.dat in MASControl 2017
D_ECC_Clrm_LitCFL_Yr | Lighting | FRACTION | Default | 2014-08-08 | 2014-08-16 | Constant | 0.02 | [23 empty] | From eQ_Lib.dat in MASControl 2017
D_ECC_Clrm_LitCFL_Yr | Lighting | FRACTION | Default¦Wkdy | 2014-08-17 | 2014-12-11 | Hourly | 0.065 | 0.065 | 0.065 | 0.065 | 0.065 | 0.725 | 0.725 | 0.725 | 0.725 | 0.725 | 0.725 | 0.505 | 0.505 | 0.505 | 0.505 | 0.505 | 0.505 | 0.725 | 0.725 | 0.725 | 0.725 | 0.065 | 0.065 | 0.065 | From eQ_Lib.dat in MASControl 2017
D_ECC_Clrm_LitCFL_Yr | Lighting | FRACTION | Sat | 2014-08-17 | 2014-12-11 | Hourly | 0.065 | 0.065 | 0.065 | 0.065 | 0.065 | 0.065 | 0.065 | 0.35 | 0.35 | 0.35 | 0.35 | 0.35 | 0.35 | 0.35 | 0.35 | 0.35 | 0.065 | 0.065 | 0.065 | 0.065 | 0.065 | 0.065 | 0.065 | 0.065 | From eQ_Lib.dat in MASControl 2017
D_ECC_Clrm_LitCFL_Yr | Lighting | FRACTION | Sun | 2014-08-17 | 2014-12-11 | Constant | 0.05 | [23 empty] | From eQ_Lib.dat in MASControl 2017
D_ECC_Clrm_LitCFL_Yr | Lighting | FRACTION | SmrDsn | 2014-12-12 | 2014-12-31 | Constant | 1 | [23 empty] | From eQ_Lib.dat in MASControl 2017
D_ECC_Clrm_LitCFL_Yr | Lighting | FRACTION | WntrDsn | 2014-12-12 | 2014-12-31 | Constant | 0 | [23 empty] | From eQ_Lib.dat in MASControl 2017
D_ECC_Clrm_LitCFL_Yr | Lighting | FRACTION | Default | 2014-12-12 | 2014-12-31 | Constant | 0.02 | [23 empty] | From eQ_Lib.dat in MASControl 2017
D_ECC_Clrm_LitCFL_Yr | Lighting | FRACTION | WntrDsn | 2014-01-01 | 2014-12-31 | Constant | 0 | [23 empty] | From eQ_Lib.dat in MASControl 2017
D_ECC_Clrm_LitCFL_Yr | Lighting | FRACTION | SmrDsn | 2014-01-01 | 2014-12-31 | Constant | 1 | [23 empty] | From eQ_Lib.dat in MASControl 2017
D_ECC_Clrm_LitCFL_Yr | Lighting | FRACTION | Hol | 2014-01-01 | 2014-12-31 | Constant | 0.035 | [23 empty] | From eQ_Lib.dat in MASControl 2017
D_ECC_Clrm_LitEx_Yr | Lighting | FRACTION | SmrDsn | 2014-01-01 | 2014-12-31 | Constant | 1 | [23 empty] | From eQ_Lib.dat in MASControl 2017
D_ECC_Clrm_LitEx_Yr | Lighting | FRACTION | WntrDsn | 2014-01-01 | 2014-12-31 | Constant | 0 | [23 empty] | From eQ_Lib.dat in MASControl 2017
D_ECC_Clrm_LitEx_Yr | Lighting | FRACTION | Default¦Hol | 2014-01-01 | 2014-12-31 | Constant | 1 | [23 empty] | From eQ_Lib.dat in MASControl 2017
D_ECC_Clrm_LitLF_Yr | Lighting | FRACTION | SmrDsn | 2014-01-01 | 2014-01-11 | Constant | 1 | [23 empty] | From eQ_Lib.dat in MASControl 2017
D_ECC_Clrm_LitLF_Yr | Lighting | FRACTION | WntrDsn | 2014-01-01 | 2014-01-11 | Constant | 0 | [23 empty] | From eQ_Lib.dat in MASControl 2017
D_ECC_Clrm_LitLF_Yr | Lighting | FRACTION | Default | 2014-01-01 | 2014-01-11 | Constant | 0.02 | [23 empty] | From eQ_Lib.dat in MASControl 2017
D_ECC_Clrm_LitLF_Yr | Lighting | FRACTION | Default¦Wkdy | 2014-01-12 | 2014-04-03 | Hourly | 0.1 | 0.1 | 0.1 | 0.1 | 0.1 | 0.265 | 0.43 | 0.595 | 0.76 | 0.76 | 0.76 | 0.76 | 0.76 | 0.76 | 0.76 | 0.76 | 0.76 | 0.76 | 0.595 | 0.43 | 0.265 | 0.1 | 0.1 | 0.1 | From eQ_Lib.dat in MASControl 2017
D_ECC_Clrm_LitLF_Yr | Lighting | FRACTION | Sat | 2014-01-12 | 2014-04-03 | Hourly | 0.05 | 0.05 | 0.05 | 0.05 | 0.05 | 0.05 | 0.05 | 0.25 | 0.25 | 0.25 | 0.25 | 0.25 | 0.25 | 0.25 | 0.25 | 0.25 | 0.05 | 0.05 | 0.05 | 0.05 | 0.05 | 0.05 | 0.05 | 0.05 | From eQ_Lib.dat in MASControl 2017
D_ECC_Clrm_LitLF_Yr | Lighting | FRACTION | Sun | 2014-01-12 | 2014-04-03 | Constant | 0.05 | [23 empty] | From eQ_Lib.dat in MASControl 2017
D_ECC_Clrm_LitLF_Yr | Lighting | FRACTION | SmrDsn | 2014-04-04 | 2014-04-12 | Constant | 1 | [23 empty] | From eQ_Lib.dat in MASControl 2017
D_ECC_Clrm_LitLF_Yr | Lighting | FRACTION | WntrDsn | 2014-04-04 | 2014-04-12 | Constant | 0 | [23 empty] | From eQ_Lib.dat in MASControl 2017
D_ECC_Clrm_LitLF_Yr | Lighting | FRACTION | Default | 2014-04-04 | 2014-04-12 | Constant | 0.02 | [23 empty] | From eQ_Lib.dat in MASControl 2017
D_ECC_Clrm_LitLF_Yr | Lighting | FRACTION | Default¦Wkdy | 2014-04-13 | 2014-05-22 | Hourly | 0.1 | 0.1 | 0.1 | 0.1 | 0.1 | 0.265 | 0.43 | 0.595 | 0.76 | 0.76 | 0.76 | 0.76 | 0.76 | 0.76 | 0.76 | 0.76 | 0.76 | 0.76 | 0.595 | 0.43 | 0.265 | 0.1 | 0.1 | 0.1 | From eQ_Lib.dat in MASControl 2017
D_ECC_Clrm_LitLF_Yr | Lighting | FRACTION | Sat | 2014-04-13 | 2014-05-22 | Hourly | 0.05 | 0.05 | 0.05 | 0.05 | 0.05 | 0.05 | 0.05 | 0.25 | 0.25 | 0.25 | 0.25 | 0.25 | 0.25 | 0.25 | 0.25 | 0.25 | 0.05 | 0.05 | 0.05 | 0.05 | 0.05 | 0.05 | 0.05 | 0.05 | From eQ_Lib.dat in MASControl 2017
D_ECC_Clrm_LitLF_Yr | Lighting | FRACTION | Sun | 2014-04-13 | 2014-05-22 | Constant | 0.05 | [23 empty] | From eQ_Lib.dat in MASControl 2017
D_ECC_Clrm_LitLF_Yr | Lighting | FRACTION | SmrDsn | 2014-05-23 | 2014-05-31 | Constant | 1 | [23 empty] | From eQ_Lib.dat in MASControl 2017
D_ECC_Clrm_LitLF_Yr | Lighting | FRACTION | WntrDsn | 2014-05-23 | 2014-05-31 | Constant | 0 | [23 empty] | From eQ_Lib.dat in MASControl 2017
D_ECC_Clrm_LitLF_Yr | Lighting | FRACTION | Default | 2014-05-23 | 2014-05-31 | Constant | 0.02 | [23 empty] | From eQ_Lib.dat in MASControl 2017
D_ECC_Clrm_LitLF_Yr | Lighting | FRACTION | Default¦Wkdy | 2014-06-01 | 2014-08-07 | Hourly | 0.1 | 0.1 | 0.1 | 0.1 | 0.1 | 0.1969 | 0.2938 | 0.3906 | 0.4875 | 0.4875 | 0.4875 | 0.4875 | 0.4875 | 0.4875 | 0.4875 | 0.4875 | 0.3906 | 0.2938 | 0.1969 | 0.1 | 0.1 | 0.1 | 0.1 | 0.1 | From eQ_Lib.dat in MASControl 2017
D_ECC_Clrm_LitLF_Yr | Lighting | FRACTION | Sat | 2014-06-01 | 2014-08-07 | Hourly | 0.05 | 0.05 | 0.05 | 0.05 | 0.05 | 0.05 | 0.05 | 0.1875 | 0.1875 | 0.1875 | 0.1875 | 0.1875 | 0.1875 | 0.1875 | 0.05 | 0.05 | 0.05 | 0.05 | 0.05 | 0.05 | 0.05 | 0.05 | 0.05 | 0.05 | From eQ_Lib.dat in MASControl 2017
D_ECC_Clrm_LitLF_Yr | Lighting | FRACTION | Sun | 2014-06-01 | 2014-08-07 | Constant | 0.035 | [23 empty] | From eQ_Lib.dat in MASControl 2017
D_ECC_Clrm_LitLF_Yr | Lighting | FRACTION | SmrDsn | 2014-08-08 | 2014-08-16 | Constant | 1 | [23 empty] | From eQ_Lib.dat in MASControl 2017
D_ECC_Clrm_LitLF_Yr | Lighting | FRACTION | WntrDsn | 2014-08-08 | 2014-08-16 | Constant | 0 | [23 empty] | From eQ_Lib.dat in MASControl 2017
D_ECC_Clrm_LitLF_Yr | Lighting | FRACTION | Default | 2014-08-08 | 2014-08-16 | Constant | 0.02 | [23 empty] | From eQ_Lib.dat in MASControl 2017
D_ECC_Clrm_LitLF_Yr | Lighting | FRACTION | Default¦Wkdy | 2014-08-17 | 2014-12-11 | Hourly | 0.1 | 0.1 | 0.1 | 0.1 | 0.1 | 0.265 | 0.43 | 0.595 | 0.76 | 0.76 | 0.76 | 0.76 | 0.76 | 0.76 | 0.76 | 0.76 | 0.76 | 0.76 | 0.595 | 0.43 | 0.265 | 0.1 | 0.1 | 0.1 | From eQ_Lib.dat in MASControl 2017
D_ECC_Clrm_LitLF_Yr | Lighting | FRACTION | Sat | 2014-08-17 | 2014-12-11 | Hourly | 0.05 | 0.05 | 0.05 | 0.05 | 0.05 | 0.05 | 0.05 | 0.25 | 0.25 | 0.25 | 0.25 | 0.25 | 0.25 | 0.25 | 0.25 | 0.25 | 0.05 | 0.05 | 0.05 | 0.05 | 0.05 | 0.05 | 0.05 | 0.05 | From eQ_Lib.dat in MASControl 2017
D_ECC_Clrm_LitLF_Yr | Lighting | FRACTION | Sun | 2014-08-17 | 2014-12-11 | Constant | 0.05 | [23 empty] | From eQ_Lib.dat in MASControl 2017
D_ECC_Clrm_LitLF_Yr | Lighting | FRACTION | SmrDsn | 2014-12-12 | 2014-12-31 | Constant | 1 | [23 empty] | From eQ_Lib.dat in MASControl 2017
D_ECC_Clrm_LitLF_Yr | Lighting | FRACTION | WntrDsn | 2014-12-12 | 2014-12-31 | Constant | 0 | [23 empty] | From eQ_Lib.dat in MASControl 2017
D_ECC_Clrm_LitLF_Yr | Lighting | FRACTION | Default | 2014-12-12 | 2014-12-31 | Constant | 0.02 | [23 empty] | From eQ_Lib.dat in MASControl 2017
D_ECC_Clrm_LitLF_Yr | Lighting | FRACTION | WntrDsn | 2014-01-01 | 2014-12-31 | Constant | 0 | [23 empty] | From eQ_Lib.dat in MASControl 2017
D_ECC_Clrm_LitLF_Yr | Lighting | FRACTION | SmrDsn | 2014-01-01 | 2014-12-31 | Constant | 1 | [23 empty] | From eQ_Lib.dat in MASControl 2017
D_ECC_Clrm_LitLF_Yr | Lighting | FRACTION | Hol | 2014-01-01 | 2014-12-31 | Constant | 0.035 | [23 empty] | From eQ_Lib.dat in MASControl 2017
D_ECC_Clrm_LitSp_Yr | Lighting | FRACTION | SmrDsn | 2014-01-01 | 2014-01-11 | Constant | 1 | [23 empty] | From eQ_Lib.dat in MASControl 2017
D_ECC_Clrm_LitSp_Yr | Lighting | FRACTION | WntrDsn | 2014-01-01 | 2014-01-11 | Constant | 0 | [23 empty] | From eQ_Lib.dat in MASControl 2017
D_ECC_Clrm_LitSp_Yr | Lighting | FRACTION | Default | 2014-01-01 | 2014-01-11 | Constant | 0.02 | [23 empty] | From eQ_Lib.dat in MASControl 2017
D_ECC_Clrm_LitSp_Yr | Lighting | FRACTION | Default¦Wkdy | 2014-01-12 | 2014-04-03 | Hourly | 0.1 | 0.1 | 0.1 | 0.1 | 0.1 | 0.265 | 0.43 | 0.595 | 0.76 | 0.76 | 0.76 | 0.76 | 0.76 | 0.76 | 0.76 | 0.76 | 0.76 | 0.76 | 0.595 | 0.43 | 0.265 | 0.1 | 0.1 | 0.1 | From eQ_Lib.dat in MASControl 2017
D_ECC_Clrm_LitSp_Yr | Lighting | FRACTION | Sat | 2014-01-12 | 2014-04-03 | Hourly | 0.05 | 0.05 | 0.05 | 0.05 | 0.05 | 0.05 | 0.05 | 0.25 | 0.25 | 0.25 | 0.25 | 0.25 | 0.25 | 0.25 | 0.25 | 0.25 | 0.05 | 0.05 | 0.05 | 0.05 | 0.05 | 0.05 | 0.05 | 0.05 | From eQ_Lib.dat in MASControl 2017
D_ECC_Clrm_LitSp_Yr | Lighting | FRACTION | Sun | 2014-01-12 | 2014-04-03 | Constant | 0.05 | [23 empty] | From eQ_Lib.dat in MASControl 2017
D_ECC_Clrm_LitSp_Yr | Lighting | FRACTION | SmrDsn | 2014-04-04 | 2014-04-12 | Constant | 1 | [23 empty] | From eQ_Lib.dat in MASControl 2017
D_ECC_Clrm_LitSp_Yr | Lighting | FRACTION | WntrDsn | 2014-04-04 | 2014-04-12 | Constant | 0 | [23 empty] | From eQ_Lib.dat in MASControl 2017
D_ECC_Clrm_LitSp_Yr | Lighting | FRACTION | Default | 2014-04-04 | 2014-04-12 | Constant | 0.02 | [23 empty] | From eQ_Lib.dat in MASControl 2017
D_ECC_Clrm_LitSp_Yr | Lighting | FRACTION | Default¦Wkdy | 2014-04-13 | 2014-05-22 | Hourly | 0.1 | 0.1 | 0.1 | 0.1 | 0.1 | 0.265 | 0.43 | 0.595 | 0.76 | 0.76 | 0.76 | 0.76 | 0.76 | 0.76 | 0.76 | 0.76 | 0.76 | 0.76 | 0.595 | 0.43 | 0.265 | 0.1 | 0.1 | 0.1 | From eQ_Lib.dat in MASControl 2017
D_ECC_Clrm_LitSp_Yr | Lighting | FRACTION | Sat | 2014-04-13 | 2014-05-22 | Hourly | 0.05 | 0.05 | 0.05 | 0.05 | 0.05 | 0.05 | 0.05 | 0.25 | 0.25 | 0.25 | 0.25 | 0.25 | 0.25 | 0.25 | 0.25 | 0.25 | 0.05 | 0.05 | 0.05 | 0.05 | 0.05 | 0.05 | 0.05 | 0.05 | From eQ_Lib.dat in MASControl 2017
D_ECC_Clrm_LitSp_Yr | Lighting | FRACTION | Sun | 2014-04-13 | 2014-05-22 | Constant | 0.05 | [23 empty] | From eQ_Lib.dat in MASControl 2017
D_ECC_Clrm_LitSp_Yr | Lighting | FRACTION | SmrDsn | 2014-05-23 | 2014-05-31 | Constant | 1 | [23 empty] | From eQ_Lib.dat in MASControl 2017
D_ECC_Clrm_LitSp_Yr | Lighting | FRACTION | WntrDsn | 2014-05-23 | 2014-05-31 | Constant | 0 | [23 empty] | From eQ_Lib.dat in MASControl 2017
D_ECC_Clrm_LitSp_Yr | Lighting | FRACTION | Default | 2014-05-23 | 2014-05-31 | Constant | 0.02 | [23 empty] | From eQ_Lib.dat in MASControl 2017
D_ECC_Clrm_LitSp_Yr | Lighting | FRACTION | Default¦Wkdy | 2014-06-01 | 2014-08-07 | Hourly | 0.1 | 0.1 | 0.1 | 0.1 | 0.1 | 0.1969 | 0.2938 | 0.3906 | 0.4875 | 0.4875 | 0.4875 | 0.4875 | 0.4875 | 0.4875 | 0.4875 | 0.4875 | 0.3906 | 0.2938 | 0.1969 | 0.1 | 0.1 | 0.1 | 0.1 | 0.1 | From eQ_Lib.dat in MASControl 2017
D_ECC_Clrm_LitSp_Yr | Lighting | FRACTION | Sat | 2014-06-01 | 2014-08-07 | Hourly | 0.05 | 0.05 | 0.05 | 0.05 | 0.05 | 0.05 | 0.05 | 0.1875 | 0.1875 | 0.1875 | 0.1875 | 0.1875 | 0.1875 | 0.1875 | 0.05 | 0.05 | 0.05 | 0.05 | 0.05 | 0.05 | 0.05 | 0.05 | 0.05 | 0.05 | From eQ_Lib.dat in MASControl 2017
D_ECC_Clrm_LitSp_Yr | Lighting | FRACTION | Sun | 2014-06-01 | 2014-08-07 | Constant | 0.035 | [23 empty] | From eQ_Lib.dat in MASControl 2017
D_ECC_Clrm_LitSp_Yr | Lighting | FRACTION | SmrDsn | 2014-08-08 | 2014-08-16 | Constant | 1 | [23 empty] | From eQ_Lib.dat in MASControl 2017
D_ECC_Clrm_LitSp_Yr | Lighting | FRACTION | WntrDsn | 2014-08-08 | 2014-08-16 | Constant | 0 | [23 empty] | From eQ_Lib.dat in MASControl 2017
D_ECC_Clrm_LitSp_Yr | Lighting | FRACTION | Default | 2014-08-08 | 2014-08-16 | Constant | 0.02 | [23 empty] | From eQ_Lib.dat in MASControl 2017
D_ECC_Clrm_LitSp_Yr | Lighting | FRACTION | Default¦Wkdy | 2014-08-17 | 2014-12-11 | Hourly | 0.1 | 0.1 | 0.1 | 0.1 | 0.1 | 0.265 | 0.43 | 0.595 | 0.76 | 0.76 | 0.76 | 0.76 | 0.76 | 0.76 | 0.76 | 0.76 | 0.76 | 0.76 | 0.595 | 0.43 | 0.265 | 0.1 | 0.1 | 0.1 | From eQ_Lib.dat in MASControl 2017
D_ECC_Clrm_LitSp_Yr | Lighting | FRACTION | Sat | 2014-08-17 | 2014-12-11 | Hourly | 0.05 | 0.05 | 0.05 | 0.05 | 0.05 | 0.05 | 0.05 | 0.25 | 0.25 | 0.25 | 0.25 | 0.25 | 0.25 | 0.25 | 0.25 | 0.25 | 0.05 | 0.05 | 0.05 | 0.05 | 0.05 | 0.05 | 0.05 | 0.05 | From eQ_Lib.dat in MASControl 2017
D_ECC_Clrm_LitSp_Yr | Lighting | FRACTION | Sun | 2014-08-17 | 2014-12-11 | Constant | 0.05 | [23 empty] | From eQ_Lib.dat in MASControl 2017
D_ECC_Clrm_LitSp_Yr | Lighting | FRACTION | SmrDsn | 2014-12-12 | 2014-12-31 | Constant | 1 | [23 empty] | From eQ_Lib.dat in MASControl 2017
D_ECC_Clrm_LitSp_Yr | Lighting | FRACTION | WntrDsn | 2014-12-12 | 2014-12-31 | Constant | 0 | [23 empty] | From eQ_Lib.dat in MASControl 2017
D_ECC_Clrm_LitSp_Yr | Lighting | FRACTION | Default | 2014-12-12 | 2014-12-31 | Constant | 0.02 | [23 empty] | From eQ_Lib.dat in MASControl 2017
D_ECC_Clrm_LitSp_Yr | Lighting | FRACTION | WntrDsn | 2014-01-01 | 2014-12-31 | Constant | 0 | [23 empty] | From eQ_Lib.dat in MASControl 2017
D_ECC_Clrm_LitSp_Yr | Lighting | FRACTION | SmrDsn | 2014-01-01 | 2014-12-31 | Constant | 1 | [23 empty] | From eQ_Lib.dat in MASControl 2017
D_ECC_Clrm_LitSp_Yr | Lighting | FRACTION | Hol | 2014-01-01 | 2014-12-31 | Constant | 0.035 | [23 empty] | From eQ_Lib.dat in MASControl 2017
D_ECC_Clrm_Misc_Yr | Equipment | FRACTION | SmrDsn | 2014-01-01 | 2014-01-11 | Constant | 1 | [23 empty] | From eQ_Lib.dat in MASControl 2017
D_ECC_Clrm_Misc_Yr | Equipment | FRACTION | WntrDsn | 2014-01-01 | 2014-01-11 | Constant | 0 | [23 empty] | From eQ_Lib.dat in MASControl 2017
D_ECC_Clrm_Misc_Yr | Equipment | FRACTION | Default | 2014-01-01 | 2014-01-11 | Constant | 0.02 | [23 empty] | From eQ_Lib.dat in MASControl 2017
D_ECC_Clrm_Misc_Yr | Equipment | FRACTION | Default¦Wkdy | 2014-01-12 | 2014-04-03 | Hourly | 0.05 | 0.05 | 0.05 | 0.05 | 0.05 | 0.05 | 0.6 | 0.6 | 0.6 | 0.6 | 0.6 | 0.6 | 0.6 | 0.6 | 0.6 | 0.6 | 0.6 | 1 | 1 | 1 | 1 | 0.05 | 0.05 | 0.05 | From eQ_Lib.dat in MASControl 2017
D_ECC_Clrm_Misc_Yr | Equipment | FRACTION | Sat | 2014-01-12 | 2014-04-03 | Hourly | 0.05 | 0.05 | 0.05 | 0.05 | 0.05 | 0.05 | 0.05 | 0.4 | 0.4 | 0.4 | 0.4 | 0.4 | 0.4 | 0.4 | 0.4 | 0.4 | 0.05 | 0.05 | 0.05 | 0.05 | 0.05 | 0.05 | 0.05 | 0.05 | From eQ_Lib.dat in MASControl 2017
D_ECC_Clrm_Misc_Yr | Equipment | FRACTION | Sun | 2014-01-12 | 2014-04-03 | Constant | 0.05 | [23 empty] | From eQ_Lib.dat in MASControl 2017
D_ECC_Clrm_Misc_Yr | Equipment | FRACTION | SmrDsn | 2014-04-04 | 2014-04-12 | Constant | 1 | [23 empty] | From eQ_Lib.dat in MASControl 2017
D_ECC_Clrm_Misc_Yr | Equipment | FRACTION | WntrDsn | 2014-04-04 | 2014-04-12 | Constant | 0 | [23 empty] | From eQ_Lib.dat in MASControl 2017
D_ECC_Clrm_Misc_Yr | Equipment | FRACTION | Default | 2014-04-04 | 2014-04-12 | Constant | 0.02 | [23 empty] | From eQ_Lib.dat in MASControl 2017
D_ECC_Clrm_Misc_Yr | Equipment | FRACTION | Default¦Wkdy | 2014-04-13 | 2014-05-22 | Hourly | 0.05 | 0.05 | 0.05 | 0.05 | 0.05 | 0.05 | 0.6 | 0.6 | 0.6 | 0.6 | 0.6 | 0.6 | 0.6 | 0.6 | 0.6 | 0.6 | 0.6 | 1 | 1 | 1 | 1 | 0.05 | 0.05 | 0.05 | From eQ_Lib.dat in MASControl 2017
D_ECC_Clrm_Misc_Yr | Equipment | FRACTION | Sat | 2014-04-13 | 2014-05-22 | Hourly | 0.05 | 0.05 | 0.05 | 0.05 | 0.05 | 0.05 | 0.05 | 0.4 | 0.4 | 0.4 | 0.4 | 0.4 | 0.4 | 0.4 | 0.4 | 0.4 | 0.05 | 0.05 | 0.05 | 0.05 | 0.05 | 0.05 | 0.05 | 0.05 | From eQ_Lib.dat in MASControl 2017
D_ECC_Clrm_Misc_Yr | Equipment | FRACTION | Sun | 2014-04-13 | 2014-05-22 | Constant | 0.05 | [23 empty] | From eQ_Lib.dat in MASControl 2017
D_ECC_Clrm_Misc_Yr | Equipment | FRACTION | SmrDsn | 2014-05-23 | 2014-05-31 | Constant | 1 | [23 empty] | From eQ_Lib.dat in MASControl 2017
D_ECC_Clrm_Misc_Yr | Equipment | FRACTION | WntrDsn | 2014-05-23 | 2014-05-31 | Constant | 0 | [23 empty] | From eQ_Lib.dat in MASControl 2017
D_ECC_Clrm_Misc_Yr | Equipment | FRACTION | Default | 2014-05-23 | 2014-05-31 | Constant | 0.02 | [23 empty] | From eQ_Lib.dat in MASControl 2017
D_ECC_Clrm_Misc_Yr | Equipment | FRACTION | Default¦Wkdy | 2014-06-01 | 2014-08-07 | Hourly | 0.05 | 0.05 | 0.05 | 0.05 | 0.05 | 0.05 | 0.4553 | 0.4553 | 0.4553 | 0.4553 | 0.4553 | 0.4553 | 0.4553 | 0.4553 | 0.4553 | 0.4553 | 0.4553 | 0.75 | 0.75 | 0.05 | 0.05 | 0.05 | 0.05 | 0.05 | From eQ_Lib.dat in MASControl 2017
D_ECC_Clrm_Misc_Yr | Equipment | FRACTION | Sat | 2014-06-01 | 2014-08-07 | Hourly | 0.05 | 0.05 | 0.05 | 0.05 | 0.05 | 0.05 | 0.05 | 0.3 | 0.3 | 0.3 | 0.3 | 0.3 | 0.3 | 0.3 | 0.05 | 0.05 | 0.05 | 0.05 | 0.05 | 0.05 | 0.05 | 0.05 | 0.05 | 0.05 | From eQ_Lib.dat in MASControl 2017
D_ECC_Clrm_Misc_Yr | Equipment | FRACTION | Sun | 2014-06-01 | 2014-08-07 | Constant | 0.05 | [23 empty] | From eQ_Lib.dat in MASControl 2017
D_ECC_Clrm_Misc_Yr | Equipment | FRACTION | SmrDsn | 2014-08-08 | 2014-08-16 | Constant | 1 | [23 empty] | From eQ_Lib.dat in MASControl 2017
D_ECC_Clrm_Misc_Yr | Equipment | FRACTION | WntrDsn | 2014-08-08 | 2014-08-16 | Constant | 0 | [23 empty] | From eQ_Lib.dat in MASControl 2017
D_ECC_Clrm_Misc_Yr | Equipment | FRACTION | Default | 2014-08-08 | 2014-08-16 | Constant | 0.02 | [23 empty] | From eQ_Lib.dat in MASControl 2017
D_ECC_Clrm_Misc_Yr | Equipment | FRACTION | Default¦Wkdy | 2014-08-17 | 2014-12-11 | Hourly | 0.05 | 0.05 | 0.05 | 0.05 | 0.05 | 0.05 | 0.6 | 0.6 | 0.6 | 0.6 | 0.6 | 0.6 | 0.6 | 0.6 | 0.6 | 0.6 | 0.6 | 1 | 1 | 1 | 1 | 0.05 | 0.05 | 0.05 | From eQ_Lib.dat in MASControl 2017
D_ECC_Clrm_Misc_Yr | Equipment | FRACTION | Sat | 2014-08-17 | 2014-12-11 | Hourly | 0.05 | 0.05 | 0.05 | 0.05 | 0.05 | 0.05 | 0.05 | 0.4 | 0.4 | 0.4 | 0.4 | 0.4 | 0.4 | 0.4 | 0.4 | 0.4 | 0.05 | 0.05 | 0.05 | 0.05 | 0.05 | 0.05 | 0.05 | 0.05 | From eQ_Lib.dat in MASControl 2017
D_ECC_Clrm_Misc_Yr | Equipment | FRACTION | Sun | 2014-08-17 | 2014-12-11 | Constant | 0.05 | [23 empty] | From eQ_Lib.dat in MASControl 2017
D_ECC_Clrm_Misc_Yr | Equipment | FRACTION | SmrDsn | 2014-12-12 | 2014-12-31 | Constant | 1 | [23 empty] | From eQ_Lib.dat in MASControl 2017
D_ECC_Clrm_Misc_Yr | Equipment | FRACTION | WntrDsn | 2014-12-12 | 2014-12-31 | Constant | 0 | [23 empty] | From eQ_Lib.dat in MASControl 2017
D_ECC_Clrm_Misc_Yr | Equipment | FRACTION | Default | 2014-12-12 | 2014-12-31 | Constant | 0.02 | [23 empty] | From eQ_Lib.dat in MASControl 2017
D_ECC_Clrm_Misc_Yr | Equipment | FRACTION | WntrDsn | 2014-01-01 | 2014-12-31 | Constant | 0 | [23 empty] | From eQ_Lib.dat in MASControl 2017
D_ECC_Clrm_Misc_Yr | Equipment | FRACTION | SmrDsn | 2014-01-01 | 2014-12-31 | Constant | 1 | [23 empty] | From eQ_Lib.dat in MASControl 2017
D_ECC_Clrm_Misc_Yr | Equipment | FRACTION | Hol | 2014-01-01 | 2014-12-31 | Constant | 0.05 | [23 empty] | From eQ_Lib.dat in MASControl 2017
D_ECC_Clrm_Occup_Yr | Occupancy | FRACTION | SmrDsn | 2014-01-01 | 2014-01-11 | Constant | 1 | [23 empty] | From eQ_Lib.dat in MASControl 2017
D_ECC_Clrm_Occup_Yr | Occupancy | FRACTION | WntrDsn | 2014-01-01 | 2014-01-11 | Constant | 0 | [23 empty] | From eQ_Lib.dat in MASControl 2017
D_ECC_Clrm_Occup_Yr | Occupancy | FRACTION | Default | 2014-01-01 | 2014-01-11 | Constant | 0 | [23 empty] | From eQ_Lib.dat in MASControl 2017
D_ECC_Clrm_Occup_Yr | Occupancy | FRACTION | Default¦Wkdy | 2014-01-12 | 2014-04-03 | Hourly | 0 | 0 | 0 | 0 | 0 | 0 | 0 | 0.9 | 0.9 | 0.9 | 0.9 | 0.9 | 0.6 | 0.6 | 0.6 | 0.6 | 0.6 | 1 | 1 | 1 | 1 | 0 | 0 | 0 | From eQ_Lib.dat in MASControl 2017
D_ECC_Clrm_Occup_Yr | Occupancy | FRACTION | Sat | 2014-01-12 | 2014-04-03 | Hourly | 0 | 0 | 0 | 0 | 0 | 0 | 0 | 0.5 | 0.5 | 0.5 | 0.5 | 0.5 | 0.5 | 0.5 | 0.5 | 0.5 | 0 | 0 | 0 | 0 | 0 | 0 | 0 | 0 | From eQ_Lib.dat in MASControl 2017
D_ECC_Clrm_Occup_Yr | Occupancy | FRACTION | Sun | 2014-01-12 | 2014-04-03 | Constant | 0 | [23 empty] | From eQ_Lib.dat in MASControl 2017
D_ECC_Clrm_Occup_Yr | Occupancy | FRACTION | SmrDsn | 2014-04-04 | 2014-04-12 | Constant | 1 | [23 empty] | From eQ_Lib.dat in MASControl 2017
D_ECC_Clrm_Occup_Yr | Occupancy | FRACTION | WntrDsn | 2014-04-04 | 2014-04-12 | Constant | 0 | [23 empty] | From eQ_Lib.dat in MASControl 2017
D_ECC_Clrm_Occup_Yr | Occupancy | FRACTION | Default | 2014-04-04 | 2014-04-12 | Constant | 0 | [23 empty] | From eQ_Lib.dat in MASControl 2017
D_ECC_Clrm_Occup_Yr | Occupancy | FRACTION | Default¦Wkdy | 2014-04-13 | 2014-05-22 | Hourly | 0 | 0 | 0 | 0 | 0 | 0 | 0 | 0.9 | 0.9 | 0.9 | 0.9 | 0.9 | 0.6 | 0.6 | 0.6 | 0.6 | 0.6 | 1 | 1 | 1 | 1 | 0 | 0 | 0 | From eQ_Lib.dat in MASControl 2017
D_ECC_Clrm_Occup_Yr | Occupancy | FRACTION | Sat | 2014-04-13 | 2014-05-22 | Hourly | 0 | 0 | 0 | 0 | 0 | 0 | 0 | 0.5 | 0.5 | 0.5 | 0.5 | 0.5 | 0.5 | 0.5 | 0.5 | 0.5 | 0 | 0 | 0 | 0 | 0 | 0 | 0 | 0 | From eQ_Lib.dat in MASControl 2017
D_ECC_Clrm_Occup_Yr | Occupancy | FRACTION | Sun | 2014-04-13 | 2014-05-22 | Constant | 0 | [23 empty] | From eQ_Lib.dat in MASControl 2017
D_ECC_Clrm_Occup_Yr | Occupancy | FRACTION | SmrDsn | 2014-05-23 | 2014-05-31 | Constant | 1 | [23 empty] | From eQ_Lib.dat in MASControl 2017
D_ECC_Clrm_Occup_Yr | Occupancy | FRACTION | WntrDsn | 2014-05-23 | 2014-05-31 | Constant | 0 | [23 empty] | From eQ_Lib.dat in MASControl 2017
D_ECC_Clrm_Occup_Yr | Occupancy | FRACTION | Default | 2014-05-23 | 2014-05-31 | Constant | 0 | [23 empty] | From eQ_Lib.dat in MASControl 2017
D_ECC_Clrm_Occup_Yr | Occupancy | FRACTION | Default¦Wkdy | 2014-06-01 | 2014-08-07 | Hourly | 0 | 0 | 0 | 0 | 0 | 0 | 0 | 0.36 | 0.36 | 0.36 | 0.36 | 0.36 | 0.24 | 0.24 | 0.24 | 0.24 | 0.24 | 0.4 | 0.4 | 0 | 0 | 0 | 0 | 0 | From eQ_Lib.dat in MASControl 2017
D_ECC_Clrm_Occup_Yr | Occupancy | FRACTION | Sat | 2014-06-01 | 2014-08-07 | Hourly | 0 | 0 | 0 | 0 | 0 | 0 | 0 | 0.2 | 0.2 | 0.2 | 0.2 | 0.2 | 0.2 | 0.2 | 0 | 0 | 0 | 0 | 0 | 0 | 0 | 0 | 0 | 0 | From eQ_Lib.dat in MASControl 2017
D_ECC_Clrm_Occup_Yr | Occupancy | FRACTION | Sun | 2014-06-01 | 2014-08-07 | Constant | 0 | [23 empty] | From eQ_Lib.dat in MASControl 2017
D_ECC_Clrm_Occup_Yr | Occupancy | FRACTION | SmrDsn | 2014-08-08 | 2014-08-16 | Constant | 1 | [23 empty] | From eQ_Lib.dat in MASControl 2017
D_ECC_Clrm_Occup_Yr | Occupancy | FRACTION | WntrDsn | 2014-08-08 | 2014-08-16 | Constant | 0 | [23 empty] | From eQ_Lib.dat in MASControl 2017
D_ECC_Clrm_Occup_Yr | Occupancy | FRACTION | Default | 2014-08-08 | 2014-08-16 | Constant | 0 | [23 empty] | From eQ_Lib.dat in MASControl 2017
D_ECC_Clrm_Occup_Yr | Occupancy | FRACTION | Default¦Wkdy | 2014-08-17 | 2014-12-11 | Hourly | 0 | 0 | 0 | 0 | 0 | 0 | 0 | 0.9 | 0.9 | 0.9 | 0.9 | 0.9 | 0.6 | 0.6 | 0.6 | 0.6 | 0.6 | 1 | 1 | 1 | 1 | 0 | 0 | 0 | From eQ_Lib.dat in MASControl 2017
D_ECC_Clrm_Occup_Yr | Occupancy | FRACTION | Sat | 2014-08-17 | 2014-12-11 | Hourly | 0 | 0 | 0 | 0 | 0 | 0 | 0 | 0.5 | 0.5 | 0.5 | 0.5 | 0.5 | 0.5 | 0.5 | 0.5 | 0.5 | 0 | 0 | 0 | 0 | 0 | 0 | 0 | 0 | From eQ_Lib.dat in MASControl 2017
D_ECC_Clrm_Occup_Yr | Occupancy | FRACTION | Sun | 2014-08-17 | 2014-12-11 | Constant | 0 | [23 empty] | From eQ_Lib.dat in MASControl 2017
D_ECC_Clrm_Occup_Yr | Occupancy | FRACTION | SmrDsn | 2014-12-12 | 2014-12-31 | Constant | 1 | [23 empty] | From eQ_Lib.dat in MASControl 2017
D_ECC_Clrm_Occup_Yr | Occupancy | FRACTION | WntrDsn | 2014-12-12 | 2014-12-31 | Constant | 0 | [23 empty] | From eQ_Lib.dat in MASControl 2017
D_ECC_Clrm_Occup_Yr | Occupancy | FRACTION | Default | 2014-12-12 | 2014-12-31 | Constant | 0 | [23 empty] | From eQ_Lib.dat in MASControl 2017
D_ECC_Clrm_Occup_Yr | Occupancy | FRACTION | WntrDsn | 2014-01-01 | 2014-12-31 | Constant | 0 | [23 empty] | From eQ_Lib.dat in MASControl 2017
D_ECC_Clrm_Occup_Yr | Occupancy | FRACTION | SmrDsn | 2014-01-01 | 2014-12-31 | Constant | 1 | [23 empty] | From eQ_Lib.dat in MASControl 2017
D_ECC_Clrm_Occup_Yr | Occupancy | FRACTION | Hol | 2014-01-01 | 2014-12-31 | Constant | 0 | [23 empty] | From eQ_Lib.dat in MASControl 2017
D_ECC_CompCL_LitCFL_Yr | Lighting | FRACTION | SmrDsn | 2014-01-01 | 2014-01-11 | Constant | 1 | [23 empty] | From eQ_Lib.dat in MASControl 2017
D_ECC_CompCL_LitCFL_Yr | Lighting | FRACTION | WntrDsn | 2014-01-01 | 2014-01-11 | Constant | 0 | [23 empty] | From eQ_Lib.dat in MASControl 2017
D_ECC_CompCL_LitCFL_Yr | Lighting | FRACTION | Default | 2014-01-01 | 2014-01-11 | Constant | 0.02 | [23 empty] | From eQ_Lib.dat in MASControl 2017
D_ECC_CompCL_LitCFL_Yr | Lighting | FRACTION | Default¦Wkdy | 2014-01-12 | 2014-04-03 | Hourly | 0.1 | 0.1 | 0.1 | 0.1 | 0.1 | 0.75 | 0.75 | 0.75 | 0.75 | 0.75 | 0.75 | 0.5333 | 0.5333 | 0.5333 | 0.5333 | 0.5333 | 0.5333 | 0.75 | 0.75 | 0.75 | 0.75 | 0.1 | 0.1 | 0.1 | From eQ_Lib.dat in MASControl 2017
D_ECC_CompCL_LitCFL_Yr | Lighting | FRACTION | Sat | 2014-01-12 | 2014-04-03 | Hourly | 0.065 | 0.065 | 0.065 | 0.065 | 0.065 | 0.065 | 0.065 | 0.35 | 0.35 | 0.35 | 0.35 | 0.35 | 0.35 | 0.35 | 0.35 | 0.35 | 0.065 | 0.065 | 0.065 | 0.065 | 0.065 | 0.065 | 0.065 | 0.065 | From eQ_Lib.dat in MASControl 2017
D_ECC_CompCL_LitCFL_Yr | Lighting | FRACTION | Sun | 2014-01-12 | 2014-04-03 | Constant | 0.05 | [23 empty] | From eQ_Lib.dat in MASControl 2017
D_ECC_CompCL_LitCFL_Yr | Lighting | FRACTION | SmrDsn | 2014-04-04 | 2014-04-12 | Constant | 1 | [23 empty] | From eQ_Lib.dat in MASControl 2017
D_ECC_CompCL_LitCFL_Yr | Lighting | FRACTION | WntrDsn | 2014-04-04 | 2014-04-12 | Constant | 0 | [23 empty] | From eQ_Lib.dat in MASControl 2017
D_ECC_CompCL_LitCFL_Yr | Lighting | FRACTION | Default | 2014-04-04 | 2014-04-12 | Constant | 0.02 | [23 empty] | From eQ_Lib.dat in MASControl 2017
D_ECC_CompCL_LitCFL_Yr | Lighting | FRACTION | Default¦Wkdy | 2014-04-13 | 2014-05-22 | Hourly | 0.1 | 0.1 | 0.1 | 0.1 | 0.1 | 0.75 | 0.75 | 0.75 | 0.75 | 0.75 | 0.75 | 0.5333 | 0.5333 | 0.5333 | 0.5333 | 0.5333 | 0.5333 | 0.75 | 0.75 | 0.75 | 0.75 | 0.1 | 0.1 | 0.1 | From eQ_Lib.dat in MASControl 2017
D_ECC_CompCL_LitCFL_Yr | Lighting | FRACTION | Sat | 2014-04-13 | 2014-05-22 | Hourly | 0.065 | 0.065 | 0.065 | 0.065 | 0.065 | 0.065 | 0.065 | 0.35 | 0.35 | 0.35 | 0.35 | 0.35 | 0.35 | 0.35 | 0.35 | 0.35 | 0.065 | 0.065 | 0.065 | 0.065 | 0.065 | 0.065 | 0.065 | 0.065 | From eQ_Lib.dat in MASControl 2017
D_ECC_CompCL_LitCFL_Yr | Lighting | FRACTION | Sun | 2014-04-13 | 2014-05-22 | Constant | 0.05 | [23 empty] | From eQ_Lib.dat in MASControl 2017
D_ECC_CompCL_LitCFL_Yr | Lighting | FRACTION | SmrDsn | 2014-05-23 | 2014-05-31 | Constant | 1 | [23 empty] | From eQ_Lib.dat in MASControl 2017
D_ECC_CompCL_LitCFL_Yr | Lighting | FRACTION | WntrDsn | 2014-05-23 | 2014-05-31 | Constant | 0 | [23 empty] | From eQ_Lib.dat in MASControl 2017
D_ECC_CompCL_LitCFL_Yr | Lighting | FRACTION | Default | 2014-05-23 | 2014-05-31 | Constant | 0.02 | [23 empty] | From eQ_Lib.dat in MASControl 2017
D_ECC_CompCL_LitCFL_Yr | Lighting | FRACTION | Default¦Wkdy | 2014-06-01 | 2014-08-07 | Hourly | 0.1 | 0.1 | 0.1 | 0.1 | 0.1 | 0.2111 | 0.2111 | 0.3222 | 0.6 | 0.6 | 0.6 | 0.6 | 0.6 | 0.6 | 0.6 | 0.6 | 0.6 | 0.1833 | 0.1 | 0.1 | 0.1 | 0.1 | 0.1 | 0.1 | From eQ_Lib.dat in MASControl 2017
D_ECC_CompCL_LitCFL_Yr | Lighting | FRACTION | Sat | 2014-06-01 | 2014-08-07 | Hourly | 0.1 | 0.1 | 0.1 | 0.1 | 0.1 | 0.1 | 0.1 | 0.1403 | 0.1806 | 0.2813 | 0.2813 | 0.2813 | 0.2813 | 0.2813 | 0.2813 | 0.2813 | 0.2309 | 0.1 | 0.1 | 0.1 | 0.1 | 0.1 | 0.1 | 0.1 | From eQ_Lib.dat in MASControl 2017
D_ECC_CompCL_LitCFL_Yr | Lighting | FRACTION | Sun | 2014-06-01 | 2014-08-07 | Constant | 0.05 | [23 empty] | From eQ_Lib.dat in MASControl 2017
D_ECC_CompCL_LitCFL_Yr | Lighting | FRACTION | SmrDsn | 2014-08-08 | 2014-08-16 | Constant | 1 | [23 empty] | From eQ_Lib.dat in MASControl 2017
D_ECC_CompCL_LitCFL_Yr | Lighting | FRACTION | WntrDsn | 2014-08-08 | 2014-08-16 | Constant | 0 | [23 empty] | From eQ_Lib.dat in MASControl 2017
D_ECC_CompCL_LitCFL_Yr | Lighting | FRACTION | Default | 2014-08-08 | 2014-08-16 | Constant | 0.02 | [23 empty] | From eQ_Lib.dat in MASControl 2017
D_ECC_CompCL_LitCFL_Yr | Lighting | FRACTION | Default¦Wkdy | 2014-08-17 | 2014-12-11 | Hourly | 0.1 | 0.1 | 0.1 | 0.1 | 0.1 | 0.75 | 0.75 | 0.75 | 0.75 | 0.75 | 0.75 | 0.5333 | 0.5333 | 0.5333 | 0.5333 | 0.5333 | 0.5333 | 0.75 | 0.75 | 0.75 | 0.75 | 0.1 | 0.1 | 0.1 | From eQ_Lib.dat in MASControl 2017
D_ECC_CompCL_LitCFL_Yr | Lighting | FRACTION | Sat | 2014-08-17 | 2014-12-11 | Hourly | 0.065 | 0.065 | 0.065 | 0.065 | 0.065 | 0.065 | 0.065 | 0.35 | 0.35 | 0.35 | 0.35 | 0.35 | 0.35 | 0.35 | 0.35 | 0.35 | 0.065 | 0.065 | 0.065 | 0.065 | 0.065 | 0.065 | 0.065 | 0.065 | From eQ_Lib.dat in MASControl 2017
D_ECC_CompCL_LitCFL_Yr | Lighting | FRACTION | Sun | 2014-08-17 | 2014-12-11 | Constant | 0.05 | [23 empty] | From eQ_Lib.dat in MASControl 2017
D_ECC_CompCL_LitCFL_Yr | Lighting | FRACTION | SmrDsn | 2014-12-12 | 2014-12-31 | Constant | 1 | [23 empty] | From eQ_Lib.dat in MASControl 2017
D_ECC_CompCL_LitCFL_Yr | Lighting | FRACTION | WntrDsn | 2014-12-12 | 2014-12-31 | Constant | 0 | [23 empty] | From eQ_Lib.dat in MASControl 2017
D_ECC_CompCL_LitCFL_Yr | Lighting | FRACTION | Default | 2014-12-12 | 2014-12-31 | Constant | 0.02 | [23 empty] | From eQ_Lib.dat in MASControl 2017
D_ECC_CompCL_LitCFL_Yr | Lighting | FRACTION | WntrDsn | 2014-01-01 | 2014-12-31 | Constant | 0 | [23 empty] | From eQ_Lib.dat in MASControl 2017
D_ECC_CompCL_LitCFL_Yr | Lighting | FRACTION | SmrDsn | 2014-01-01 | 2014-12-31 | Constant | 1 | [23 empty] | From eQ_Lib.dat in MASControl 2017
D_ECC_CompCL_LitCFL_Yr | Lighting | FRACTION | Hol | 2014-01-01 | 2014-12-31 | Constant | 0.05 | [23 empty] | From eQ_Lib.dat in MASControl 2017
D_ECC_CompCL_LitEx_Yr | Lighting | FRACTION | SmrDsn | 2014-01-01 | 2014-12-31 | Constant | 1 | [23 empty] | From eQ_Lib.dat in MASControl 2017
D_ECC_CompCL_LitEx_Yr | Lighting | FRACTION | WntrDsn | 2014-01-01 | 2014-12-31 | Constant | 0 | [23 empty] | From eQ_Lib.dat in MASControl 2017
D_ECC_CompCL_LitEx_Yr | Lighting | FRACTION | Default¦Hol | 2014-01-01 | 2014-12-31 | Constant | 1 | [23 empty] | From eQ_Lib.dat in MASControl 2017
D_ECC_CompCL_LitLF_Yr | Lighting | FRACTION | SmrDsn | 2014-01-01 | 2014-01-11 | Constant | 1 | [23 empty] | From eQ_Lib.dat in MASControl 2017
D_ECC_CompCL_LitLF_Yr | Lighting | FRACTION | WntrDsn | 2014-01-01 | 2014-01-11 | Constant | 0 | [23 empty] | From eQ_Lib.dat in MASControl 2017
D_ECC_CompCL_LitLF_Yr | Lighting | FRACTION | Default | 2014-01-01 | 2014-01-11 | Constant | 0.02 | [23 empty] | From eQ_Lib.dat in MASControl 2017
D_ECC_CompCL_LitLF_Yr | Lighting | FRACTION | Default¦Wkdy | 2014-01-12 | 2014-04-03 | Hourly | 0.1 | 0.1 | 0.1 | 0.1 | 0.1 | 0.2444 | 0.2444 | 0.3889 | 0.75 | 0.75 | 0.75 | 0.75 | 0.75 | 0.75 | 0.75 | 0.75 | 0.75 | 0.2083 | 0.1 | 0.1 | 0.1 | 0.1 | 0.1 | 0.1 | From eQ_Lib.dat in MASControl 2017
D_ECC_CompCL_LitLF_Yr | Lighting | FRACTION | Sat | 2014-01-12 | 2014-04-03 | Hourly | 0.1 | 0.1 | 0.1 | 0.1 | 0.1 | 0.1 | 0.1 | 0.1556 | 0.2111 | 0.35 | 0.35 | 0.35 | 0.35 | 0.35 | 0.35 | 0.35 | 0.2806 | 0.1 | 0.1 | 0.1 | 0.1 | 0.1 | 0.1 | 0.1 | From eQ_Lib.dat in MASControl 2017
D_ECC_CompCL_LitLF_Yr | Lighting | FRACTION | Sun | 2014-01-12 | 2014-04-03 | Constant | 0.05 | [23 empty] | From eQ_Lib.dat in MASControl 2017
D_ECC_CompCL_LitLF_Yr | Lighting | FRACTION | SmrDsn | 2014-04-04 | 2014-04-12 | Constant | 1 | [23 empty] | From eQ_Lib.dat in MASControl 2017
D_ECC_CompCL_LitLF_Yr | Lighting | FRACTION | WntrDsn | 2014-04-04 | 2014-04-12 | Constant | 0 | [23 empty] | From eQ_Lib.dat in MASControl 2017
D_ECC_CompCL_LitLF_Yr | Lighting | FRACTION | Default | 2014-04-04 | 2014-04-12 | Constant | 0.02 | [23 empty] | From eQ_Lib.dat in MASControl 2017
D_ECC_CompCL_LitLF_Yr | Lighting | FRACTION | Default¦Wkdy | 2014-04-13 | 2014-05-22 | Hourly | 0.1 | 0.1 | 0.1 | 0.1 | 0.1 | 0.2444 | 0.2444 | 0.3889 | 0.75 | 0.75 | 0.75 | 0.75 | 0.75 | 0.75 | 0.75 | 0.75 | 0.75 | 0.2083 | 0.1 | 0.1 | 0.1 | 0.1 | 0.1 | 0.1 | From eQ_Lib.dat in MASControl 2017
D_ECC_CompCL_LitLF_Yr | Lighting | FRACTION | Sat | 2014-04-13 | 2014-05-22 | Hourly | 0.1 | 0.1 | 0.1 | 0.1 | 0.1 | 0.1 | 0.1 | 0.1556 | 0.2111 | 0.35 | 0.35 | 0.35 | 0.35 | 0.35 | 0.35 | 0.35 | 0.2806 | 0.1 | 0.1 | 0.1 | 0.1 | 0.1 | 0.1 | 0.1 | From eQ_Lib.dat in MASControl 2017
D_ECC_CompCL_LitLF_Yr | Lighting | FRACTION | Sun | 2014-04-13 | 2014-05-22 | Constant | 0.05 | [23 empty] | From eQ_Lib.dat in MASControl 2017
D_ECC_CompCL_LitLF_Yr | Lighting | FRACTION | SmrDsn | 2014-05-23 | 2014-05-31 | Constant | 1 | [23 empty] | From eQ_Lib.dat in MASControl 2017
D_ECC_CompCL_LitLF_Yr | Lighting | FRACTION | WntrDsn | 2014-05-23 | 2014-05-31 | Constant | 0 | [23 empty] | From eQ_Lib.dat in MASControl 2017
D_ECC_CompCL_LitLF_Yr | Lighting | FRACTION | Default | 2014-05-23 | 2014-05-31 | Constant | 0.02 | [23 empty] | From eQ_Lib.dat in MASControl 2017
D_ECC_CompCL_LitLF_Yr | Lighting | FRACTION | Default¦Wkdy | 2014-06-01 | 2014-08-07 | Hourly | 0.1 | 0.1 | 0.1 | 0.1 | 0.1 | 0.1944 | 0.1944 | 0.2889 | 0.525 | 0.525 | 0.525 | 0.525 | 0.525 | 0.525 | 0.525 | 0.525 | 0.525 | 0.1708 | 0.1 | 0.1 | 0.1 | 0.1 | 0.1 | 0.1 | From eQ_Lib.dat in MASControl 2017
D_ECC_CompCL_LitLF_Yr | Lighting | FRACTION | Sat | 2014-06-01 | 2014-08-07 | Hourly | 0.1 | 0.1 | 0.1 | 0.1 | 0.1 | 0.1 | 0.1 | 0.1153 | 0.1306 | 0.1688 | 0.1688 | 0.1688 | 0.1688 | 0.1688 | 0.1688 | 0.1688 | 0.1497 | 0.1 | 0.1 | 0.1 | 0.1 | 0.1 | 0.1 | 0.1 | From eQ_Lib.dat in MASControl 2017
D_ECC_CompCL_LitLF_Yr | Lighting | FRACTION | Sun | 2014-06-01 | 2014-08-07 | Constant | 0.05 | [23 empty] | From eQ_Lib.dat in MASControl 2017
D_ECC_CompCL_LitLF_Yr | Lighting | FRACTION | SmrDsn | 2014-08-08 | 2014-08-16 | Constant | 1 | [23 empty] | From eQ_Lib.dat in MASControl 2017
D_ECC_CompCL_LitLF_Yr | Lighting | FRACTION | WntrDsn | 2014-08-08 | 2014-08-16 | Constant | 0 | [23 empty] | From eQ_Lib.dat in MASControl 2017
D_ECC_CompCL_LitLF_Yr | Lighting | FRACTION | Default | 2014-08-08 | 2014-08-16 | Constant | 0.02 | [23 empty] | From eQ_Lib.dat in MASControl 2017
D_ECC_CompCL_LitLF_Yr | Lighting | FRACTION | Default¦Wkdy | 2014-08-17 | 2014-12-11 | Hourly | 0.1 | 0.1 | 0.1 | 0.1 | 0.1 | 0.2444 | 0.2444 | 0.3889 | 0.75 | 0.75 | 0.75 | 0.75 | 0.75 | 0.75 | 0.75 | 0.75 | 0.75 | 0.2083 | 0.1 | 0.1 | 0.1 | 0.1 | 0.1 | 0.1 | From eQ_Lib.dat in MASControl 2017
D_ECC_CompCL_LitLF_Yr | Lighting | FRACTION | Sat | 2014-08-17 | 2014-12-11 | Hourly | 0.1 | 0.1 | 0.1 | 0.1 | 0.1 | 0.1 | 0.1 | 0.1556 | 0.2111 | 0.35 | 0.35 | 0.35 | 0.35 | 0.35 | 0.35 | 0.35 | 0.2806 | 0.1 | 0.1 | 0.1 | 0.1 | 0.1 | 0.1 | 0.1 | From eQ_Lib.dat in MASControl 2017
D_ECC_CompCL_LitLF_Yr | Lighting | FRACTION | Sun | 2014-08-17 | 2014-12-11 | Constant | 0.05 | [23 empty] | From eQ_Lib.dat in MASControl 2017
D_ECC_CompCL_LitLF_Yr | Lighting | FRACTION | SmrDsn | 2014-12-12 | 2014-12-31 | Constant | 1 | [23 empty] | From eQ_Lib.dat in MASControl 2017
D_ECC_CompCL_LitLF_Yr | Lighting | FRACTION | WntrDsn | 2014-12-12 | 2014-12-31 | Constant | 0 | [23 empty] | From eQ_Lib.dat in MASControl 2017
D_ECC_CompCL_LitLF_Yr | Lighting | FRACTION | Default | 2014-12-12 | 2014-12-31 | Constant | 0.02 | [23 empty] | From eQ_Lib.dat in MASControl 2017
D_ECC_CompCL_LitLF_Yr | Lighting | FRACTION | WntrDsn | 2014-01-01 | 2014-12-31 | Constant | 0 | [23 empty] | From eQ_Lib.dat in MASControl 2017
D_ECC_CompCL_LitLF_Yr | Lighting | FRACTION | SmrDsn | 2014-01-01 | 2014-12-31 | Constant | 1 | [23 empty] | From eQ_Lib.dat in MASControl 2017
D_ECC_CompCL_LitLF_Yr | Lighting | FRACTION | Hol | 2014-01-01 | 2014-12-31 | Constant | 0.05 | [23 empty] | From eQ_Lib.dat in MASControl 2017
D_ECC_CompCL_LitSp_Yr | Lighting | FRACTION | SmrDsn | 2014-01-01 | 2014-01-11 | Constant | 1 | [23 empty] | From eQ_Lib.dat in MASControl 2017
D_ECC_CompCL_LitSp_Yr | Lighting | FRACTION | WntrDsn | 2014-01-01 | 2014-01-11 | Constant | 0 | [23 empty] | From eQ_Lib.dat in MASControl 2017
D_ECC_CompCL_LitSp_Yr | Lighting | FRACTION | Default | 2014-01-01 | 2014-01-11 | Constant | 0.02 | [23 empty] | From eQ_Lib.dat in MASControl 2017
D_ECC_CompCL_LitSp_Yr | Lighting | FRACTION | Default¦Wkdy | 2014-01-12 | 2014-04-03 | Hourly | 0.1 | 0.1 | 0.1 | 0.1 | 0.1 | 0.2444 | 0.2444 | 0.3889 | 0.75 | 0.75 | 0.75 | 0.75 | 0.75 | 0.75 | 0.75 | 0.75 | 0.75 | 0.2083 | 0.1 | 0.1 | 0.1 | 0.1 | 0.1 | 0.1 | From eQ_Lib.dat in MASControl 2017
D_ECC_CompCL_LitSp_Yr | Lighting | FRACTION | Sat | 2014-01-12 | 2014-04-03 | Hourly | 0.1 | 0.1 | 0.1 | 0.1 | 0.1 | 0.1 | 0.1 | 0.1556 | 0.2111 | 0.35 | 0.35 | 0.35 | 0.35 | 0.35 | 0.35 | 0.35 | 0.2806 | 0.1 | 0.1 | 0.1 | 0.1 | 0.1 | 0.1 | 0.1 | From eQ_Lib.dat in MASControl 2017
D_ECC_CompCL_LitSp_Yr | Lighting | FRACTION | Sun | 2014-01-12 | 2014-04-03 | Constant | 0.05 | [23 empty] | From eQ_Lib.dat in MASControl 2017
D_ECC_CompCL_LitSp_Yr | Lighting | FRACTION | SmrDsn | 2014-04-04 | 2014-04-12 | Constant | 1 | [23 empty] | From eQ_Lib.dat in MASControl 2017
D_ECC_CompCL_LitSp_Yr | Lighting | FRACTION | WntrDsn | 2014-04-04 | 2014-04-12 | Constant | 0 | [23 empty] | From eQ_Lib.dat in MASControl 2017
D_ECC_CompCL_LitSp_Yr | Lighting | FRACTION | Default | 2014-04-04 | 2014-04-12 | Constant | 0.02 | [23 empty] | From eQ_Lib.dat in MASControl 2017
D_ECC_CompCL_LitSp_Yr | Lighting | FRACTION | Default¦Wkdy | 2014-04-13 | 2014-05-22 | Hourly | 0.1 | 0.1 | 0.1 | 0.1 | 0.1 | 0.2444 | 0.2444 | 0.3889 | 0.75 | 0.75 | 0.75 | 0.75 | 0.75 | 0.75 | 0.75 | 0.75 | 0.75 | 0.2083 | 0.1 | 0.1 | 0.1 | 0.1 | 0.1 | 0.1 | From eQ_Lib.dat in MASControl 2017
D_ECC_CompCL_LitSp_Yr | Lighting | FRACTION | Sat | 2014-04-13 | 2014-05-22 | Hourly | 0.1 | 0.1 | 0.1 | 0.1 | 0.1 | 0.1 | 0.1 | 0.1556 | 0.2111 | 0.35 | 0.35 | 0.35 | 0.35 | 0.35 | 0.35 | 0.35 | 0.2806 | 0.1 | 0.1 | 0.1 | 0.1 | 0.1 | 0.1 | 0.1 | From eQ_Lib.dat in MASControl 2017
D_ECC_CompCL_LitSp_Yr | Lighting | FRACTION | Sun | 2014-04-13 | 2014-05-22 | Constant | 0.05 | [23 empty] | From eQ_Lib.dat in MASControl 2017
D_ECC_CompCL_LitSp_Yr | Lighting | FRACTION | SmrDsn | 2014-05-23 | 2014-05-31 | Constant | 1 | [23 empty] | From eQ_Lib.dat in MASControl 2017
D_ECC_CompCL_LitSp_Yr | Lighting | FRACTION | WntrDsn | 2014-05-23 | 2014-05-31 | Constant | 0 | [23 empty] | From eQ_Lib.dat in MASControl 2017
D_ECC_CompCL_LitSp_Yr | Lighting | FRACTION | Default | 2014-05-23 | 2014-05-31 | Constant | 0.02 | [23 empty] | From eQ_Lib.dat in MASControl 2017
D_ECC_CompCL_LitSp_Yr | Lighting | FRACTION | Default¦Wkdy | 2014-06-01 | 2014-08-07 | Hourly | 0.1 | 0.1 | 0.1 | 0.1 | 0.1 | 0.1944 | 0.1944 | 0.2889 | 0.525 | 0.525 | 0.525 | 0.525 | 0.525 | 0.525 | 0.525 | 0.525 | 0.525 | 0.1708 | 0.1 | 0.1 | 0.1 | 0.1 | 0.1 | 0.1 | From eQ_Lib.dat in MASControl 2017
D_ECC_CompCL_LitSp_Yr | Lighting | FRACTION | Sat | 2014-06-01 | 2014-08-07 | Hourly | 0.1 | 0.1 | 0.1 | 0.1 | 0.1 | 0.1 | 0.1 | 0.1153 | 0.1306 | 0.1688 | 0.1688 | 0.1688 | 0.1688 | 0.1688 | 0.1688 | 0.1688 | 0.1497 | 0.1 | 0.1 | 0.1 | 0.1 | 0.1 | 0.1 | 0.1 | From eQ_Lib.dat in MASControl 2017
D_ECC_CompCL_LitSp_Yr | Lighting | FRACTION | Sun | 2014-06-01 | 2014-08-07 | Constant | 0.05 | [23 empty] | From eQ_Lib.dat in MASControl 2017
D_ECC_CompCL_LitSp_Yr | Lighting | FRACTION | SmrDsn | 2014-08-08 | 2014-08-16 | Constant | 1 | [23 empty] | From eQ_Lib.dat in MASControl 2017
D_ECC_CompCL_LitSp_Yr | Lighting | FRACTION | WntrDsn | 2014-08-08 | 2014-08-16 | Constant | 0 | [23 empty] | From eQ_Lib.dat in MASControl 2017
D_ECC_CompCL_LitSp_Yr | Lighting | FRACTION | Default | 2014-08-08 | 2014-08-16 | Constant | 0.02 | [23 empty] | From eQ_Lib.dat in MASControl 2017
D_ECC_CompCL_LitSp_Yr | Lighting | FRACTION | Default¦Wkdy | 2014-08-17 | 2014-12-11 | Hourly | 0.1 | 0.1 | 0.1 | 0.1 | 0.1 | 0.2444 | 0.2444 | 0.3889 | 0.75 | 0.75 | 0.75 | 0.75 | 0.75 | 0.75 | 0.75 | 0.75 | 0.75 | 0.2083 | 0.1 | 0.1 | 0.1 | 0.1 | 0.1 | 0.1 | From eQ_Lib.dat in MASControl 2017
D_ECC_CompCL_LitSp_Yr | Lighting | FRACTION | Sat | 2014-08-17 | 2014-12-11 | Hourly | 0.1 | 0.1 | 0.1 | 0.1 | 0.1 | 0.1 | 0.1 | 0.1556 | 0.2111 | 0.35 | 0.35 | 0.35 | 0.35 | 0.35 | 0.35 | 0.35 | 0.2806 | 0.1 | 0.1 | 0.1 | 0.1 | 0.1 | 0.1 | 0.1 | From eQ_Lib.dat in MASControl 2017
D_ECC_CompCL_LitSp_Yr | Lighting | FRACTION | Sun | 2014-08-17 | 2014-12-11 | Constant | 0.05 | [23 empty] | From eQ_Lib.dat in MASControl 2017
D_ECC_CompCL_LitSp_Yr | Lighting | FRACTION | SmrDsn | 2014-12-12 | 2014-12-31 | Constant | 1 | [23 empty] | From eQ_Lib.dat in MASControl 2017
D_ECC_CompCL_LitSp_Yr | Lighting | FRACTION | WntrDsn | 2014-12-12 | 2014-12-31 | Constant | 0 | [23 empty] | From eQ_Lib.dat in MASControl 2017
D_ECC_CompCL_LitSp_Yr | Lighting | FRACTION | Default | 2014-12-12 | 2014-12-31 | Constant | 0.02 | [23 empty] | From eQ_Lib.dat in MASControl 2017
D_ECC_CompCL_LitSp_Yr | Lighting | FRACTION | WntrDsn | 2014-01-01 | 2014-12-31 | Constant | 0 | [23 empty] | From eQ_Lib.dat in MASControl 2017
D_ECC_CompCL_LitSp_Yr | Lighting | FRACTION | SmrDsn | 2014-01-01 | 2014-12-31 | Constant | 1 | [23 empty] | From eQ_Lib.dat in MASControl 2017
D_ECC_CompCL_LitSp_Yr | Lighting | FRACTION | Hol | 2014-01-01 | 2014-12-31 | Constant | 0.05 | [23 empty] | From eQ_Lib.dat in MASControl 2017
D_ECC_CompCL_Misc_Yr | Equipment | FRACTION | SmrDsn | 2014-01-01 | 2014-01-11 | Constant | 1 | [23 empty] | From eQ_Lib.dat in MASControl 2017
D_ECC_CompCL_Misc_Yr | Equipment | FRACTION | WntrDsn | 2014-01-01 | 2014-01-11 | Constant | 0 | [23 empty] | From eQ_Lib.dat in MASControl 2017
D_ECC_CompCL_Misc_Yr | Equipment | FRACTION | Default | 2014-01-01 | 2014-01-11 | Constant | 0.25 | [23 empty] | From eQ_Lib.dat in MASControl 2017
D_ECC_CompCL_Misc_Yr | Equipment | FRACTION | Default¦Wkdy | 2014-01-12 | 2014-04-03 | Hourly | 0.5 | 0.5 | 0.5 | 0.5 | 0.5 | 0.5 | 1 | 1 | 1 | 1 | 1 | 1 | 1 | 1 | 1 | 1 | 1 | 0.5 | 0.5 | 0.5 | 0.5 | 0.5 | 0.5 | 0.5 | From eQ_Lib.dat in MASControl 2017
D_ECC_CompCL_Misc_Yr | Equipment | FRACTION | Sat | 2014-01-12 | 2014-04-03 | Hourly | 0.5 | 0.5 | 0.5 | 0.5 | 0.5 | 0.5 | 0.5 | 0.75 | 0.75 | 0.75 | 0.75 | 0.75 | 0.75 | 0.75 | 0.75 | 0.75 | 0.5 | 0.5 | 0.5 | 0.5 | 0.5 | 0.5 | 0.5 | 0.5 | From eQ_Lib.dat in MASControl 2017
D_ECC_CompCL_Misc_Yr | Equipment | FRACTION | Sun | 2014-01-12 | 2014-04-03 | Constant | 0.5 | [23 empty] | From eQ_Lib.dat in MASControl 2017
D_ECC_CompCL_Misc_Yr | Equipment | FRACTION | SmrDsn | 2014-04-04 | 2014-04-12 | Constant | 1 | [23 empty] | From eQ_Lib.dat in MASControl 2017
D_ECC_CompCL_Misc_Yr | Equipment | FRACTION | WntrDsn | 2014-04-04 | 2014-04-12 | Constant | 0 | [23 empty] | From eQ_Lib.dat in MASControl 2017
D_ECC_CompCL_Misc_Yr | Equipment | FRACTION | Default | 2014-04-04 | 2014-04-12 | Constant | 0.25 | [23 empty] | From eQ_Lib.dat in MASControl 2017
D_ECC_CompCL_Misc_Yr | Equipment | FRACTION | Default¦Wkdy | 2014-04-13 | 2014-05-22 | Hourly | 0.5 | 0.5 | 0.5 | 0.5 | 0.5 | 0.5 | 1 | 1 | 1 | 1 | 1 | 1 | 1 | 1 | 1 | 1 | 1 | 0.5 | 0.5 | 0.5 | 0.5 | 0.5 | 0.5 | 0.5 | From eQ_Lib.dat in MASControl 2017
D_ECC_CompCL_Misc_Yr | Equipment | FRACTION | Sat | 2014-04-13 | 2014-05-22 | Hourly | 0.5 | 0.5 | 0.5 | 0.5 | 0.5 | 0.5 | 0.5 | 0.75 | 0.75 | 0.75 | 0.75 | 0.75 | 0.75 | 0.75 | 0.75 | 0.75 | 0.5 | 0.5 | 0.5 | 0.5 | 0.5 | 0.5 | 0.5 | 0.5 | From eQ_Lib.dat in MASControl 2017
D_ECC_CompCL_Misc_Yr | Equipment | FRACTION | Sun | 2014-04-13 | 2014-05-22 | Constant | 0.5 | [23 empty] | From eQ_Lib.dat in MASControl 2017
D_ECC_CompCL_Misc_Yr | Equipment | FRACTION | SmrDsn | 2014-05-23 | 2014-05-31 | Constant | 1 | [23 empty] | From eQ_Lib.dat in MASControl 2017
D_ECC_CompCL_Misc_Yr | Equipment | FRACTION | WntrDsn | 2014-05-23 | 2014-05-31 | Constant | 0 | [23 empty] | From eQ_Lib.dat in MASControl 2017
D_ECC_CompCL_Misc_Yr | Equipment | FRACTION | Default | 2014-05-23 | 2014-05-31 | Constant | 0.25 | [23 empty] | From eQ_Lib.dat in MASControl 2017
D_ECC_CompCL_Misc_Yr | Equipment | FRACTION | Default¦Wkdy | 2014-06-01 | 2014-08-07 | Hourly | 0.5 | 0.5 | 0.5 | 0.5 | 0.5 | 0.5 | 0.75 | 0.75 | 0.75 | 0.75 | 0.75 | 0.75 | 0.75 | 0.75 | 0.75 | 0.75 | 0.75 | 0.5 | 0.5 | 0.5 | 0.5 | 0.5 | 0.5 | 0.5 | From eQ_Lib.dat in MASControl 2017
D_ECC_CompCL_Misc_Yr | Equipment | FRACTION | Sat | 2014-06-01 | 2014-08-07 | Hourly | 0.5 | 0.5 | 0.5 | 0.5 | 0.5 | 0.5 | 0.5 | 0.5625 | 0.5625 | 0.5625 | 0.5625 | 0.5625 | 0.5625 | 0.5625 | 0.5625 | 0.5625 | 0.5 | 0.5 | 0.5 | 0.5 | 0.5 | 0.5 | 0.5 | 0.5 | From eQ_Lib.dat in MASControl 2017
D_ECC_CompCL_Misc_Yr | Equipment | FRACTION | Sun | 2014-06-01 | 2014-08-07 | Constant | 0.5 | [23 empty] | From eQ_Lib.dat in MASControl 2017
D_ECC_CompCL_Misc_Yr | Equipment | FRACTION | SmrDsn | 2014-08-08 | 2014-08-16 | Constant | 1 | [23 empty] | From eQ_Lib.dat in MASControl 2017
D_ECC_CompCL_Misc_Yr | Equipment | FRACTION | WntrDsn | 2014-08-08 | 2014-08-16 | Constant | 0 | [23 empty] | From eQ_Lib.dat in MASControl 2017
D_ECC_CompCL_Misc_Yr | Equipment | FRACTION | Default | 2014-08-08 | 2014-08-16 | Constant | 0.25 | [23 empty] | From eQ_Lib.dat in MASControl 2017
D_ECC_CompCL_Misc_Yr | Equipment | FRACTION | Default¦Wkdy | 2014-08-17 | 2014-12-11 | Hourly | 0.5 | 0.5 | 0.5 | 0.5 | 0.5 | 0.5 | 1 | 1 | 1 | 1 | 1 | 1 | 1 | 1 | 1 | 1 | 1 | 0.5 | 0.5 | 0.5 | 0.5 | 0.5 | 0.5 | 0.5 | From eQ_Lib.dat in MASControl 2017
D_ECC_CompCL_Misc_Yr | Equipment | FRACTION | Sat | 2014-08-17 | 2014-12-11 | Hourly | 0.5 | 0.5 | 0.5 | 0.5 | 0.5 | 0.5 | 0.5 | 0.75 | 0.75 | 0.75 | 0.75 | 0.75 | 0.75 | 0.75 | 0.75 | 0.75 | 0.5 | 0.5 | 0.5 | 0.5 | 0.5 | 0.5 | 0.5 | 0.5 | From eQ_Lib.dat in MASControl 2017
D_ECC_CompCL_Misc_Yr | Equipment | FRACTION | Sun | 2014-08-17 | 2014-12-11 | Constant | 0.5 | [23 empty] | From eQ_Lib.dat in MASControl 2017
D_ECC_CompCL_Misc_Yr | Equipment | FRACTION | SmrDsn | 2014-12-12 | 2014-12-31 | Constant | 1 | [23 empty] | From eQ_Lib.dat in MASControl 2017
D_ECC_CompCL_Misc_Yr | Equipment | FRACTION | WntrDsn | 2014-12-12 | 2014-12-31 | Constant | 0 | [23 empty] | From eQ_Lib.dat in MASControl 2017
D_ECC_CompCL_Misc_Yr | Equipment | FRACTION | Default | 2014-12-12 | 2014-12-31 | Constant | 0.25 | [23 empty] | From eQ_Lib.dat in MASControl 2017
D_ECC_CompCL_Misc_Yr | Equipment | FRACTION | WntrDsn | 2014-01-01 | 2014-12-31 | Constant | 0 | [23 empty] | From eQ_Lib.dat in MASControl 2017
D_ECC_CompCL_Misc_Yr | Equipment | FRACTION | SmrDsn | 2014-01-01 | 2014-12-31 | Constant | 1 | [23 empty] | From eQ_Lib.dat in MASControl 2017
D_ECC_CompCL_Misc_Yr | Equipment | FRACTION | Hol | 2014-01-01 | 2014-12-31 | Constant | 0.5 | [23 empty] | From eQ_Lib.dat in MASControl 2017
D_ECC_CompCL_Occup_Yr | Occupancy | FRACTION | SmrDsn | 2014-01-01 | 2014-01-11 | Constant | 1 | [23 empty] | From eQ_Lib.dat in MASControl 2017
D_ECC_CompCL_Occup_Yr | Occupancy | FRACTION | WntrDsn | 2014-01-01 | 2014-01-11 | Constant | 0 | [23 empty] | From eQ_Lib.dat in MASControl 2017
D_ECC_CompCL_Occup_Yr | Occupancy | FRACTION | Default | 2014-01-01 | 2014-01-11 | Constant | 0 | [23 empty] | From eQ_Lib.dat in MASControl 2017
D_ECC_CompCL_Occup_Yr | Occupancy | FRACTION | Default¦Wkdy | 2014-01-12 | 2014-04-03 | Hourly | 0 | 0 | 0 | 0 | 0 | 0 | 0.2 | 0.5 | 1 | 1 | 1 | 1 | 1 | 1 | 1 | 1 | 1 | 0 | 0 | 0 | 0 | 0 | 0 | 0 | From eQ_Lib.dat in MASControl 2017
D_ECC_CompCL_Occup_Yr | Occupancy | FRACTION | Sat | 2014-01-12 | 2014-04-03 | Hourly | 0 | 0 | 0 | 0 | 0 | 0 | 0 | 0.1 | 0.25 | 0.5 | 0.5 | 0.5 | 0.5 | 0.5 | 0.5 | 0.5 | 0.25 | 0 | 0 | 0 | 0 | 0 | 0 | 0 | From eQ_Lib.dat in MASControl 2017
D_ECC_CompCL_Occup_Yr | Occupancy | FRACTION | Sun | 2014-01-12 | 2014-04-03 | Constant | 0 | [23 empty] | From eQ_Lib.dat in MASControl 2017
D_ECC_CompCL_Occup_Yr | Occupancy | FRACTION | SmrDsn | 2014-04-04 | 2014-04-12 | Constant | 1 | [23 empty] | From eQ_Lib.dat in MASControl 2017
D_ECC_CompCL_Occup_Yr | Occupancy | FRACTION | WntrDsn | 2014-04-04 | 2014-04-12 | Constant | 0 | [23 empty] | From eQ_Lib.dat in MASControl 2017
D_ECC_CompCL_Occup_Yr | Occupancy | FRACTION | Default | 2014-04-04 | 2014-04-12 | Constant | 0 | [23 empty] | From eQ_Lib.dat in MASControl 2017
D_ECC_CompCL_Occup_Yr | Occupancy | FRACTION | Default¦Wkdy | 2014-04-13 | 2014-05-22 | Hourly | 0 | 0 | 0 | 0 | 0 | 0 | 0.2 | 0.5 | 1 | 1 | 1 | 1 | 1 | 1 | 1 | 1 | 1 | 0 | 0 | 0 | 0 | 0 | 0 | 0 | From eQ_Lib.dat in MASControl 2017
D_ECC_CompCL_Occup_Yr | Occupancy | FRACTION | Sat | 2014-04-13 | 2014-05-22 | Hourly | 0 | 0 | 0 | 0 | 0 | 0 | 0 | 0.1 | 0.25 | 0.5 | 0.5 | 0.5 | 0.5 | 0.5 | 0.5 | 0.5 | 0.25 | 0 | 0 | 0 | 0 | 0 | 0 | 0 | From eQ_Lib.dat in MASControl 2017
D_ECC_CompCL_Occup_Yr | Occupancy | FRACTION | Sun | 2014-04-13 | 2014-05-22 | Constant | 0 | [23 empty] | From eQ_Lib.dat in MASControl 2017
D_ECC_CompCL_Occup_Yr | Occupancy | FRACTION | SmrDsn | 2014-05-23 | 2014-05-31 | Constant | 1 | [23 empty] | From eQ_Lib.dat in MASControl 2017
D_ECC_CompCL_Occup_Yr | Occupancy | FRACTION | WntrDsn | 2014-05-23 | 2014-05-31 | Constant | 0 | [23 empty] | From eQ_Lib.dat in MASControl 2017
D_ECC_CompCL_Occup_Yr | Occupancy | FRACTION | Default | 2014-05-23 | 2014-05-31 | Constant | 0 | [23 empty] | From eQ_Lib.dat in MASControl 2017
D_ECC_CompCL_Occup_Yr | Occupancy | FRACTION | Default¦Wkdy | 2014-06-01 | 2014-08-07 | Hourly | 0 | 0 | 0 | 0 | 0 | 0 | 0.08 | 0.2 | 0.4 | 0.4 | 0.4 | 0.4 | 0.4 | 0.4 | 0.4 | 0.4 | 0.4 | 0.2 | 0 | 0 | 0 | 0 | 0 | 0 | From eQ_Lib.dat in MASControl 2017
D_ECC_CompCL_Occup_Yr | Occupancy | FRACTION | Sat | 2014-06-01 | 2014-08-07 | Hourly | 0 | 0 | 0 | 0 | 0 | 0 | 0 | 0.04 | 0.1 | 0.2 | 0.2 | 0.2 | 0.2 | 0.2 | 0.2 | 0.2 | 0.1 | 0 | 0 | 0 | 0 | 0 | 0 | 0 | From eQ_Lib.dat in MASControl 2017
D_ECC_CompCL_Occup_Yr | Occupancy | FRACTION | Sun | 2014-06-01 | 2014-08-07 | Constant | 0 | [23 empty] | From eQ_Lib.dat in MASControl 2017
D_ECC_CompCL_Occup_Yr | Occupancy | FRACTION | SmrDsn | 2014-08-08 | 2014-08-16 | Constant | 1 | [23 empty] | From eQ_Lib.dat in MASControl 2017
D_ECC_CompCL_Occup_Yr | Occupancy | FRACTION | WntrDsn | 2014-08-08 | 2014-08-16 | Constant | 0 | [23 empty] | From eQ_Lib.dat in MASControl 2017
D_ECC_CompCL_Occup_Yr | Occupancy | FRACTION | Default | 2014-08-08 | 2014-08-16 | Constant | 0 | [23 empty] | From eQ_Lib.dat in MASControl 2017
D_ECC_CompCL_Occup_Yr | Occupancy | FRACTION | Default¦Wkdy | 2014-08-17 | 2014-12-11 | Hourly | 0 | 0 | 0 | 0 | 0 | 0 | 0.2 | 0.5 | 1 | 1 | 1 | 1 | 1 | 1 | 1 | 1 | 1 | 0 | 0 | 0 | 0 | 0 | 0 | 0 | From eQ_Lib.dat in MASControl 2017
D_ECC_CompCL_Occup_Yr | Occupancy | FRACTION | Sat | 2014-08-17 | 2014-12-11 | Hourly | 0 | 0 | 0 | 0 | 0 | 0 | 0 | 0.1 | 0.25 | 0.5 | 0.5 | 0.5 | 0.5 | 0.5 | 0.5 | 0.5 | 0.25 | 0 | 0 | 0 | 0 | 0 | 0 | 0 | From eQ_Lib.dat in MASControl 2017
D_ECC_CompCL_Occup_Yr | Occupancy | FRACTION | Sun | 2014-08-17 | 2014-12-11 | Constant | 0 | [23 empty] | From eQ_Lib.dat in MASControl 2017
D_ECC_CompCL_Occup_Yr | Occupancy | FRACTION | SmrDsn | 2014-12-12 | 2014-12-31 | Constant | 1 | [23 empty] | From eQ_Lib.dat in MASControl 2017
D_ECC_CompCL_Occup_Yr | Occupancy | FRACTION | WntrDsn | 2014-12-12 | 2014-12-31 | Constant | 0 | [23 empty] | From eQ_Lib.dat in MASControl 2017
D_ECC_CompCL_Occup_Yr | Occupancy | FRACTION | Default | 2014-12-12 | 2014-12-31 | Constant | 0 | [23 empty] | From eQ_Lib.dat in MASControl 2017
D_ECC_CompCL_Occup_Yr | Occupancy | FRACTION | WntrDsn | 2014-01-01 | 2014-12-31 | Constant | 0 | [23 empty] | From eQ_Lib.dat in MASControl 2017
D_ECC_CompCL_Occup_Yr | Occupancy | FRACTION | SmrDsn | 2014-01-01 | 2014-12-31 | Constant | 1 | [23 empty] | From eQ_Lib.dat in MASControl 2017
D_ECC_CompCL_Occup_Yr | Occupancy | FRACTION | Hol | 2014-01-01 | 2014-12-31 | Constant | 0 | [23 empty] | From eQ_Lib.dat in MASControl 2017
D_ECC_Ktchn_Cook_Yr | Cooking | FRACTION | SmrDsn | 2014-01-01 | 2014-01-11 | Constant | 1 | [23 empty] | From eQ_Lib.dat in MASControl 2017
D_ECC_Ktchn_Cook_Yr | Cooking | FRACTION | WntrDsn | 2014-01-01 | 2014-01-11 | Constant | 0 | [23 empty] | From eQ_Lib.dat in MASControl 2017
D_ECC_Ktchn_Cook_Yr | Cooking | FRACTION | Default | 2014-01-01 | 2014-01-11 | Constant | 0.02 | [23 empty] | From eQ_Lib.dat in MASControl 2017
D_ECC_Ktchn_Cook_Yr | Cooking | FRACTION | Default¦Wkdy | 2014-01-12 | 2014-04-03 | Hourly | 0.05 | 0.05 | 0.05 | 0.05 | 0.05 | 0.2 | 0.5 | 0.5 | 0.75 | 0.75 | 1 | 1 | 0.5 | 0.5 | 0.25 | 0.25 | 0.25 | 0.1 | 0.05 | 0.05 | 0.05 | 0.05 | 0.05 | 0.05 | From eQ_Lib.dat in MASControl 2017
D_ECC_Ktchn_Cook_Yr | Cooking | FRACTION | Sat | 2014-01-12 | 2014-04-03 | Hourly | 0.05 | 0.05 | 0.05 | 0.05 | 0.05 | 0.1605 | 0.3816 | 0.3816 | 0.5658 | 0.5658 | 0.75 | 0.75 | 0.3816 | 0.3816 | 0.1974 | 0.1974 | 0.0868 | 0.05 | 0.05 | 0.05 | 0.05 | 0.05 | 0.05 | 0.05 | From eQ_Lib.dat in MASControl 2017
D_ECC_Ktchn_Cook_Yr | Cooking | FRACTION | Sun | 2014-01-12 | 2014-04-03 | Constant | 0.05 | [23 empty] | From eQ_Lib.dat in MASControl 2017
D_ECC_Ktchn_Cook_Yr | Cooking | FRACTION | SmrDsn | 2014-04-04 | 2014-04-12 | Constant | 1 | [23 empty] | From eQ_Lib.dat in MASControl 2017
D_ECC_Ktchn_Cook_Yr | Cooking | FRACTION | WntrDsn | 2014-04-04 | 2014-04-12 | Constant | 0 | [23 empty] | From eQ_Lib.dat in MASControl 2017
D_ECC_Ktchn_Cook_Yr | Cooking | FRACTION | Default | 2014-04-04 | 2014-04-12 | Constant | 0.02 | [23 empty] | From eQ_Lib.dat in MASControl 2017
D_ECC_Ktchn_Cook_Yr | Cooking | FRACTION | Default¦Wkdy | 2014-04-13 | 2014-05-22 | Hourly | 0.05 | 0.05 | 0.05 | 0.05 | 0.05 | 0.2 | 0.5 | 0.5 | 0.75 | 0.75 | 1 | 1 | 0.5 | 0.5 | 0.25 | 0.25 | 0.25 | 0.1 | 0.05 | 0.05 | 0.05 | 0.05 | 0.05 | 0.05 | From eQ_Lib.dat in MASControl 2017
D_ECC_Ktchn_Cook_Yr | Cooking | FRACTION | Sat | 2014-04-13 | 2014-05-22 | Hourly | 0.05 | 0.05 | 0.05 | 0.05 | 0.05 | 0.1605 | 0.3816 | 0.3816 | 0.5658 | 0.5658 | 0.75 | 0.75 | 0.3816 | 0.3816 | 0.1974 | 0.1974 | 0.0868 | 0.05 | 0.05 | 0.05 | 0.05 | 0.05 | 0.05 | 0.05 | From eQ_Lib.dat in MASControl 2017
D_ECC_Ktchn_Cook_Yr | Cooking | FRACTION | Sun | 2014-04-13 | 2014-05-22 | Constant | 0.05 | [23 empty] | From eQ_Lib.dat in MASControl 2017
D_ECC_Ktchn_Cook_Yr | Cooking | FRACTION | SmrDsn | 2014-05-23 | 2014-05-31 | Constant | 1 | [23 empty] | From eQ_Lib.dat in MASControl 2017
D_ECC_Ktchn_Cook_Yr | Cooking | FRACTION | WntrDsn | 2014-05-23 | 2014-05-31 | Constant | 0 | [23 empty] | From eQ_Lib.dat in MASControl 2017
D_ECC_Ktchn_Cook_Yr | Cooking | FRACTION | Default | 2014-05-23 | 2014-05-31 | Constant | 0.02 | [23 empty] | From eQ_Lib.dat in MASControl 2017
D_ECC_Ktchn_Cook_Yr | Cooking | FRACTION | Default¦Wkdy | 2014-06-01 | 2014-08-07 | Hourly | 0.05 | 0.05 | 0.05 | 0.05 | 0.05 | 0.1605 | 0.3816 | 0.3816 | 0.5658 | 0.5658 | 0.75 | 0.75 | 0.3816 | 0.3816 | 0.1974 | 0.1974 | 0.1974 | 0.0868 | 0.05 | 0.05 | 0.05 | 0.05 | 0.05 | 0.05 | From eQ_Lib.dat in MASControl 2017
D_ECC_Ktchn_Cook_Yr | Cooking | FRACTION | Sat | 2014-06-01 | 2014-08-07 | Hourly | 0.05 | 0.05 | 0.05 | 0.05 | 0.05 | 0.1309 | 0.2928 | 0.2928 | 0.4276 | 0.4276 | 0.5625 | 0.5625 | 0.2928 | 0.2928 | 0.1579 | 0.1579 | 0.077 | 0.05 | 0.05 | 0.05 | 0.05 | 0.05 | 0.05 | 0.05 | From eQ_Lib.dat in MASControl 2017
D_ECC_Ktchn_Cook_Yr | Cooking | FRACTION | Sun | 2014-06-01 | 2014-08-07 | Constant | 0.035 | [23 empty] | From eQ_Lib.dat in MASControl 2017
D_ECC_Ktchn_Cook_Yr | Cooking | FRACTION | SmrDsn | 2014-08-08 | 2014-08-16 | Constant | 1 | [23 empty] | From eQ_Lib.dat in MASControl 2017
D_ECC_Ktchn_Cook_Yr | Cooking | FRACTION | WntrDsn | 2014-08-08 | 2014-08-16 | Constant | 0 | [23 empty] | From eQ_Lib.dat in MASControl 2017
D_ECC_Ktchn_Cook_Yr | Cooking | FRACTION | Default | 2014-08-08 | 2014-08-16 | Constant | 0.02 | [23 empty] | From eQ_Lib.dat in MASControl 2017
D_ECC_Ktchn_Cook_Yr | Cooking | FRACTION | Default¦Wkdy | 2014-08-17 | 2014-12-11 | Hourly | 0.05 | 0.05 | 0.05 | 0.05 | 0.05 | 0.2 | 0.5 | 0.5 | 0.75 | 0.75 | 1 | 1 | 0.5 | 0.5 | 0.25 | 0.25 | 0.25 | 0.1 | 0.05 | 0.05 | 0.05 | 0.05 | 0.05 | 0.05 | From eQ_Lib.dat in MASControl 2017
D_ECC_Ktchn_Cook_Yr | Cooking | FRACTION | Sat | 2014-08-17 | 2014-12-11 | Hourly | 0.05 | 0.05 | 0.05 | 0.05 | 0.05 | 0.1605 | 0.3816 | 0.3816 | 0.5658 | 0.5658 | 0.75 | 0.75 | 0.3816 | 0.3816 | 0.1974 | 0.1974 | 0.0868 | 0.05 | 0.05 | 0.05 | 0.05 | 0.05 | 0.05 | 0.05 | From eQ_Lib.dat in MASControl 2017
D_ECC_Ktchn_Cook_Yr | Cooking | FRACTION | Sun | 2014-08-17 | 2014-12-11 | Constant | 0.05 | [23 empty] | From eQ_Lib.dat in MASControl 2017
D_ECC_Ktchn_Cook_Yr | Cooking | FRACTION | SmrDsn | 2014-12-12 | 2014-12-31 | Constant | 1 | [23 empty] | From eQ_Lib.dat in MASControl 2017
D_ECC_Ktchn_Cook_Yr | Cooking | FRACTION | WntrDsn | 2014-12-12 | 2014-12-31 | Constant | 0 | [23 empty] | From eQ_Lib.dat in MASControl 2017
D_ECC_Ktchn_Cook_Yr | Cooking | FRACTION | Default | 2014-12-12 | 2014-12-31 | Constant | 0.02 | [23 empty] | From eQ_Lib.dat in MASControl 2017
D_ECC_Ktchn_Cook_Yr | Cooking | FRACTION | WntrDsn | 2014-01-01 | 2014-12-31 | Constant | 0 | [23 empty] | From eQ_Lib.dat in MASControl 2017
D_ECC_Ktchn_Cook_Yr | Cooking | FRACTION | SmrDsn | 2014-01-01 | 2014-12-31 | Constant | 1 | [23 empty] | From eQ_Lib.dat in MASControl 2017
D_ECC_Ktchn_Cook_Yr | Cooking | FRACTION | Hol | 2014-01-01 | 2014-12-31 | Constant | 0.035 | [23 empty] | From eQ_Lib.dat in MASControl 2017
D_ECC_Ktchn_LitCFL_Yr | Lighting | FRACTION | SmrDsn | 2014-01-01 | 2014-01-11 | Constant | 1 | [23 empty] | From eQ_Lib.dat in MASControl 2017
D_ECC_Ktchn_LitCFL_Yr | Lighting | FRACTION | WntrDsn | 2014-01-01 | 2014-01-11 | Constant | 0 | [23 empty] | From eQ_Lib.dat in MASControl 2017
D_ECC_Ktchn_LitCFL_Yr | Lighting | FRACTION | Default | 2014-01-01 | 2014-01-11 | Constant | 0.035 | [23 empty] | From eQ_Lib.dat in MASControl 2017
D_ECC_Ktchn_LitCFL_Yr | Lighting | FRACTION | Default¦Wkdy | 2014-01-12 | 2014-04-03 | Hourly | 0.1 | 0.1 | 0.1 | 0.1 | 0.1 | 0.2722 | 0.2722 | 0.4444 | 0.875 | 0.875 | 0.875 | 0.875 | 0.875 | 0.875 | 0.875 | 0.875 | 0.875 | 0.2292 | 0.1 | 0.1 | 0.1 | 0.1 | 0.1 | 0.1 | From eQ_Lib.dat in MASControl 2017
D_ECC_Ktchn_LitCFL_Yr | Lighting | FRACTION | Sat | 2014-01-12 | 2014-04-03 | Hourly | 0.1 | 0.1 | 0.1 | 0.1 | 0.1 | 0.2111 | 0.2111 | 0.3222 | 0.6 | 0.6 | 0.6 | 0.6 | 0.6 | 0.6 | 0.6 | 0.6 | 0.1833 | 0.1 | 0.1 | 0.1 | 0.1 | 0.1 | 0.1 | 0.1 | From eQ_Lib.dat in MASControl 2017
D_ECC_Ktchn_LitCFL_Yr | Lighting | FRACTION | Sun | 2014-01-12 | 2014-04-03 | Constant | 0.05 | [23 empty] | From eQ_Lib.dat in MASControl 2017
D_ECC_Ktchn_LitCFL_Yr | Lighting | FRACTION | SmrDsn | 2014-04-04 | 2014-04-12 | Constant | 1 | [23 empty] | From eQ_Lib.dat in MASControl 2017
D_ECC_Ktchn_LitCFL_Yr | Lighting | FRACTION | WntrDsn | 2014-04-04 | 2014-04-12 | Constant | 0 | [23 empty] | From eQ_Lib.dat in MASControl 2017
D_ECC_Ktchn_LitCFL_Yr | Lighting | FRACTION | Default | 2014-04-04 | 2014-04-12 | Constant | 0.035 | [23 empty] | From eQ_Lib.dat in MASControl 2017
D_ECC_Ktchn_LitCFL_Yr | Lighting | FRACTION | Default¦Wkdy | 2014-04-13 | 2014-05-22 | Hourly | 0.1 | 0.1 | 0.1 | 0.1 | 0.1 | 0.2722 | 0.2722 | 0.4444 | 0.875 | 0.875 | 0.875 | 0.875 | 0.875 | 0.875 | 0.875 | 0.875 | 0.875 | 0.2292 | 0.1 | 0.1 | 0.1 | 0.1 | 0.1 | 0.1 | From eQ_Lib.dat in MASControl 2017
D_ECC_Ktchn_LitCFL_Yr | Lighting | FRACTION | Sat | 2014-04-13 | 2014-05-22 | Hourly | 0.1 | 0.1 | 0.1 | 0.1 | 0.1 | 0.2111 | 0.2111 | 0.3222 | 0.6 | 0.6 | 0.6 | 0.6 | 0.6 | 0.6 | 0.6 | 0.6 | 0.1833 | 0.1 | 0.1 | 0.1 | 0.1 | 0.1 | 0.1 | 0.1 | From eQ_Lib.dat in MASControl 2017
D_ECC_Ktchn_LitCFL_Yr | Lighting | FRACTION | Sun | 2014-04-13 | 2014-05-22 | Constant | 0.05 | [23 empty] | From eQ_Lib.dat in MASControl 2017
D_ECC_Ktchn_LitCFL_Yr | Lighting | FRACTION | SmrDsn | 2014-05-23 | 2014-05-31 | Constant | 1 | [23 empty] | From eQ_Lib.dat in MASControl 2017
D_ECC_Ktchn_LitCFL_Yr | Lighting | FRACTION | WntrDsn | 2014-05-23 | 2014-05-31 | Constant | 0 | [23 empty] | From eQ_Lib.dat in MASControl 2017
D_ECC_Ktchn_LitCFL_Yr | Lighting | FRACTION | Default | 2014-05-23 | 2014-05-31 | Constant | 0.035 | [23 empty] | From eQ_Lib.dat in MASControl 2017
D_ECC_Ktchn_LitCFL_Yr | Lighting | FRACTION | Default¦Wkdy | 2014-06-01 | 2014-08-07 | Hourly | 0.1 | 0.1 | 0.1 | 0.1 | 0.1 | 0.2028 | 0.2028 | 0.3056 | 0.5625 | 0.5625 | 0.5625 | 0.5625 | 0.5625 | 0.5625 | 0.5625 | 0.5625 | 0.5625 | 0.1771 | 0.1 | 0.1 | 0.1 | 0.1 | 0.1 | 0.1 | From eQ_Lib.dat in MASControl 2017
D_ECC_Ktchn_LitCFL_Yr | Lighting | FRACTION | Sat | 2014-06-01 | 2014-08-07 | Hourly | 0.1 | 0.1 | 0.1 | 0.1 | 0.1 | 0.1403 | 0.1403 | 0.1806 | 0.2813 | 0.2813 | 0.2813 | 0.2813 | 0.2813 | 0.2813 | 0.2813 | 0.2813 | 0.1302 | 0.1 | 0.1 | 0.1 | 0.1 | 0.1 | 0.1 | 0.1 | From eQ_Lib.dat in MASControl 2017
D_ECC_Ktchn_LitCFL_Yr | Lighting | FRACTION | Sun | 2014-06-01 | 2014-08-07 | Constant | 0.035 | [23 empty] | From eQ_Lib.dat in MASControl 2017
D_ECC_Ktchn_LitCFL_Yr | Lighting | FRACTION | SmrDsn | 2014-08-08 | 2014-08-16 | Constant | 1 | [23 empty] | From eQ_Lib.dat in MASControl 2017
D_ECC_Ktchn_LitCFL_Yr | Lighting | FRACTION | WntrDsn | 2014-08-08 | 2014-08-16 | Constant | 0 | [23 empty] | From eQ_Lib.dat in MASControl 2017
D_ECC_Ktchn_LitCFL_Yr | Lighting | FRACTION | Default | 2014-08-08 | 2014-08-16 | Constant | 0.035 | [23 empty] | From eQ_Lib.dat in MASControl 2017
D_ECC_Ktchn_LitCFL_Yr | Lighting | FRACTION | Default¦Wkdy | 2014-08-17 | 2014-12-11 | Hourly | 0.1 | 0.1 | 0.1 | 0.1 | 0.1 | 0.2722 | 0.2722 | 0.4444 | 0.875 | 0.875 | 0.875 | 0.875 | 0.875 | 0.875 | 0.875 | 0.875 | 0.875 | 0.2292 | 0.1 | 0.1 | 0.1 | 0.1 | 0.1 | 0.1 | From eQ_Lib.dat in MASControl 2017
D_ECC_Ktchn_LitCFL_Yr | Lighting | FRACTION | Sat | 2014-08-17 | 2014-12-11 | Hourly | 0.1 | 0.1 | 0.1 | 0.1 | 0.1 | 0.2111 | 0.2111 | 0.3222 | 0.6 | 0.6 | 0.6 | 0.6 | 0.6 | 0.6 | 0.6 | 0.6 | 0.1833 | 0.1 | 0.1 | 0.1 | 0.1 | 0.1 | 0.1 | 0.1 | From eQ_Lib.dat in MASControl 2017
D_ECC_Ktchn_LitCFL_Yr | Lighting | FRACTION | Sun | 2014-08-17 | 2014-12-11 | Constant | 0.05 | [23 empty] | From eQ_Lib.dat in MASControl 2017
D_ECC_Ktchn_LitCFL_Yr | Lighting | FRACTION | SmrDsn | 2014-12-12 | 2014-12-31 | Constant | 1 | [23 empty] | From eQ_Lib.dat in MASControl 2017
D_ECC_Ktchn_LitCFL_Yr | Lighting | FRACTION | WntrDsn | 2014-12-12 | 2014-12-31 | Constant | 0 | [23 empty] | From eQ_Lib.dat in MASControl 2017
D_ECC_Ktchn_LitCFL_Yr | Lighting | FRACTION | Default | 2014-12-12 | 2014-12-31 | Constant | 0.035 | [23 empty] | From eQ_Lib.dat in MASControl 2017
D_ECC_Ktchn_LitCFL_Yr | Lighting | FRACTION | WntrDsn | 2014-01-01 | 2014-12-31 | Constant | 0 | [23 empty] | From eQ_Lib.dat in MASControl 2017
D_ECC_Ktchn_LitCFL_Yr | Lighting | FRACTION | SmrDsn | 2014-01-01 | 2014-12-31 | Constant | 1 | [23 empty] | From eQ_Lib.dat in MASControl 2017
D_ECC_Ktchn_LitCFL_Yr | Lighting | FRACTION | Hol | 2014-01-01 | 2014-12-31 | Constant | 0.035 | [23 empty] | From eQ_Lib.dat in MASControl 2017
D_ECC_Ktchn_LitEx_Yr | Lighting | FRACTION | SmrDsn | 2014-01-01 | 2014-12-31 | Constant | 1 | [23 empty] | From eQ_Lib.dat in MASControl 2017
D_ECC_Ktchn_LitEx_Yr | Lighting | FRACTION | WntrDsn | 2014-01-01 | 2014-12-31 | Constant | 0 | [23 empty] | From eQ_Lib.dat in MASControl 2017
D_ECC_Ktchn_LitEx_Yr | Lighting | FRACTION | Default¦Hol | 2014-01-01 | 2014-12-31 | Constant | 1 | [23 empty] | From eQ_Lib.dat in MASControl 2017
D_ECC_Ktchn_LitLF_Yr | Lighting | FRACTION | SmrDsn | 2014-01-01 | 2014-01-11 | Constant | 1 | [23 empty] | From eQ_Lib.dat in MASControl 2017
D_ECC_Ktchn_LitLF_Yr | Lighting | FRACTION | WntrDsn | 2014-01-01 | 2014-01-11 | Constant | 0 | [23 empty] | From eQ_Lib.dat in MASControl 2017
D_ECC_Ktchn_LitLF_Yr | Lighting | FRACTION | Default | 2014-01-01 | 2014-01-11 | Constant | 0.035 | [23 empty] | From eQ_Lib.dat in MASControl 2017
D_ECC_Ktchn_LitLF_Yr | Lighting | FRACTION | Default¦Wkdy | 2014-01-12 | 2014-04-03 | Hourly | 0.1 | 0.1 | 0.1 | 0.1 | 0.3 | 0.4 | 0.55 | 0.8 | 0.8 | 0.9 | 0.9 | 0.9 | 0.9 | 0.9 | 0.9 | 0.9 | 0.8 | 0.6 | 0.4 | 0.3 | 0.1 | 0.1 | 0.1 | 0.1 | From eQ_Lib.dat in MASControl 2017
D_ECC_Ktchn_LitLF_Yr | Lighting | FRACTION | Sat | 2014-01-12 | 2014-04-03 | Hourly | 0.1 | 0.1 | 0.1 | 0.1 | 0.225 | 0.3 | 0.4125 | 0.6 | 0.6 | 0.675 | 0.675 | 0.675 | 0.675 | 0.675 | 0.675 | 0.675 | 0.6 | 0.45 | 0.3 | 0.225 | 0.1 | 0.1 | 0.1 | 0.1 | From eQ_Lib.dat in MASControl 2017
D_ECC_Ktchn_LitLF_Yr | Lighting | FRACTION | Sun | 2014-01-12 | 2014-04-03 | Constant | 0.05 | [23 empty] | From eQ_Lib.dat in MASControl 2017
D_ECC_Ktchn_LitLF_Yr | Lighting | FRACTION | SmrDsn | 2014-04-04 | 2014-04-12 | Constant | 1 | [23 empty] | From eQ_Lib.dat in MASControl 2017
D_ECC_Ktchn_LitLF_Yr | Lighting | FRACTION | WntrDsn | 2014-04-04 | 2014-04-12 | Constant | 0 | [23 empty] | From eQ_Lib.dat in MASControl 2017
D_ECC_Ktchn_LitLF_Yr | Lighting | FRACTION | Default | 2014-04-04 | 2014-04-12 | Constant | 0.035 | [23 empty] | From eQ_Lib.dat in MASControl 2017
D_ECC_Ktchn_LitLF_Yr | Lighting | FRACTION | Default¦Wkdy | 2014-04-13 | 2014-05-22 | Hourly | 0.1 | 0.1 | 0.1 | 0.1 | 0.3 | 0.4 | 0.55 | 0.8 | 0.8 | 0.9 | 0.9 | 0.9 | 0.9 | 0.9 | 0.9 | 0.9 | 0.8 | 0.6 | 0.4 | 0.3 | 0.1 | 0.1 | 0.1 | 0.1 | From eQ_Lib.dat in MASControl 2017
D_ECC_Ktchn_LitLF_Yr | Lighting | FRACTION | Sat | 2014-04-13 | 2014-05-22 | Hourly | 0.1 | 0.1 | 0.1 | 0.1 | 0.225 | 0.3 | 0.4125 | 0.6 | 0.6 | 0.675 | 0.675 | 0.675 | 0.675 | 0.675 | 0.675 | 0.675 | 0.6 | 0.45 | 0.3 | 0.225 | 0.1 | 0.1 | 0.1 | 0.1 | From eQ_Lib.dat in MASControl 2017
D_ECC_Ktchn_LitLF_Yr | Lighting | FRACTION | Sun | 2014-04-13 | 2014-05-22 | Constant | 0.05 | [23 empty] | From eQ_Lib.dat in MASControl 2017
D_ECC_Ktchn_LitLF_Yr | Lighting | FRACTION | SmrDsn | 2014-05-23 | 2014-05-31 | Constant | 1 | [23 empty] | From eQ_Lib.dat in MASControl 2017
D_ECC_Ktchn_LitLF_Yr | Lighting | FRACTION | WntrDsn | 2014-05-23 | 2014-05-31 | Constant | 0 | [23 empty] | From eQ_Lib.dat in MASControl 2017
D_ECC_Ktchn_LitLF_Yr | Lighting | FRACTION | Default | 2014-05-23 | 2014-05-31 | Constant | 0.035 | [23 empty] | From eQ_Lib.dat in MASControl 2017
D_ECC_Ktchn_LitLF_Yr | Lighting | FRACTION | Default¦Wkdy | 2014-06-01 | 2014-08-07 | Hourly | 0.1 | 0.1 | 0.1 | 0.1 | 0.1 | 0.227 | 0.227 | 0.354 | 0.6 | 0.6 | 0.6 | 0.6 | 0.6 | 0.6 | 0.6 | 0.6 | 0.6 | 0.1952 | 0.1 | 0.1 | 0.1 | 0.1 | 0.1 | 0.1 | From eQ_Lib.dat in MASControl 2017
D_ECC_Ktchn_LitLF_Yr | Lighting | FRACTION | Sat | 2014-06-01 | 2014-08-07 | Hourly | 0.1 | 0.1 | 0.1 | 0.1 | 0.1 | 0.1403 | 0.1403 | 0.1806 | 0.2813 | 0.2813 | 0.2813 | 0.2813 | 0.2813 | 0.2813 | 0.2813 | 0.2813 | 0.1302 | 0.1 | 0.1 | 0.1 | 0.1 | 0.1 | 0.1 | 0.1 | From eQ_Lib.dat in MASControl 2017
D_ECC_Ktchn_LitLF_Yr | Lighting | FRACTION | Sun | 2014-06-01 | 2014-08-07 | Constant | 0.035 | [23 empty] | From eQ_Lib.dat in MASControl 2017
D_ECC_Ktchn_LitLF_Yr | Lighting | FRACTION | SmrDsn | 2014-08-08 | 2014-08-16 | Constant | 1 | [23 empty] | From eQ_Lib.dat in MASControl 2017
D_ECC_Ktchn_LitLF_Yr | Lighting | FRACTION | WntrDsn | 2014-08-08 | 2014-08-16 | Constant | 0 | [23 empty] | From eQ_Lib.dat in MASControl 2017
D_ECC_Ktchn_LitLF_Yr | Lighting | FRACTION | Default | 2014-08-08 | 2014-08-16 | Constant | 0.035 | [23 empty] | From eQ_Lib.dat in MASControl 2017
D_ECC_Ktchn_LitLF_Yr | Lighting | FRACTION | Default¦Wkdy | 2014-08-17 | 2014-12-11 | Hourly | 0.1 | 0.1 | 0.1 | 0.1 | 0.3 | 0.4 | 0.55 | 0.8 | 0.8 | 0.9 | 0.9 | 0.9 | 0.9 | 0.9 | 0.9 | 0.9 | 0.8 | 0.6 | 0.4 | 0.3 | 0.1 | 0.1 | 0.1 | 0.1 | From eQ_Lib.dat in MASControl 2017
D_ECC_Ktchn_LitLF_Yr | Lighting | FRACTION | Sat | 2014-08-17 | 2014-12-11 | Hourly | 0.1 | 0.1 | 0.1 | 0.1 | 0.225 | 0.3 | 0.4125 | 0.6 | 0.6 | 0.675 | 0.675 | 0.675 | 0.675 | 0.675 | 0.675 | 0.675 | 0.6 | 0.45 | 0.3 | 0.225 | 0.1 | 0.1 | 0.1 | 0.1 | From eQ_Lib.dat in MASControl 2017
D_ECC_Ktchn_LitLF_Yr | Lighting | FRACTION | Sun | 2014-08-17 | 2014-12-11 | Constant | 0.05 | [23 empty] | From eQ_Lib.dat in MASControl 2017
D_ECC_Ktchn_LitLF_Yr | Lighting | FRACTION | SmrDsn | 2014-12-12 | 2014-12-31 | Constant | 1 | [23 empty] | From eQ_Lib.dat in MASControl 2017
D_ECC_Ktchn_LitLF_Yr | Lighting | FRACTION | WntrDsn | 2014-12-12 | 2014-12-31 | Constant | 0 | [23 empty] | From eQ_Lib.dat in MASControl 2017
D_ECC_Ktchn_LitLF_Yr | Lighting | FRACTION | Default | 2014-12-12 | 2014-12-31 | Constant | 0.035 | [23 empty] | From eQ_Lib.dat in MASControl 2017
D_ECC_Ktchn_LitLF_Yr | Lighting | FRACTION | WntrDsn | 2014-01-01 | 2014-12-31 | Constant | 0 | [23 empty] | From eQ_Lib.dat in MASControl 2017
D_ECC_Ktchn_LitLF_Yr | Lighting | FRACTION | SmrDsn | 2014-01-01 | 2014-12-31 | Constant | 1 | [23 empty] | From eQ_Lib.dat in MASControl 2017
D_ECC_Ktchn_LitLF_Yr | Lighting | FRACTION | Hol | 2014-01-01 | 2014-12-31 | Constant | 0.035 | [23 empty] | From eQ_Lib.dat in MASControl 2017
D_ECC_Ktchn_LitSp_Yr | Lighting | FRACTION | SmrDsn | 2014-01-01 | 2014-01-11 | Constant | 1 | [23 empty] | From eQ_Lib.dat in MASControl 2017
D_ECC_Ktchn_LitSp_Yr | Lighting | FRACTION | WntrDsn | 2014-01-01 | 2014-01-11 | Constant | 0 | [23 empty] | From eQ_Lib.dat in MASControl 2017
D_ECC_Ktchn_LitSp_Yr | Lighting | FRACTION | Default | 2014-01-01 | 2014-01-11 | Constant | 0.035 | [23 empty] | From eQ_Lib.dat in MASControl 2017
D_ECC_Ktchn_LitSp_Yr | Lighting | FRACTION | Default¦Wkdy | 2014-01-12 | 2014-04-03 | Hourly | 0.1 | 0.1 | 0.1 | 0.1 | 0.3 | 0.4 | 0.55 | 0.8 | 0.8 | 0.9 | 0.9 | 0.9 | 0.9 | 0.9 | 0.9 | 0.9 | 0.8 | 0.6 | 0.4 | 0.3 | 0.1 | 0.1 | 0.1 | 0.1 | From eQ_Lib.dat in MASControl 2017
D_ECC_Ktchn_LitSp_Yr | Lighting | FRACTION | Sat | 2014-01-12 | 2014-04-03 | Hourly | 0.1 | 0.1 | 0.1 | 0.1 | 0.225 | 0.3 | 0.4125 | 0.6 | 0.6 | 0.675 | 0.675 | 0.675 | 0.675 | 0.675 | 0.675 | 0.675 | 0.6 | 0.45 | 0.3 | 0.225 | 0.1 | 0.1 | 0.1 | 0.1 | From eQ_Lib.dat in MASControl 2017
D_ECC_Ktchn_LitSp_Yr | Lighting | FRACTION | Sun | 2014-01-12 | 2014-04-03 | Constant | 0.05 | [23 empty] | From eQ_Lib.dat in MASControl 2017
D_ECC_Ktchn_LitSp_Yr | Lighting | FRACTION | SmrDsn | 2014-04-04 | 2014-04-12 | Constant | 1 | [23 empty] | From eQ_Lib.dat in MASControl 2017
D_ECC_Ktchn_LitSp_Yr | Lighting | FRACTION | WntrDsn | 2014-04-04 | 2014-04-12 | Constant | 0 | [23 empty] | From eQ_Lib.dat in MASControl 2017
D_ECC_Ktchn_LitSp_Yr | Lighting | FRACTION | Default | 2014-04-04 | 2014-04-12 | Constant | 0.035 | [23 empty] | From eQ_Lib.dat in MASControl 2017
D_ECC_Ktchn_LitSp_Yr | Lighting | FRACTION | Default¦Wkdy | 2014-04-13 | 2014-05-22 | Hourly | 0.1 | 0.1 | 0.1 | 0.1 | 0.3 | 0.4 | 0.55 | 0.8 | 0.8 | 0.9 | 0.9 | 0.9 | 0.9 | 0.9 | 0.9 | 0.9 | 0.8 | 0.6 | 0.4 | 0.3 | 0.1 | 0.1 | 0.1 | 0.1 | From eQ_Lib.dat in MASControl 2017
D_ECC_Ktchn_LitSp_Yr | Lighting | FRACTION | Sat | 2014-04-13 | 2014-05-22 | Hourly | 0.1 | 0.1 | 0.1 | 0.1 | 0.225 | 0.3 | 0.4125 | 0.6 | 0.6 | 0.675 | 0.675 | 0.675 | 0.675 | 0.675 | 0.675 | 0.675 | 0.6 | 0.45 | 0.3 | 0.225 | 0.1 | 0.1 | 0.1 | 0.1 | From eQ_Lib.dat in MASControl 2017
D_ECC_Ktchn_LitSp_Yr | Lighting | FRACTION | Sun | 2014-04-13 | 2014-05-22 | Constant | 0.05 | [23 empty] | From eQ_Lib.dat in MASControl 2017
D_ECC_Ktchn_LitSp_Yr | Lighting | FRACTION | SmrDsn | 2014-05-23 | 2014-05-31 | Constant | 1 | [23 empty] | From eQ_Lib.dat in MASControl 2017
D_ECC_Ktchn_LitSp_Yr | Lighting | FRACTION | WntrDsn | 2014-05-23 | 2014-05-31 | Constant | 0 | [23 empty] | From eQ_Lib.dat in MASControl 2017
D_ECC_Ktchn_LitSp_Yr | Lighting | FRACTION | Default | 2014-05-23 | 2014-05-31 | Constant | 0.035 | [23 empty] | From eQ_Lib.dat in MASControl 2017
D_ECC_Ktchn_LitSp_Yr | Lighting | FRACTION | Default¦Wkdy | 2014-06-01 | 2014-08-07 | Hourly | 0.1 | 0.1 | 0.1 | 0.1 | 0.1 | 0.227 | 0.227 | 0.354 | 0.6 | 0.6 | 0.6 | 0.6 | 0.6 | 0.6 | 0.6 | 0.6 | 0.6 | 0.1952 | 0.1 | 0.1 | 0.1 | 0.1 | 0.1 | 0.1 | From eQ_Lib.dat in MASControl 2017
D_ECC_Ktchn_LitSp_Yr | Lighting | FRACTION | Sat | 2014-06-01 | 2014-08-07 | Hourly | 0.1 | 0.1 | 0.1 | 0.1 | 0.1 | 0.1403 | 0.1403 | 0.1806 | 0.2813 | 0.2813 | 0.2813 | 0.2813 | 0.2813 | 0.2813 | 0.2813 | 0.2813 | 0.1302 | 0.1 | 0.1 | 0.1 | 0.1 | 0.1 | 0.1 | 0.1 | From eQ_Lib.dat in MASControl 2017
D_ECC_Ktchn_LitSp_Yr | Lighting | FRACTION | Sun | 2014-06-01 | 2014-08-07 | Constant | 0.035 | [23 empty] | From eQ_Lib.dat in MASControl 2017
D_ECC_Ktchn_LitSp_Yr | Lighting | FRACTION | SmrDsn | 2014-08-08 | 2014-08-16 | Constant | 1 | [23 empty] | From eQ_Lib.dat in MASControl 2017
D_ECC_Ktchn_LitSp_Yr | Lighting | FRACTION | WntrDsn | 2014-08-08 | 2014-08-16 | Constant | 0 | [23 empty] | From eQ_Lib.dat in MASControl 2017
D_ECC_Ktchn_LitSp_Yr | Lighting | FRACTION | Default | 2014-08-08 | 2014-08-16 | Constant | 0.035 | [23 empty] | From eQ_Lib.dat in MASControl 2017
D_ECC_Ktchn_LitSp_Yr | Lighting | FRACTION | Default¦Wkdy | 2014-08-17 | 2014-12-11 | Hourly | 0.1 | 0.1 | 0.1 | 0.1 | 0.3 | 0.4 | 0.55 | 0.8 | 0.8 | 0.9 | 0.9 | 0.9 | 0.9 | 0.9 | 0.9 | 0.9 | 0.8 | 0.6 | 0.4 | 0.3 | 0.1 | 0.1 | 0.1 | 0.1 | From eQ_Lib.dat in MASControl 2017
D_ECC_Ktchn_LitSp_Yr | Lighting | FRACTION | Sat | 2014-08-17 | 2014-12-11 | Hourly | 0.1 | 0.1 | 0.1 | 0.1 | 0.225 | 0.3 | 0.4125 | 0.6 | 0.6 | 0.675 | 0.675 | 0.675 | 0.675 | 0.675 | 0.675 | 0.675 | 0.6 | 0.45 | 0.3 | 0.225 | 0.1 | 0.1 | 0.1 | 0.1 | From eQ_Lib.dat in MASControl 2017
D_ECC_Ktchn_LitSp_Yr | Lighting | FRACTION | Sun | 2014-08-17 | 2014-12-11 | Constant | 0.05 | [23 empty] | From eQ_Lib.dat in MASControl 2017
D_ECC_Ktchn_LitSp_Yr | Lighting | FRACTION | SmrDsn | 2014-12-12 | 2014-12-31 | Constant | 1 | [23 empty] | From eQ_Lib.dat in MASControl 2017
D_ECC_Ktchn_LitSp_Yr | Lighting | FRACTION | WntrDsn | 2014-12-12 | 2014-12-31 | Constant | 0 | [23 empty] | From eQ_Lib.dat in MASControl 2017
D_ECC_Ktchn_LitSp_Yr | Lighting | FRACTION | Default | 2014-12-12 | 2014-12-31 | Constant | 0.035 | [23 empty] | From eQ_Lib.dat in MASControl 2017
D_ECC_Ktchn_LitSp_Yr | Lighting | FRACTION | WntrDsn | 2014-01-01 | 2014-12-31 | Constant | 0 | [23 empty] | From eQ_Lib.dat in MASControl 2017
D_ECC_Ktchn_LitSp_Yr | Lighting | FRACTION | SmrDsn | 2014-01-01 | 2014-12-31 | Constant | 1 | [23 empty] | From eQ_Lib.dat in MASControl 2017
D_ECC_Ktchn_LitSp_Yr | Lighting | FRACTION | Hol | 2014-01-01 | 2014-12-31 | Constant | 0.035 | [23 empty] | From eQ_Lib.dat in MASControl 2017
D_ECC_Ktchn_Misc_Yr | Equipment | FRACTION | SmrDsn | 2014-01-01 | 2014-01-11 | Constant | 1 | [23 empty] | From eQ_Lib.dat in MASControl 2017
D_ECC_Ktchn_Misc_Yr | Equipment | FRACTION | WntrDsn | 2014-01-01 | 2014-01-11 | Constant | 0 | [23 empty] | From eQ_Lib.dat in MASControl 2017
D_ECC_Ktchn_Misc_Yr | Equipment | FRACTION | Default | 2014-01-01 | 2014-01-11 | Constant | 0.02 | [23 empty] | From eQ_Lib.dat in MASControl 2017
D_ECC_Ktchn_Misc_Yr | Equipment | FRACTION | Default¦Wkdy | 2014-01-12 | 2014-04-03 | Hourly | 0.3 | 0.3 | 0.3 | 0.3 | 0.3 | 0.3 | 0.6 | 0.6 | 0.6 | 0.6 | 0.8 | 1 | 1 | 0.8 | 0.6 | 0.6 | 0.6 | 0.3 | 0.3 | 0.3 | 0.3 | 0.3 | 0.3 | 0.3 | From eQ_Lib.dat in MASControl 2017
D_ECC_Ktchn_Misc_Yr | Equipment | FRACTION | Sat | 2014-01-12 | 2014-04-03 | Hourly | 0.3 | 0.3 | 0.3 | 0.3 | 0.3 | 0.3 | 0.4929 | 0.4929 | 0.4929 | 0.4929 | 0.6214 | 0.75 | 0.75 | 0.6214 | 0.4929 | 0.4929 | 0.3 | 0.3 | 0.3 | 0.3 | 0.3 | 0.3 | 0.3 | 0.3 | From eQ_Lib.dat in MASControl 2017
D_ECC_Ktchn_Misc_Yr | Equipment | FRACTION | Sun | 2014-01-12 | 2014-04-03 | Constant | 0.3 | [23 empty] | From eQ_Lib.dat in MASControl 2017
D_ECC_Ktchn_Misc_Yr | Equipment | FRACTION | SmrDsn | 2014-04-04 | 2014-04-12 | Constant | 1 | [23 empty] | From eQ_Lib.dat in MASControl 2017
D_ECC_Ktchn_Misc_Yr | Equipment | FRACTION | WntrDsn | 2014-04-04 | 2014-04-12 | Constant | 0 | [23 empty] | From eQ_Lib.dat in MASControl 2017
D_ECC_Ktchn_Misc_Yr | Equipment | FRACTION | Default | 2014-04-04 | 2014-04-12 | Constant | 0.02 | [23 empty] | From eQ_Lib.dat in MASControl 2017
D_ECC_Ktchn_Misc_Yr | Equipment | FRACTION | Default¦Wkdy | 2014-04-13 | 2014-05-22 | Hourly | 0.3 | 0.3 | 0.3 | 0.3 | 0.3 | 0.3 | 0.6 | 0.6 | 0.6 | 0.6 | 0.8 | 1 | 1 | 0.8 | 0.6 | 0.6 | 0.6 | 0.3 | 0.3 | 0.3 | 0.3 | 0.3 | 0.3 | 0.3 | From eQ_Lib.dat in MASControl 2017
D_ECC_Ktchn_Misc_Yr | Equipment | FRACTION | Sat | 2014-04-13 | 2014-05-22 | Hourly | 0.3 | 0.3 | 0.3 | 0.3 | 0.3 | 0.3 | 0.4929 | 0.4929 | 0.4929 | 0.4929 | 0.6214 | 0.75 | 0.75 | 0.6214 | 0.4929 | 0.4929 | 0.3 | 0.3 | 0.3 | 0.3 | 0.3 | 0.3 | 0.3 | 0.3 | From eQ_Lib.dat in MASControl 2017
D_ECC_Ktchn_Misc_Yr | Equipment | FRACTION | Sun | 2014-04-13 | 2014-05-22 | Constant | 0.3 | [23 empty] | From eQ_Lib.dat in MASControl 2017
D_ECC_Ktchn_Misc_Yr | Equipment | FRACTION | SmrDsn | 2014-05-23 | 2014-05-31 | Constant | 1 | [23 empty] | From eQ_Lib.dat in MASControl 2017
D_ECC_Ktchn_Misc_Yr | Equipment | FRACTION | WntrDsn | 2014-05-23 | 2014-05-31 | Constant | 0 | [23 empty] | From eQ_Lib.dat in MASControl 2017
D_ECC_Ktchn_Misc_Yr | Equipment | FRACTION | Default | 2014-05-23 | 2014-05-31 | Constant | 0.02 | [23 empty] | From eQ_Lib.dat in MASControl 2017
D_ECC_Ktchn_Misc_Yr | Equipment | FRACTION | Default¦Wkdy | 2014-06-01 | 2014-08-07 | Hourly | 0.3 | 0.3 | 0.3 | 0.3 | 0.3 | 0.3 | 0.4929 | 0.4929 | 0.4929 | 0.4929 | 0.6214 | 0.75 | 0.75 | 0.6214 | 0.4929 | 0.4929 | 0.4929 | 0.3 | 0.3 | 0.3 | 0.3 | 0.3 | 0.3 | 0.3 | From eQ_Lib.dat in MASControl 2017
D_ECC_Ktchn_Misc_Yr | Equipment | FRACTION | Sat | 2014-06-01 | 2014-08-07 | Hourly | 0.3 | 0.3 | 0.3 | 0.3 | 0.3 | 0.3 | 0.4125 | 0.4125 | 0.4125 | 0.4125 | 0.4875 | 0.5625 | 0.5625 | 0.4875 | 0.4125 | 0.4125 | 0.3 | 0.3 | 0.3 | 0.3 | 0.3 | 0.3 | 0.3 | 0.3 | From eQ_Lib.dat in MASControl 2017
D_ECC_Ktchn_Misc_Yr | Equipment | FRACTION | Sun | 2014-06-01 | 2014-08-07 | Constant | 0.12 | [23 empty] | From eQ_Lib.dat in MASControl 2017
D_ECC_Ktchn_Misc_Yr | Equipment | FRACTION | SmrDsn | 2014-08-08 | 2014-08-16 | Constant | 1 | [23 empty] | From eQ_Lib.dat in MASControl 2017
D_ECC_Ktchn_Misc_Yr | Equipment | FRACTION | WntrDsn | 2014-08-08 | 2014-08-16 | Constant | 0 | [23 empty] | From eQ_Lib.dat in MASControl 2017
D_ECC_Ktchn_Misc_Yr | Equipment | FRACTION | Default | 2014-08-08 | 2014-08-16 | Constant | 0.02 | [23 empty] | From eQ_Lib.dat in MASControl 2017
D_ECC_Ktchn_Misc_Yr | Equipment | FRACTION | Default¦Wkdy | 2014-08-17 | 2014-12-11 | Hourly | 0.3 | 0.3 | 0.3 | 0.3 | 0.3 | 0.3 | 0.6 | 0.6 | 0.6 | 0.6 | 0.8 | 1 | 1 | 0.8 | 0.6 | 0.6 | 0.6 | 0.3 | 0.3 | 0.3 | 0.3 | 0.3 | 0.3 | 0.3 | From eQ_Lib.dat in MASControl 2017
D_ECC_Ktchn_Misc_Yr | Equipment | FRACTION | Sat | 2014-08-17 | 2014-12-11 | Hourly | 0.3 | 0.3 | 0.3 | 0.3 | 0.3 | 0.3 | 0.4929 | 0.4929 | 0.4929 | 0.4929 | 0.6214 | 0.75 | 0.75 | 0.6214 | 0.4929 | 0.4929 | 0.3 | 0.3 | 0.3 | 0.3 | 0.3 | 0.3 | 0.3 | 0.3 | From eQ_Lib.dat in MASControl 2017
D_ECC_Ktchn_Misc_Yr | Equipment | FRACTION | Sun | 2014-08-17 | 2014-12-11 | Constant | 0.3 | [23 empty] | From eQ_Lib.dat in MASControl 2017
D_ECC_Ktchn_Misc_Yr | Equipment | FRACTION | SmrDsn | 2014-12-12 | 2014-12-31 | Constant | 1 | [23 empty] | From eQ_Lib.dat in MASControl 2017
D_ECC_Ktchn_Misc_Yr | Equipment | FRACTION | WntrDsn | 2014-12-12 | 2014-12-31 | Constant | 0 | [23 empty] | From eQ_Lib.dat in MASControl 2017
D_ECC_Ktchn_Misc_Yr | Equipment | FRACTION | Default | 2014-12-12 | 2014-12-31 | Constant | 0.02 | [23 empty] | From eQ_Lib.dat in MASControl 2017
D_ECC_Ktchn_Misc_Yr | Equipment | FRACTION | WntrDsn | 2014-01-01 | 2014-12-31 | Constant | 0 | [23 empty] | From eQ_Lib.dat in MASControl 2017
D_ECC_Ktchn_Misc_Yr | Equipment | FRACTION | SmrDsn | 2014-01-01 | 2014-12-31 | Constant | 1 | [23 empty] | From eQ_Lib.dat in MASControl 2017
D_ECC_Ktchn_Misc_Yr | Equipment | FRACTION | Hol | 2014-01-01 | 2014-12-31 | Constant | 0.12 | [23 empty] | From eQ_Lib.dat in MASControl 2017
D_ECC_Ktchn_Occup_Yr | Occupancy | FRACTION | SmrDsn | 2014-01-01 | 2014-01-11 | Constant | 1 | [23 empty] | From eQ_Lib.dat in MASControl 2017
D_ECC_Ktchn_Occup_Yr | Occupancy | FRACTION | WntrDsn | 2014-01-01 | 2014-01-11 | Constant | 0 | [23 empty] | From eQ_Lib.dat in MASControl 2017
D_ECC_Ktchn_Occup_Yr | Occupancy | FRACTION | Default | 2014-01-01 | 2014-01-11 | Constant | 0 | [23 empty] | From eQ_Lib.dat in MASControl 2017
D_ECC_Ktchn_Occup_Yr | Occupancy | FRACTION | Default¦Wkdy | 2014-01-12 | 2014-04-03 | Hourly | 0 | 0 | 0 | 0 | 0 | 0 | 0.3 | 0.7 | 0.7 | 0.3 | 0.3 | 0.9 | 0.9 | 0.3 | 0.3 | 0.3 | 0.3 | 0 | 0 | 0 | 0 | 0 | 0 | 0 | From eQ_Lib.dat in MASControl 2017
D_ECC_Ktchn_Occup_Yr | Occupancy | FRACTION | Sat | 2014-01-12 | 2014-04-03 | Hourly | 0 | 0 | 0 | 0 | 0 | 0 | 0.1668 | 0.3892 | 0.3892 | 0.1668 | 0.1668 | 0.5004 | 0.5004 | 0.1668 | 0.1668 | 0.1668 | 0.1668 | 0 | 0 | 0 | 0 | 0 | 0 | 0 | From eQ_Lib.dat in MASControl 2017
D_ECC_Ktchn_Occup_Yr | Occupancy | FRACTION | Sun | 2014-01-12 | 2014-04-03 | Constant | 0 | [23 empty] | From eQ_Lib.dat in MASControl 2017
D_ECC_Ktchn_Occup_Yr | Occupancy | FRACTION | SmrDsn | 2014-04-04 | 2014-04-12 | Constant | 1 | [23 empty] | From eQ_Lib.dat in MASControl 2017
D_ECC_Ktchn_Occup_Yr | Occupancy | FRACTION | WntrDsn | 2014-04-04 | 2014-04-12 | Constant | 0 | [23 empty] | From eQ_Lib.dat in MASControl 2017
D_ECC_Ktchn_Occup_Yr | Occupancy | FRACTION | Default | 2014-04-04 | 2014-04-12 | Constant | 0 | [23 empty] | From eQ_Lib.dat in MASControl 2017
D_ECC_Ktchn_Occup_Yr | Occupancy | FRACTION | Default¦Wkdy | 2014-04-13 | 2014-05-22 | Hourly | 0 | 0 | 0 | 0 | 0 | 0 | 0.3 | 0.7 | 0.7 | 0.3 | 0.3 | 0.9 | 0.9 | 0.3 | 0.3 | 0.3 | 0.3 | 0 | 0 | 0 | 0 | 0 | 0 | 0 | From eQ_Lib.dat in MASControl 2017
D_ECC_Ktchn_Occup_Yr | Occupancy | FRACTION | Sat | 2014-04-13 | 2014-05-22 | Hourly | 0 | 0 | 0 | 0 | 0 | 0 | 0.1668 | 0.3892 | 0.3892 | 0.1668 | 0.1668 | 0.5004 | 0.5004 | 0.1668 | 0.1668 | 0.1668 | 0.1668 | 0 | 0 | 0 | 0 | 0 | 0 | 0 | From eQ_Lib.dat in MASControl 2017
D_ECC_Ktchn_Occup_Yr | Occupancy | FRACTION | Sun | 2014-04-13 | 2014-05-22 | Constant | 0 | [23 empty] | From eQ_Lib.dat in MASControl 2017
D_ECC_Ktchn_Occup_Yr | Occupancy | FRACTION | SmrDsn | 2014-05-23 | 2014-05-31 | Constant | 1 | [23 empty] | From eQ_Lib.dat in MASControl 2017
D_ECC_Ktchn_Occup_Yr | Occupancy | FRACTION | WntrDsn | 2014-05-23 | 2014-05-31 | Constant | 0 | [23 empty] | From eQ_Lib.dat in MASControl 2017
D_ECC_Ktchn_Occup_Yr | Occupancy | FRACTION | Default | 2014-05-23 | 2014-05-31 | Constant | 0 | [23 empty] | From eQ_Lib.dat in MASControl 2017
D_ECC_Ktchn_Occup_Yr | Occupancy | FRACTION | Default¦Wkdy | 2014-06-01 | 2014-08-07 | Hourly | 0 | 0 | 0 | 0 | 0 | 0 | 0.15 | 0.35 | 0.35 | 0.15 | 0.15 | 0.45 | 0.45 | 0.15 | 0.15 | 0.15 | 0.15 | 0 | 0 | 0 | 0 | 0 | 0 | 0 | From eQ_Lib.dat in MASControl 2017
D_ECC_Ktchn_Occup_Yr | Occupancy | FRACTION | Sat | 2014-06-01 | 2014-08-07 | Hourly | 0 | 0 | 0 | 0 | 0 | 0 | 0.0834 | 0.1946 | 0.1946 | 0.0834 | 0.0834 | 0.2502 | 0.2502 | 0.0834 | 0.0834 | 0.0834 | 0.0834 | 0 | 0 | 0 | 0 | 0 | 0 | 0 | From eQ_Lib.dat in MASControl 2017
D_ECC_Ktchn_Occup_Yr | Occupancy | FRACTION | Sun | 2014-06-01 | 2014-08-07 | Constant | 0 | [23 empty] | From eQ_Lib.dat in MASControl 2017
D_ECC_Ktchn_Occup_Yr | Occupancy | FRACTION | SmrDsn | 2014-08-08 | 2014-08-16 | Constant | 1 | [23 empty] | From eQ_Lib.dat in MASControl 2017
D_ECC_Ktchn_Occup_Yr | Occupancy | FRACTION | WntrDsn | 2014-08-08 | 2014-08-16 | Constant | 0 | [23 empty] | From eQ_Lib.dat in MASControl 2017
D_ECC_Ktchn_Occup_Yr | Occupancy | FRACTION | Default | 2014-08-08 | 2014-08-16 | Constant | 0 | [23 empty] | From eQ_Lib.dat in MASControl 2017
D_ECC_Ktchn_Occup_Yr | Occupancy | FRACTION | Default¦Wkdy | 2014-08-17 | 2014-12-11 | Hourly | 0 | 0 | 0 | 0 | 0 | 0 | 0.3 | 0.7 | 0.7 | 0.3 | 0.3 | 0.9 | 0.9 | 0.3 | 0.3 | 0.3 | 0.3 | 0 | 0 | 0 | 0 | 0 | 0 | 0 | From eQ_Lib.dat in MASControl 2017
D_ECC_Ktchn_Occup_Yr | Occupancy | FRACTION | Sat | 2014-08-17 | 2014-12-11 | Hourly | 0 | 0 | 0 | 0 | 0 | 0 | 0.1668 | 0.3892 | 0.3892 | 0.1668 | 0.1668 | 0.5004 | 0.5004 | 0.1668 | 0.1668 | 0.1668 | 0.1668 | 0 | 0 | 0 | 0 | 0 | 0 | 0 | From eQ_Lib.dat in MASControl 2017
D_ECC_Ktchn_Occup_Yr | Occupancy | FRACTION | Sun | 2014-08-17 | 2014-12-11 | Constant | 0 | [23 empty] | From eQ_Lib.dat in MASControl 2017
D_ECC_Ktchn_Occup_Yr | Occupancy | FRACTION | SmrDsn | 2014-12-12 | 2014-12-31 | Constant | 1 | [23 empty] | From eQ_Lib.dat in MASControl 2017
D_ECC_Ktchn_Occup_Yr | Occupancy | FRACTION | WntrDsn | 2014-12-12 | 2014-12-31 | Constant | 0 | [23 empty] | From eQ_Lib.dat in MASControl 2017
D_ECC_Ktchn_Occup_Yr | Occupancy | FRACTION | Default | 2014-12-12 | 2014-12-31 | Constant | 0 | [23 empty] | From eQ_Lib.dat in MASControl 2017
D_ECC_Ktchn_Occup_Yr | Occupancy | FRACTION | WntrDsn | 2014-01-01 | 2014-12-31 | Constant | 0 | [23 empty] | From eQ_Lib.dat in MASControl 2017
D_ECC_Ktchn_Occup_Yr | Occupancy | FRACTION | SmrDsn | 2014-01-01 | 2014-12-31 | Constant | 1 | [23 empty] | From eQ_Lib.dat in MASControl 2017
D_ECC_Ktchn_Occup_Yr | Occupancy | FRACTION | Hol | 2014-01-01 | 2014-12-31 | Constant | 0 | [23 empty] | From eQ_Lib.dat in MASControl 2017
D_ECC_OffGen_LitCFL_Yr | Lighting | FRACTION | SmrDsn | 2014-01-01 | 2014-01-11 | Constant | 1 | [23 empty] | From eQ_Lib.dat in MASControl 2017
D_ECC_OffGen_LitCFL_Yr | Lighting | FRACTION | WntrDsn | 2014-01-01 | 2014-01-11 | Constant | 0 | [23 empty] | From eQ_Lib.dat in MASControl 2017
D_ECC_OffGen_LitCFL_Yr | Lighting | FRACTION | Default | 2014-01-01 | 2014-01-11 | Constant | 0.02 | [23 empty] | From eQ_Lib.dat in MASControl 2017
D_ECC_OffGen_LitCFL_Yr | Lighting | FRACTION | Default¦Wkdy | 2014-01-12 | 2014-04-03 | Hourly | 0.1 | 0.1 | 0.1 | 0.1 | 0.1 | 0.2778 | 0.2778 | 0.4556 | 0.9 | 0.9 | 0.9 | 0.9 | 0.9 | 0.9 | 0.9 | 0.9 | 0.9 | 0.2333 | 0.1 | 0.1 | 0.1 | 0.1 | 0.1 | 0.1 | From eQ_Lib.dat in MASControl 2017
D_ECC_OffGen_LitCFL_Yr | Lighting | FRACTION | Sat | 2014-01-12 | 2014-04-03 | Hourly | 0.1 | 0.1 | 0.1 | 0.1 | 0.1 | 0.1 | 0.1889 | 0.1889 | 0.2778 | 0.5 | 0.5 | 0.5 | 0.5 | 0.5 | 0.5 | 0.5 | 0.2778 | 0.1 | 0.1 | 0.1 | 0.1 | 0.1 | 0.1 | 0.1 | From eQ_Lib.dat in MASControl 2017
D_ECC_OffGen_LitCFL_Yr | Lighting | FRACTION | Sun | 2014-01-12 | 2014-04-03 | Constant | 0.05 | [23 empty] | From eQ_Lib.dat in MASControl 2017
D_ECC_OffGen_LitCFL_Yr | Lighting | FRACTION | SmrDsn | 2014-04-04 | 2014-04-12 | Constant | 1 | [23 empty] | From eQ_Lib.dat in MASControl 2017
D_ECC_OffGen_LitCFL_Yr | Lighting | FRACTION | WntrDsn | 2014-04-04 | 2014-04-12 | Constant | 0 | [23 empty] | From eQ_Lib.dat in MASControl 2017
D_ECC_OffGen_LitCFL_Yr | Lighting | FRACTION | Default | 2014-04-04 | 2014-04-12 | Constant | 0.02 | [23 empty] | From eQ_Lib.dat in MASControl 2017
D_ECC_OffGen_LitCFL_Yr | Lighting | FRACTION | Default¦Wkdy | 2014-04-13 | 2014-05-22 | Hourly | 0.1 | 0.1 | 0.1 | 0.1 | 0.1 | 0.2778 | 0.2778 | 0.4556 | 0.9 | 0.9 | 0.9 | 0.9 | 0.9 | 0.9 | 0.9 | 0.9 | 0.9 | 0.2333 | 0.1 | 0.1 | 0.1 | 0.1 | 0.1 | 0.1 | From eQ_Lib.dat in MASControl 2017
D_ECC_OffGen_LitCFL_Yr | Lighting | FRACTION | Sat | 2014-04-13 | 2014-05-22 | Hourly | 0.1 | 0.1 | 0.1 | 0.1 | 0.1 | 0.1 | 0.1889 | 0.1889 | 0.2778 | 0.5 | 0.5 | 0.5 | 0.5 | 0.5 | 0.5 | 0.5 | 0.2778 | 0.1 | 0.1 | 0.1 | 0.1 | 0.1 | 0.1 | 0.1 | From eQ_Lib.dat in MASControl 2017
D_ECC_OffGen_LitCFL_Yr | Lighting | FRACTION | Sun | 2014-04-13 | 2014-05-22 | Constant | 0.05 | [23 empty] | From eQ_Lib.dat in MASControl 2017
D_ECC_OffGen_LitCFL_Yr | Lighting | FRACTION | SmrDsn | 2014-05-23 | 2014-05-31 | Constant | 1 | [23 empty] | From eQ_Lib.dat in MASControl 2017
D_ECC_OffGen_LitCFL_Yr | Lighting | FRACTION | WntrDsn | 2014-05-23 | 2014-05-31 | Constant | 0 | [23 empty] | From eQ_Lib.dat in MASControl 2017
D_ECC_OffGen_LitCFL_Yr | Lighting | FRACTION | Default | 2014-05-23 | 2014-05-31 | Constant | 0.02 | [23 empty] | From eQ_Lib.dat in MASControl 2017
D_ECC_OffGen_LitCFL_Yr | Lighting | FRACTION | Default¦Wkdy | 2014-06-01 | 2014-08-07 | Hourly | 0.1 | 0.1 | 0.1 | 0.1 | 0.1 | 0.2028 | 0.2028 | 0.3056 | 0.5625 | 0.5625 | 0.5625 | 0.5625 | 0.5625 | 0.5625 | 0.5625 | 0.5625 | 0.1771 | 0.1 | 0.1 | 0.1 | 0.1 | 0.1 | 0.1 | 0.1 | From eQ_Lib.dat in MASControl 2017
D_ECC_OffGen_LitCFL_Yr | Lighting | FRACTION | Sat | 2014-06-01 | 2014-08-07 | Hourly | 0.1 | 0.1 | 0.1 | 0.1 | 0.1 | 0.1 | 0.1403 | 0.1403 | 0.1806 | 0.2813 | 0.2813 | 0.2813 | 0.2813 | 0.2813 | 0.2813 | 0.1806 | 0.1 | 0.1 | 0.1 | 0.1 | 0.1 | 0.1 | 0.1 | 0.1 | From eQ_Lib.dat in MASControl 2017
D_ECC_OffGen_LitCFL_Yr | Lighting | FRACTION | Sun | 2014-06-01 | 2014-08-07 | Constant | 0.035 | [23 empty] | From eQ_Lib.dat in MASControl 2017
D_ECC_OffGen_LitCFL_Yr | Lighting | FRACTION | SmrDsn | 2014-08-08 | 2014-08-16 | Constant | 1 | [23 empty] | From eQ_Lib.dat in MASControl 2017
D_ECC_OffGen_LitCFL_Yr | Lighting | FRACTION | WntrDsn | 2014-08-08 | 2014-08-16 | Constant | 0 | [23 empty] | From eQ_Lib.dat in MASControl 2017
D_ECC_OffGen_LitCFL_Yr | Lighting | FRACTION | Default | 2014-08-08 | 2014-08-16 | Constant | 0.02 | [23 empty] | From eQ_Lib.dat in MASControl 2017
D_ECC_OffGen_LitCFL_Yr | Lighting | FRACTION | Default¦Wkdy | 2014-08-17 | 2014-12-11 | Hourly | 0.1 | 0.1 | 0.1 | 0.1 | 0.1 | 0.2778 | 0.2778 | 0.4556 | 0.9 | 0.9 | 0.9 | 0.9 | 0.9 | 0.9 | 0.9 | 0.9 | 0.9 | 0.2333 | 0.1 | 0.1 | 0.1 | 0.1 | 0.1 | 0.1 | From eQ_Lib.dat in MASControl 2017
D_ECC_OffGen_LitCFL_Yr | Lighting | FRACTION | Sat | 2014-08-17 | 2014-12-11 | Hourly | 0.1 | 0.1 | 0.1 | 0.1 | 0.1 | 0.1 | 0.1889 | 0.1889 | 0.2778 | 0.5 | 0.5 | 0.5 | 0.5 | 0.5 | 0.5 | 0.5 | 0.2778 | 0.1 | 0.1 | 0.1 | 0.1 | 0.1 | 0.1 | 0.1 | From eQ_Lib.dat in MASControl 2017
D_ECC_OffGen_LitCFL_Yr | Lighting | FRACTION | Sun | 2014-08-17 | 2014-12-11 | Constant | 0.05 | [23 empty] | From eQ_Lib.dat in MASControl 2017
D_ECC_OffGen_LitCFL_Yr | Lighting | FRACTION | SmrDsn | 2014-12-12 | 2014-12-31 | Constant | 1 | [23 empty] | From eQ_Lib.dat in MASControl 2017
D_ECC_OffGen_LitCFL_Yr | Lighting | FRACTION | WntrDsn | 2014-12-12 | 2014-12-31 | Constant | 0 | [23 empty] | From eQ_Lib.dat in MASControl 2017
D_ECC_OffGen_LitCFL_Yr | Lighting | FRACTION | Default | 2014-12-12 | 2014-12-31 | Constant | 0.02 | [23 empty] | From eQ_Lib.dat in MASControl 2017
D_ECC_OffGen_LitCFL_Yr | Lighting | FRACTION | WntrDsn | 2014-01-01 | 2014-12-31 | Constant | 0 | [23 empty] | From eQ_Lib.dat in MASControl 2017
D_ECC_OffGen_LitCFL_Yr | Lighting | FRACTION | SmrDsn | 2014-01-01 | 2014-12-31 | Constant | 1 | [23 empty] | From eQ_Lib.dat in MASControl 2017
D_ECC_OffGen_LitCFL_Yr | Lighting | FRACTION | Hol | 2014-01-01 | 2014-12-31 | Constant | 0.035 | [23 empty] | From eQ_Lib.dat in MASControl 2017
D_ECC_OffGen_LitEx_Yr | Lighting | FRACTION | SmrDsn | 2014-01-01 | 2014-12-31 | Constant | 1 | [23 empty] | From eQ_Lib.dat in MASControl 2017
D_ECC_OffGen_LitEx_Yr | Lighting | FRACTION | WntrDsn | 2014-01-01 | 2014-12-31 | Constant | 0 | [23 empty] | From eQ_Lib.dat in MASControl 2017
D_ECC_OffGen_LitEx_Yr | Lighting | FRACTION | Default¦Hol | 2014-01-01 | 2014-12-31 | Constant | 1 | [23 empty] | From eQ_Lib.dat in MASControl 2017
D_ECC_OffGen_LitLF_Yr | Lighting | FRACTION | SmrDsn | 2014-01-01 | 2014-01-11 | Constant | 1 | [23 empty] | From eQ_Lib.dat in MASControl 2017
D_ECC_OffGen_LitLF_Yr | Lighting | FRACTION | WntrDsn | 2014-01-01 | 2014-01-11 | Constant | 0 | [23 empty] | From eQ_Lib.dat in MASControl 2017
D_ECC_OffGen_LitLF_Yr | Lighting | FRACTION | Default | 2014-01-01 | 2014-01-11 | Constant | 0.02 | [23 empty] | From eQ_Lib.dat in MASControl 2017
D_ECC_OffGen_LitLF_Yr | Lighting | FRACTION | Default¦Wkdy | 2014-01-12 | 2014-04-03 | Hourly | 0.1 | 0.1 | 0.1 | 0.1 | 0.1 | 0.3 | 0.3 | 0.5 | 0.9 | 0.9 | 0.9 | 0.9 | 0.9 | 0.9 | 0.9 | 0.9 | 0.9 | 0.25 | 0.1 | 0.1 | 0.1 | 0.1 | 0.1 | 0.1 | From eQ_Lib.dat in MASControl 2017
D_ECC_OffGen_LitLF_Yr | Lighting | FRACTION | Sat | 2014-01-12 | 2014-04-03 | Hourly | 0.1 | 0.1 | 0.1 | 0.1 | 0.1 | 0.1 | 0.2444 | 0.2444 | 0.3889 | 0.7 | 0.7 | 0.7 | 0.7 | 0.7 | 0.7 | 0.7 | 0.3889 | 0.1 | 0.1 | 0.1 | 0.1 | 0.1 | 0.1 | 0.1 | From eQ_Lib.dat in MASControl 2017
D_ECC_OffGen_LitLF_Yr | Lighting | FRACTION | Sun | 2014-01-12 | 2014-04-03 | Constant | 0.05 | [23 empty] | From eQ_Lib.dat in MASControl 2017
D_ECC_OffGen_LitLF_Yr | Lighting | FRACTION | SmrDsn | 2014-04-04 | 2014-04-12 | Constant | 1 | [23 empty] | From eQ_Lib.dat in MASControl 2017
D_ECC_OffGen_LitLF_Yr | Lighting | FRACTION | WntrDsn | 2014-04-04 | 2014-04-12 | Constant | 0 | [23 empty] | From eQ_Lib.dat in MASControl 2017
D_ECC_OffGen_LitLF_Yr | Lighting | FRACTION | Default | 2014-04-04 | 2014-04-12 | Constant | 0.02 | [23 empty] | From eQ_Lib.dat in MASControl 2017
D_ECC_OffGen_LitLF_Yr | Lighting | FRACTION | Default¦Wkdy | 2014-04-13 | 2014-05-22 | Hourly | 0.1 | 0.1 | 0.1 | 0.1 | 0.1 | 0.3 | 0.3 | 0.5 | 0.9 | 0.9 | 0.9 | 0.9 | 0.9 | 0.9 | 0.9 | 0.9 | 0.9 | 0.25 | 0.1 | 0.1 | 0.1 | 0.1 | 0.1 | 0.1 | From eQ_Lib.dat in MASControl 2017
D_ECC_OffGen_LitLF_Yr | Lighting | FRACTION | Sat | 2014-04-13 | 2014-05-22 | Hourly | 0.1 | 0.1 | 0.1 | 0.1 | 0.1 | 0.1 | 0.2444 | 0.2444 | 0.3889 | 0.7 | 0.7 | 0.7 | 0.7 | 0.7 | 0.7 | 0.7 | 0.3889 | 0.1 | 0.1 | 0.1 | 0.1 | 0.1 | 0.1 | 0.1 | From eQ_Lib.dat in MASControl 2017
D_ECC_OffGen_LitLF_Yr | Lighting | FRACTION | Sun | 2014-04-13 | 2014-05-22 | Constant | 0.05 | [23 empty] | From eQ_Lib.dat in MASControl 2017
D_ECC_OffGen_LitLF_Yr | Lighting | FRACTION | SmrDsn | 2014-05-23 | 2014-05-31 | Constant | 1 | [23 empty] | From eQ_Lib.dat in MASControl 2017
D_ECC_OffGen_LitLF_Yr | Lighting | FRACTION | WntrDsn | 2014-05-23 | 2014-05-31 | Constant | 0 | [23 empty] | From eQ_Lib.dat in MASControl 2017
D_ECC_OffGen_LitLF_Yr | Lighting | FRACTION | Default | 2014-05-23 | 2014-05-31 | Constant | 0.02 | [23 empty] | From eQ_Lib.dat in MASControl 2017
D_ECC_OffGen_LitLF_Yr | Lighting | FRACTION | Default¦Wkdy | 2014-06-01 | 2014-08-07 | Hourly | 0.1 | 0.1 | 0.1 | 0.1 | 0.1 | 0.2438 | 0.2438 | 0.3875 | 0.675 | 0.675 | 0.675 | 0.675 | 0.675 | 0.675 | 0.675 | 0.675 | 0.2078 | 0.1 | 0.1 | 0.1 | 0.1 | 0.1 | 0.1 | 0.1 | From eQ_Lib.dat in MASControl 2017
D_ECC_OffGen_LitLF_Yr | Lighting | FRACTION | Sat | 2014-06-01 | 2014-08-07 | Hourly | 0.1 | 0.1 | 0.1 | 0.1 | 0.1 | 0.1 | 0.1403 | 0.1403 | 0.1806 | 0.2813 | 0.2813 | 0.2813 | 0.2813 | 0.2813 | 0.2813 | 0.1806 | 0.1 | 0.1 | 0.1 | 0.1 | 0.1 | 0.1 | 0.1 | 0.1 | From eQ_Lib.dat in MASControl 2017
D_ECC_OffGen_LitLF_Yr | Lighting | FRACTION | Sun | 2014-06-01 | 2014-08-07 | Constant | 0.035 | [23 empty] | From eQ_Lib.dat in MASControl 2017
D_ECC_OffGen_LitLF_Yr | Lighting | FRACTION | SmrDsn | 2014-08-08 | 2014-08-16 | Constant | 1 | [23 empty] | From eQ_Lib.dat in MASControl 2017
D_ECC_OffGen_LitLF_Yr | Lighting | FRACTION | WntrDsn | 2014-08-08 | 2014-08-16 | Constant | 0 | [23 empty] | From eQ_Lib.dat in MASControl 2017
D_ECC_OffGen_LitLF_Yr | Lighting | FRACTION | Default | 2014-08-08 | 2014-08-16 | Constant | 0.02 | [23 empty] | From eQ_Lib.dat in MASControl 2017
D_ECC_OffGen_LitLF_Yr | Lighting | FRACTION | Default¦Wkdy | 2014-08-17 | 2014-12-11 | Hourly | 0.1 | 0.1 | 0.1 | 0.1 | 0.1 | 0.3 | 0.3 | 0.5 | 0.9 | 0.9 | 0.9 | 0.9 | 0.9 | 0.9 | 0.9 | 0.9 | 0.9 | 0.25 | 0.1 | 0.1 | 0.1 | 0.1 | 0.1 | 0.1 | From eQ_Lib.dat in MASControl 2017
D_ECC_OffGen_LitLF_Yr | Lighting | FRACTION | Sat | 2014-08-17 | 2014-12-11 | Hourly | 0.1 | 0.1 | 0.1 | 0.1 | 0.1 | 0.1 | 0.2444 | 0.2444 | 0.3889 | 0.7 | 0.7 | 0.7 | 0.7 | 0.7 | 0.7 | 0.7 | 0.3889 | 0.1 | 0.1 | 0.1 | 0.1 | 0.1 | 0.1 | 0.1 | From eQ_Lib.dat in MASControl 2017
D_ECC_OffGen_LitLF_Yr | Lighting | FRACTION | Sun | 2014-08-17 | 2014-12-11 | Constant | 0.05 | [23 empty] | From eQ_Lib.dat in MASControl 2017
D_ECC_OffGen_LitLF_Yr | Lighting | FRACTION | SmrDsn | 2014-12-12 | 2014-12-31 | Constant | 1 | [23 empty] | From eQ_Lib.dat in MASControl 2017
D_ECC_OffGen_LitLF_Yr | Lighting | FRACTION | WntrDsn | 2014-12-12 | 2014-12-31 | Constant | 0 | [23 empty] | From eQ_Lib.dat in MASControl 2017
D_ECC_OffGen_LitLF_Yr | Lighting | FRACTION | Default | 2014-12-12 | 2014-12-31 | Constant | 0.02 | [23 empty] | From eQ_Lib.dat in MASControl 2017
D_ECC_OffGen_LitLF_Yr | Lighting | FRACTION | WntrDsn | 2014-01-01 | 2014-12-31 | Constant | 0 | [23 empty] | From eQ_Lib.dat in MASControl 2017
D_ECC_OffGen_LitLF_Yr | Lighting | FRACTION | SmrDsn | 2014-01-01 | 2014-12-31 | Constant | 1 | [23 empty] | From eQ_Lib.dat in MASControl 2017
D_ECC_OffGen_LitLF_Yr | Lighting | FRACTION | Hol | 2014-01-01 | 2014-12-31 | Constant | 0.035 | [23 empty] | From eQ_Lib.dat in MASControl 2017
D_ECC_OffGen_LitSp_Yr | Lighting | FRACTION | SmrDsn | 2014-01-01 | 2014-01-11 | Constant | 1 | [23 empty] | From eQ_Lib.dat in MASControl 2017
D_ECC_OffGen_LitSp_Yr | Lighting | FRACTION | WntrDsn | 2014-01-01 | 2014-01-11 | Constant | 0 | [23 empty] | From eQ_Lib.dat in MASControl 2017
D_ECC_OffGen_LitSp_Yr | Lighting | FRACTION | Default | 2014-01-01 | 2014-01-11 | Constant | 0.02 | [23 empty] | From eQ_Lib.dat in MASControl 2017
D_ECC_OffGen_LitSp_Yr | Lighting | FRACTION | Default¦Wkdy | 2014-01-12 | 2014-04-03 | Hourly | 0.1 | 0.1 | 0.1 | 0.1 | 0.1 | 0.3 | 0.3 | 0.5 | 0.9 | 0.9 | 0.9 | 0.9 | 0.9 | 0.9 | 0.9 | 0.9 | 0.9 | 0.25 | 0.1 | 0.1 | 0.1 | 0.1 | 0.1 | 0.1 | From eQ_Lib.dat in MASControl 2017
D_ECC_OffGen_LitSp_Yr | Lighting | FRACTION | Sat | 2014-01-12 | 2014-04-03 | Hourly | 0.1 | 0.1 | 0.1 | 0.1 | 0.1 | 0.1 | 0.2444 | 0.2444 | 0.3889 | 0.7 | 0.7 | 0.7 | 0.7 | 0.7 | 0.7 | 0.7 | 0.3889 | 0.1 | 0.1 | 0.1 | 0.1 | 0.1 | 0.1 | 0.1 | From eQ_Lib.dat in MASControl 2017
D_ECC_OffGen_LitSp_Yr | Lighting | FRACTION | Sun | 2014-01-12 | 2014-04-03 | Constant | 0.05 | [23 empty] | From eQ_Lib.dat in MASControl 2017
D_ECC_OffGen_LitSp_Yr | Lighting | FRACTION | SmrDsn | 2014-04-04 | 2014-04-12 | Constant | 1 | [23 empty] | From eQ_Lib.dat in MASControl 2017
D_ECC_OffGen_LitSp_Yr | Lighting | FRACTION | WntrDsn | 2014-04-04 | 2014-04-12 | Constant | 0 | [23 empty] | From eQ_Lib.dat in MASControl 2017
D_ECC_OffGen_LitSp_Yr | Lighting | FRACTION | Default | 2014-04-04 | 2014-04-12 | Constant | 0.02 | [23 empty] | From eQ_Lib.dat in MASControl 2017
D_ECC_OffGen_LitSp_Yr | Lighting | FRACTION | Default¦Wkdy | 2014-04-13 | 2014-05-22 | Hourly | 0.1 | 0.1 | 0.1 | 0.1 | 0.1 | 0.3 | 0.3 | 0.5 | 0.9 | 0.9 | 0.9 | 0.9 | 0.9 | 0.9 | 0.9 | 0.9 | 0.9 | 0.25 | 0.1 | 0.1 | 0.1 | 0.1 | 0.1 | 0.1 | From eQ_Lib.dat in MASControl 2017
D_ECC_OffGen_LitSp_Yr | Lighting | FRACTION | Sat | 2014-04-13 | 2014-05-22 | Hourly | 0.1 | 0.1 | 0.1 | 0.1 | 0.1 | 0.1 | 0.2444 | 0.2444 | 0.3889 | 0.7 | 0.7 | 0.7 | 0.7 | 0.7 | 0.7 | 0.7 | 0.3889 | 0.1 | 0.1 | 0.1 | 0.1 | 0.1 | 0.1 | 0.1 | From eQ_Lib.dat in MASControl 2017
D_ECC_OffGen_LitSp_Yr | Lighting | FRACTION | Sun | 2014-04-13 | 2014-05-22 | Constant | 0.05 | [23 empty] | From eQ_Lib.dat in MASControl 2017
D_ECC_OffGen_LitSp_Yr | Lighting | FRACTION | SmrDsn | 2014-05-23 | 2014-05-31 | Constant | 1 | [23 empty] | From eQ_Lib.dat in MASControl 2017
D_ECC_OffGen_LitSp_Yr | Lighting | FRACTION | WntrDsn | 2014-05-23 | 2014-05-31 | Constant | 0 | [23 empty] | From eQ_Lib.dat in MASControl 2017
D_ECC_OffGen_LitSp_Yr | Lighting | FRACTION | Default | 2014-05-23 | 2014-05-31 | Constant | 0.02 | [23 empty] | From eQ_Lib.dat in MASControl 2017
D_ECC_OffGen_LitSp_Yr | Lighting | FRACTION | Default¦Wkdy | 2014-06-01 | 2014-08-07 | Hourly | 0.1 | 0.1 | 0.1 | 0.1 | 0.1 | 0.2438 | 0.2438 | 0.3875 | 0.675 | 0.675 | 0.675 | 0.675 | 0.675 | 0.675 | 0.675 | 0.675 | 0.2078 | 0.1 | 0.1 | 0.1 | 0.1 | 0.1 | 0.1 | 0.1 | From eQ_Lib.dat in MASControl 2017
D_ECC_OffGen_LitSp_Yr | Lighting | FRACTION | Sat | 2014-06-01 | 2014-08-07 | Hourly | 0.1 | 0.1 | 0.1 | 0.1 | 0.1 | 0.1 | 0.1403 | 0.1403 | 0.1806 | 0.2813 | 0.2813 | 0.2813 | 0.2813 | 0.2813 | 0.2813 | 0.1806 | 0.1 | 0.1 | 0.1 | 0.1 | 0.1 | 0.1 | 0.1 | 0.1 | From eQ_Lib.dat in MASControl 2017
D_ECC_OffGen_LitSp_Yr | Lighting | FRACTION | Sun | 2014-06-01 | 2014-08-07 | Constant | 0.035 | [23 empty] | From eQ_Lib.dat in MASControl 2017
D_ECC_OffGen_LitSp_Yr | Lighting | FRACTION | SmrDsn | 2014-08-08 | 2014-08-16 | Constant | 1 | [23 empty] | From eQ_Lib.dat in MASControl 2017
D_ECC_OffGen_LitSp_Yr | Lighting | FRACTION | WntrDsn | 2014-08-08 | 2014-08-16 | Constant | 0 | [23 empty] | From eQ_Lib.dat in MASControl 2017
D_ECC_OffGen_LitSp_Yr | Lighting | FRACTION | Default | 2014-08-08 | 2014-08-16 | Constant | 0.02 | [23 empty] | From eQ_Lib.dat in MASControl 2017
D_ECC_OffGen_LitSp_Yr | Lighting | FRACTION | Default¦Wkdy | 2014-08-17 | 2014-12-11 | Hourly | 0.1 | 0.1 | 0.1 | 0.1 | 0.1 | 0.3 | 0.3 | 0.5 | 0.9 | 0.9 | 0.9 | 0.9 | 0.9 | 0.9 | 0.9 | 0.9 | 0.9 | 0.25 | 0.1 | 0.1 | 0.1 | 0.1 | 0.1 | 0.1 | From eQ_Lib.dat in MASControl 2017
D_ECC_OffGen_LitSp_Yr | Lighting | FRACTION | Sat | 2014-08-17 | 2014-12-11 | Hourly | 0.1 | 0.1 | 0.1 | 0.1 | 0.1 | 0.1 | 0.2444 | 0.2444 | 0.3889 | 0.7 | 0.7 | 0.7 | 0.7 | 0.7 | 0.7 | 0.7 | 0.3889 | 0.1 | 0.1 | 0.1 | 0.1 | 0.1 | 0.1 | 0.1 | From eQ_Lib.dat in MASControl 2017
D_ECC_OffGen_LitSp_Yr | Lighting | FRACTION | Sun | 2014-08-17 | 2014-12-11 | Constant | 0.05 | [23 empty] | From eQ_Lib.dat in MASControl 2017
D_ECC_OffGen_LitSp_Yr | Lighting | FRACTION | SmrDsn | 2014-12-12 | 2014-12-31 | Constant | 1 | [23 empty] | From eQ_Lib.dat in MASControl 2017
D_ECC_OffGen_LitSp_Yr | Lighting | FRACTION | WntrDsn | 2014-12-12 | 2014-12-31 | Constant | 0 | [23 empty] | From eQ_Lib.dat in MASControl 2017
D_ECC_OffGen_LitSp_Yr | Lighting | FRACTION | Default | 2014-12-12 | 2014-12-31 | Constant | 0.02 | [23 empty] | From eQ_Lib.dat in MASControl 2017
D_ECC_OffGen_LitSp_Yr | Lighting | FRACTION | WntrDsn | 2014-01-01 | 2014-12-31 | Constant | 0 | [23 empty] | From eQ_Lib.dat in MASControl 2017
D_ECC_OffGen_LitSp_Yr | Lighting | FRACTION | SmrDsn | 2014-01-01 | 2014-12-31 | Constant | 1 | [23 empty] | From eQ_Lib.dat in MASControl 2017
D_ECC_OffGen_LitSp_Yr | Lighting | FRACTION | Hol | 2014-01-01 | 2014-12-31 | Constant | 0.035 | [23 empty] | From eQ_Lib.dat in MASControl 2017
D_ECC_OffGen_Misc_Yr | Equipment | FRACTION | Default | 2014-01-01 | 2014-01-11 | Constant | 0.4 | [23 empty] | From eQ_Lib.dat in MASControl 2017
D_ECC_OffGen_Misc_Yr | Equipment | FRACTION | Default¦Wkdy | 2014-01-12 | 2014-04-03 | Hourly | 0.4 | 0.4 | 0.4 | 0.4 | 0.4 | 0.4 | 0.5 | 0.75 | 1 | 1 | 1 | 1 | 1 | 1 | 1 | 1 | 1 | 0.5 | 0.4 | 0.4 | 0.4 | 0.4 | 0.4 | 0.4 | From eQ_Lib.dat in MASControl 2017
D_ECC_OffGen_Misc_Yr | Equipment | FRACTION | Sat | 2014-01-12 | 2014-04-03 | Hourly | 0.4 | 0.4 | 0.4 | 0.4 | 0.4 | 0.4 | 0.5 | 0.5 | 0.6 | 0.75 | 0.75 | 0.75 | 0.75 | 0.75 | 0.75 | 0.75 | 0.5 | 0.4 | 0.4 | 0.4 | 0.4 | 0.4 | 0.4 | 0.4 | From eQ_Lib.dat in MASControl 2017
D_ECC_OffGen_Misc_Yr | Equipment | FRACTION | Sun | 2014-01-12 | 2014-04-03 | Constant | 0.4 | [23 empty] | From eQ_Lib.dat in MASControl 2017
D_ECC_OffGen_Misc_Yr | Equipment | FRACTION | Default | 2014-04-04 | 2014-04-12 | Constant | 0.4 | [23 empty] | From eQ_Lib.dat in MASControl 2017
D_ECC_OffGen_Misc_Yr | Equipment | FRACTION | Default¦Wkdy | 2014-04-13 | 2014-05-22 | Hourly | 0.4 | 0.4 | 0.4 | 0.4 | 0.4 | 0.4 | 0.5 | 0.75 | 1 | 1 | 1 | 1 | 1 | 1 | 1 | 1 | 1 | 0.5 | 0.4 | 0.4 | 0.4 | 0.4 | 0.4 | 0.4 | From eQ_Lib.dat in MASControl 2017
D_ECC_OffGen_Misc_Yr | Equipment | FRACTION | Sat | 2014-04-13 | 2014-05-22 | Hourly | 0.4 | 0.4 | 0.4 | 0.4 | 0.4 | 0.4 | 0.5 | 0.5 | 0.6 | 0.75 | 0.75 | 0.75 | 0.75 | 0.75 | 0.75 | 0.75 | 0.5 | 0.4 | 0.4 | 0.4 | 0.4 | 0.4 | 0.4 | 0.4 | From eQ_Lib.dat in MASControl 2017
D_ECC_OffGen_Misc_Yr | Equipment | FRACTION | Sun | 2014-04-13 | 2014-05-22 | Constant | 0.4 | [23 empty] | From eQ_Lib.dat in MASControl 2017
D_ECC_OffGen_Misc_Yr | Equipment | FRACTION | Default | 2014-05-23 | 2014-05-31 | Constant | 0.4 | [23 empty] | From eQ_Lib.dat in MASControl 2017
D_ECC_OffGen_Misc_Yr | Equipment | FRACTION | Default¦Wkdy | 2014-06-01 | 2014-08-07 | Hourly | 0.4 | 0.4 | 0.4 | 0.4 | 0.4 | 0.4 | 0.5 | 0.6 | 0.75 | 0.75 | 0.75 | 0.75 | 0.75 | 0.75 | 0.75 | 0.75 | 0.5 | 0.4 | 0.4 | 0.4 | 0.4 | 0.4 | 0.4 | 0.4 | From eQ_Lib.dat in MASControl 2017
D_ECC_OffGen_Misc_Yr | Equipment | FRACTION | Sat | 2014-06-01 | 2014-08-07 | Hourly | 0.4 | 0.4 | 0.4 | 0.4 | 0.4 | 0.4 | 0.5 | 0.5 | 0.5 | 0.5625 | 0.5625 | 0.5625 | 0.5625 | 0.5625 | 0.5625 | 0.4 | 0.4 | 0.4 | 0.4 | 0.4 | 0.4 | 0.4 | 0.4 | 0.4 | From eQ_Lib.dat in MASControl 2017
D_ECC_OffGen_Misc_Yr | Equipment | FRACTION | Sun | 2014-06-01 | 2014-08-07 | Constant | 0.4 | [23 empty] | From eQ_Lib.dat in MASControl 2017
D_ECC_OffGen_Misc_Yr | Equipment | FRACTION | Default | 2014-08-08 | 2014-08-16 | Constant | 0.4 | [23 empty] | From eQ_Lib.dat in MASControl 2017
D_ECC_OffGen_Misc_Yr | Equipment | FRACTION | Default¦Wkdy | 2014-08-17 | 2014-12-11 | Hourly | 0.4 | 0.4 | 0.4 | 0.4 | 0.4 | 0.4 | 0.5 | 0.75 | 1 | 1 | 1 | 1 | 1 | 1 | 1 | 1 | 1 | 0.5 | 0.4 | 0.4 | 0.4 | 0.4 | 0.4 | 0.4 | From eQ_Lib.dat in MASControl 2017
D_ECC_OffGen_Misc_Yr | Equipment | FRACTION | Sat | 2014-08-17 | 2014-12-11 | Hourly | 0.4 | 0.4 | 0.4 | 0.4 | 0.4 | 0.4 | 0.5 | 0.5 | 0.6 | 0.75 | 0.75 | 0.75 | 0.75 | 0.75 | 0.75 | 0.75 | 0.5 | 0.4 | 0.4 | 0.4 | 0.4 | 0.4 | 0.4 | 0.4 | From eQ_Lib.dat in MASControl 2017
D_ECC_OffGen_Misc_Yr | Equipment | FRACTION | Sun | 2014-08-17 | 2014-12-11 | Constant | 0.4 | [23 empty] | From eQ_Lib.dat in MASControl 2017
D_ECC_OffGen_Misc_Yr | Equipment | FRACTION | Default | 2014-12-12 | 2014-12-31 | Constant | 0.4 | [23 empty] | From eQ_Lib.dat in MASControl 2017
D_ECC_OffGen_Misc_Yr | Equipment | FRACTION | WntrDsn | 2014-01-01 | 2014-12-31 | Constant | 0 | [23 empty] | From eQ_Lib.dat in MASControl 2017
D_ECC_OffGen_Misc_Yr | Equipment | FRACTION | SmrDsn | 2014-01-01 | 2014-12-31 | Constant | 1 | [23 empty] | From eQ_Lib.dat in MASControl 2017
D_ECC_OffGen_Misc_Yr | Equipment | FRACTION | Hol | 2014-01-01 | 2014-12-31 | Constant | 0.4 | [23 empty] | From eQ_Lib.dat in MASControl 2017
D_ECC_OffGen_Occup_Yr | Occupancy | FRACTION | SmrDsn | 2014-01-01 | 2014-01-11 | Constant | 1 | [23 empty] | From eQ_Lib.dat in MASControl 2017
D_ECC_OffGen_Occup_Yr | Occupancy | FRACTION | WntrDsn | 2014-01-01 | 2014-01-11 | Constant | 0 | [23 empty] | From eQ_Lib.dat in MASControl 2017
D_ECC_OffGen_Occup_Yr | Occupancy | FRACTION | Default | 2014-01-01 | 2014-01-11 | Constant | 0 | [23 empty] | From eQ_Lib.dat in MASControl 2017
D_ECC_OffGen_Occup_Yr | Occupancy | FRACTION | Default¦Wkdy | 2014-01-12 | 2014-04-03 | Hourly | 0 | 0 | 0 | 0 | 0 | 0 | 0.2 | 0.5 | 1 | 1 | 1 | 1 | 1 | 1 | 1 | 1 | 1 | 0 | 0 | 0 | 0 | 0 | 0 | 0 | From eQ_Lib.dat in MASControl 2017
D_ECC_OffGen_Occup_Yr | Occupancy | FRACTION | Sat | 2014-01-12 | 2014-04-03 | Hourly | 0 | 0 | 0 | 0 | 0 | 0 | 0 | 0.07 | 0.175 | 0.35 | 0.35 | 0.35 | 0.35 | 0.35 | 0.35 | 0.35 | 0.35 | 0 | 0 | 0 | 0 | 0 | 0 | 0 | From eQ_Lib.dat in MASControl 2017
D_ECC_OffGen_Occup_Yr | Occupancy | FRACTION | Sun | 2014-01-12 | 2014-04-03 | Constant | 0 | [23 empty] | From eQ_Lib.dat in MASControl 2017
D_ECC_OffGen_Occup_Yr | Occupancy | FRACTION | SmrDsn | 2014-04-04 | 2014-04-12 | Constant | 1 | [23 empty] | From eQ_Lib.dat in MASControl 2017
D_ECC_OffGen_Occup_Yr | Occupancy | FRACTION | WntrDsn | 2014-04-04 | 2014-04-12 | Constant | 0 | [23 empty] | From eQ_Lib.dat in MASControl 2017
D_ECC_OffGen_Occup_Yr | Occupancy | FRACTION | Default | 2014-04-04 | 2014-04-12 | Constant | 0 | [23 empty] | From eQ_Lib.dat in MASControl 2017
D_ECC_OffGen_Occup_Yr | Occupancy | FRACTION | Default¦Wkdy | 2014-04-13 | 2014-05-22 | Hourly | 0 | 0 | 0 | 0 | 0 | 0 | 0.2 | 0.5 | 1 | 1 | 1 | 1 | 1 | 1 | 1 | 1 | 1 | 0 | 0 | 0 | 0 | 0 | 0 | 0 | From eQ_Lib.dat in MASControl 2017
D_ECC_OffGen_Occup_Yr | Occupancy | FRACTION | Sat | 2014-04-13 | 2014-05-22 | Hourly | 0 | 0 | 0 | 0 | 0 | 0 | 0 | 0.07 | 0.175 | 0.35 | 0.35 | 0.35 | 0.35 | 0.35 | 0.35 | 0.35 | 0.35 | 0 | 0 | 0 | 0 | 0 | 0 | 0 | From eQ_Lib.dat in MASControl 2017
D_ECC_OffGen_Occup_Yr | Occupancy | FRACTION | Sun | 2014-04-13 | 2014-05-22 | Constant | 0 | [23 empty] | From eQ_Lib.dat in MASControl 2017
D_ECC_OffGen_Occup_Yr | Occupancy | FRACTION | SmrDsn | 2014-05-23 | 2014-05-31 | Constant | 1 | [23 empty] | From eQ_Lib.dat in MASControl 2017
D_ECC_OffGen_Occup_Yr | Occupancy | FRACTION | WntrDsn | 2014-05-23 | 2014-05-31 | Constant | 0 | [23 empty] | From eQ_Lib.dat in MASControl 2017
D_ECC_OffGen_Occup_Yr | Occupancy | FRACTION | Default | 2014-05-23 | 2014-05-31 | Constant | 0 | [23 empty] | From eQ_Lib.dat in MASControl 2017
D_ECC_OffGen_Occup_Yr | Occupancy | FRACTION | Default¦Wkdy | 2014-06-01 | 2014-08-07 | Hourly | 0 | 0 | 0 | 0 | 0 | 0 | 0.1 | 0.25 | 0.5 | 0.5 | 0.5 | 0.5 | 0.5 | 0.5 | 0.5 | 0.5 | 0 | 0 | 0 | 0 | 0 | 0 | 0 | 0 | From eQ_Lib.dat in MASControl 2017
D_ECC_OffGen_Occup_Yr | Occupancy | FRACTION | Sat | 2014-06-01 | 2014-08-07 | Hourly | 0 | 0 | 0 | 0 | 0 | 0 | 0 | 0.035 | 0.0875 | 0.175 | 0.175 | 0.175 | 0.175 | 0.175 | 0.175 | 0.175 | 0 | 0 | 0 | 0 | 0 | 0 | 0 | 0 | From eQ_Lib.dat in MASControl 2017
D_ECC_OffGen_Occup_Yr | Occupancy | FRACTION | Sun | 2014-06-01 | 2014-08-07 | Constant | 0 | [23 empty] | From eQ_Lib.dat in MASControl 2017
D_ECC_OffGen_Occup_Yr | Occupancy | FRACTION | SmrDsn | 2014-08-08 | 2014-08-16 | Constant | 1 | [23 empty] | From eQ_Lib.dat in MASControl 2017
D_ECC_OffGen_Occup_Yr | Occupancy | FRACTION | WntrDsn | 2014-08-08 | 2014-08-16 | Constant | 0 | [23 empty] | From eQ_Lib.dat in MASControl 2017
D_ECC_OffGen_Occup_Yr | Occupancy | FRACTION | Default | 2014-08-08 | 2014-08-16 | Constant | 0 | [23 empty] | From eQ_Lib.dat in MASControl 2017
D_ECC_OffGen_Occup_Yr | Occupancy | FRACTION | Default¦Wkdy | 2014-08-17 | 2014-12-11 | Hourly | 0 | 0 | 0 | 0 | 0 | 0 | 0.2 | 0.5 | 1 | 1 | 1 | 1 | 1 | 1 | 1 | 1 | 1 | 0 | 0 | 0 | 0 | 0 | 0 | 0 | From eQ_Lib.dat in MASControl 2017
D_ECC_OffGen_Occup_Yr | Occupancy | FRACTION | Sat | 2014-08-17 | 2014-12-11 | Hourly | 0 | 0 | 0 | 0 | 0 | 0 | 0 | 0.07 | 0.175 | 0.35 | 0.35 | 0.35 | 0.35 | 0.35 | 0.35 | 0.35 | 0.35 | 0 | 0 | 0 | 0 | 0 | 0 | 0 | From eQ_Lib.dat in MASControl 2017
D_ECC_OffGen_Occup_Yr | Occupancy | FRACTION | Sun | 2014-08-17 | 2014-12-11 | Constant | 0 | [23 empty] | From eQ_Lib.dat in MASControl 2017
D_ECC_OffGen_Occup_Yr | Occupancy | FRACTION | SmrDsn | 2014-12-12 | 2014-12-31 | Constant | 1 | [23 empty] | From eQ_Lib.dat in MASControl 2017
D_ECC_OffGen_Occup_Yr | Occupancy | FRACTION | WntrDsn | 2014-12-12 | 2014-12-31 | Constant | 0 | [23 empty] | From eQ_Lib.dat in MASControl 2017
D_ECC_OffGen_Occup_Yr | Occupancy | FRACTION | Default | 2014-12-12 | 2014-12-31 | Constant | 0 | [23 empty] | From eQ_Lib.dat in MASControl 2017
D_ECC_OffGen_Occup_Yr | Occupancy | FRACTION | WntrDsn | 2014-01-01 | 2014-12-31 | Constant | 0 | [23 empty] | From eQ_Lib.dat in MASControl 2017
D_ECC_OffGen_Occup_Yr | Occupancy | FRACTION | SmrDsn | 2014-01-01 | 2014-12-31 | Constant | 1 | [23 empty] | From eQ_Lib.dat in MASControl 2017
D_ECC_OffGen_Occup_Yr | Occupancy | FRACTION | Hol | 2014-01-01 | 2014-12-31 | Constant | 0 | [23 empty] | From eQ_Lib.dat in MASControl 2017
D_EconoAvail_Yr |  | ON_OFF | Default¦Wkdy | 2014-01-01 | 2014-12-31 | Constant | 1 | [23 empty] | From eQ_Lib.dat in MASControl 2017
D_EconoAvail_Yr |  | ON_OFF | Wknd | 2014-01-01 | 2014-12-31 | Constant | 1 | [23 empty] | From eQ_Lib.dat in MASControl 2017
D_EconoAvail_Yr |  | ON_OFF | WntrDsn | 2014-01-01 | 2014-12-31 | Constant | 0 | [23 empty] | From eQ_Lib.dat in MASControl 2017
D_EconoAvail_Yr |  | ON_OFF | SmrDsn | 2014-01-01 | 2014-12-31 | Constant | 0 | [23 empty] | From eQ_Lib.dat in MASControl 2017
D_EconoAvail_Yr |  | ON_OFF | Hol | 2014-01-01 | 2014-12-31 | Constant | 1 | [23 empty] | From eQ_Lib.dat in MASControl 2017
D_EPr_All_C_Inf_Yr | Infiltration | MULTIPLIER | Default¦SmrDsn¦WntrDsn | 2014-01-01 | 2014-01-04 | Constant | 1 | [23 empty] | From eQ_Lib.dat in MASControl 2017
D_EPr_All_C_Inf_Yr | Infiltration | MULTIPLIER | Default¦Wkdy | 2014-01-05 | 2014-04-03 | Hourly | 1 | 1 | 1 | 1 | 1 | 1 | 1 | 0.5 | 0.5 | 0.5 | 0.5 | 0.5 | 0.5 | 0.5 | 0.5 | 0.5 | 0.5 | 0.5 | 0.5 | 1 | 1 | 1 | 1 | 1 | From eQ_Lib.dat in MASControl 2017
D_EPr_All_C_Inf_Yr | Infiltration | MULTIPLIER | Sat | 2014-01-05 | 2014-04-03 | Hourly | 1 | 1 | 1 | 1 | 1 | 1 | 1 | 0.5 | 0.5 | 0.5 | 0.5 | 0.5 | 0.5 | 0.5 | 0.5 | 0.5 | 0.5 | 1 | 1 | 1 | 1 | 1 | 1 | 1 | From eQ_Lib.dat in MASControl 2017
D_EPr_All_C_Inf_Yr | Infiltration | MULTIPLIER | Sun | 2014-01-05 | 2014-04-03 | Constant | 1 | [23 empty] | From eQ_Lib.dat in MASControl 2017
D_EPr_All_C_Inf_Yr | Infiltration | MULTIPLIER | Default¦SmrDsn¦WntrDsn | 2014-04-04 | 2014-04-12 | Constant | 1 | [23 empty] | From eQ_Lib.dat in MASControl 2017
D_EPr_All_C_Inf_Yr | Infiltration | MULTIPLIER | Default¦Wkdy | 2014-04-13 | 2014-06-12 | Hourly | 1 | 1 | 1 | 1 | 1 | 1 | 1 | 0.5 | 0.5 | 0.5 | 0.5 | 0.5 | 0.5 | 0.5 | 0.5 | 0.5 | 0.5 | 0.5 | 0.5 | 1 | 1 | 1 | 1 | 1 | From eQ_Lib.dat in MASControl 2017
D_EPr_All_C_Inf_Yr | Infiltration | MULTIPLIER | Sat | 2014-04-13 | 2014-06-12 | Hourly | 1 | 1 | 1 | 1 | 1 | 1 | 1 | 0.5 | 0.5 | 0.5 | 0.5 | 0.5 | 0.5 | 0.5 | 0.5 | 0.5 | 0.5 | 1 | 1 | 1 | 1 | 1 | 1 | 1 | From eQ_Lib.dat in MASControl 2017
D_EPr_All_C_Inf_Yr | Infiltration | MULTIPLIER | Sun | 2014-04-13 | 2014-06-12 | Constant | 1 | [23 empty] | From eQ_Lib.dat in MASControl 2017
D_EPr_All_C_Inf_Yr | Infiltration | MULTIPLIER | Default¦SmrDsn¦WntrDsn | 2014-06-13 | 2014-08-16 | Constant | 1 | [23 empty] | From eQ_Lib.dat in MASControl 2017
D_EPr_All_C_Inf_Yr | Infiltration | MULTIPLIER | Default¦Wkdy | 2014-08-17 | 2014-12-11 | Hourly | 1 | 1 | 1 | 1 | 1 | 1 | 1 | 0.5 | 0.5 | 0.5 | 0.5 | 0.5 | 0.5 | 0.5 | 0.5 | 0.5 | 0.5 | 0.5 | 0.5 | 1 | 1 | 1 | 1 | 1 | From eQ_Lib.dat in MASControl 2017
D_EPr_All_C_Inf_Yr | Infiltration | MULTIPLIER | Sat | 2014-08-17 | 2014-12-11 | Hourly | 1 | 1 | 1 | 1 | 1 | 1 | 1 | 0.5 | 0.5 | 0.5 | 0.5 | 0.5 | 0.5 | 0.5 | 0.5 | 0.5 | 0.5 | 1 | 1 | 1 | 1 | 1 | 1 | 1 | From eQ_Lib.dat in MASControl 2017
D_EPr_All_C_Inf_Yr | Infiltration | MULTIPLIER | Sun | 2014-08-17 | 2014-12-11 | Constant | 1 | [23 empty] | From eQ_Lib.dat in MASControl 2017
D_EPr_All_C_Inf_Yr | Infiltration | MULTIPLIER | Default¦SmrDsn¦WntrDsn | 2014-12-12 | 2014-12-31 | Constant | 1 | [23 empty] | From eQ_Lib.dat in MASControl 2017
D_EPr_All_C_Inf_Yr | Infiltration | MULTIPLIER | WntrDsn | 2014-01-01 | 2014-12-31 | Hourly | 1 | 1 | 1 | 1 | 1 | 1 | 1 | 0.5 | 0.5 | 0.5 | 0.5 | 0.5 | 0.5 | 0.5 | 0.5 | 0.5 | 0.5 | 0.5 | 0.5 | 1 | 1 | 1 | 1 | 1 | From eQ_Lib.dat in MASControl 2017
D_EPr_All_C_Inf_Yr | Infiltration | MULTIPLIER | SmrDsn | 2014-01-01 | 2014-12-31 | Hourly | 1 | 1 | 1 | 1 | 1 | 1 | 1 | 0.5 | 0.5 | 0.5 | 0.5 | 0.5 | 0.5 | 0.5 | 0.5 | 0.5 | 0.5 | 0.5 | 0.5 | 1 | 1 | 1 | 1 | 1 | From eQ_Lib.dat in MASControl 2017
D_EPr_All_C_Inf_Yr | Infiltration | MULTIPLIER | Hol | 2014-01-01 | 2014-12-31 | Constant | 1 | [23 empty] | From eQ_Lib.dat in MASControl 2017
D_EPr_All_CTemp_Yr | Thermostat Setpoint | C | Default¦SmrDsn¦WntrDsn | 2014-01-01 | 2014-01-04 | Constant | 24.4 | [23 empty] | From eQ_Lib.dat in MASControl 2017; Removed setback
D_EPr_All_CTemp_Yr | Thermostat Setpoint | C | Default¦Wkdy | 2014-01-05 | 2014-04-03 | Hourly | 24.4 | 24.4 | 24.4 | 24.4 | 24.4 | 24.4 | 24.4 | 24.4 | 24.4 | 24.4 | 24.4 | 24.4 | 24.4 | 24.4 | 24.4 | 24.4 | 24.4 | 24.4 | 24.4 | 24.4 | 24.4 | 24.4 | 24.4 | 24.4 | From eQ_Lib.dat in MASControl 2017; Removed setback
D_EPr_All_CTemp_Yr | Thermostat Setpoint | C | Sat | 2014-01-05 | 2014-04-03 | Hourly | 24.4 | 24.4 | 24.4 | 24.4 | 24.4 | 24.4 | 24.4 | 24.4 | 24.4 | 24.4 | 24.4 | 24.4 | 24.4 | 24.4 | 24.4 | 24.4 | 24.4 | 24.4 | 24.4 | 24.4 | 24.4 | 24.4 | 24.4 | 24.4 | From eQ_Lib.dat in MASControl 2017; Removed setback
D_EPr_All_CTemp_Yr | Thermostat Setpoint | C | Sun | 2014-01-05 | 2014-04-03 | Constant | 24.4 | [23 empty] | From eQ_Lib.dat in MASControl 2017; Removed setback
D_EPr_All_CTemp_Yr | Thermostat Setpoint | C | Default¦SmrDsn¦WntrDsn | 2014-04-04 | 2014-04-12 | Constant | 24.4 | [23 empty] | From eQ_Lib.dat in MASControl 2017; Removed setback
D_EPr_All_CTemp_Yr | Thermostat Setpoint | C | Default¦Wkdy | 2014-04-13 | 2014-06-12 | Hourly | 24.4 | 24.4 | 24.4 | 24.4 | 24.4 | 24.4 | 24.4 | 24.4 | 24.4 | 24.4 | 24.4 | 24.4 | 24.4 | 24.4 | 24.4 | 24.4 | 24.4 | 24.4 | 24.4 | 24.4 | 24.4 | 24.4 | 24.4 | 24.4 | From eQ_Lib.dat in MASControl 2017; Removed setback
D_EPr_All_CTemp_Yr | Thermostat Setpoint | C | Sat | 2014-04-13 | 2014-06-12 | Hourly | 24.4 | 24.4 | 24.4 | 24.4 | 24.4 | 24.4 | 24.4 | 24.4 | 24.4 | 24.4 | 24.4 | 24.4 | 24.4 | 24.4 | 24.4 | 24.4 | 24.4 | 24.4 | 24.4 | 24.4 | 24.4 | 24.4 | 24.4 | 24.4 | From eQ_Lib.dat in MASControl 2017; Removed setback
D_EPr_All_CTemp_Yr | Thermostat Setpoint | C | Sun | 2014-04-13 | 2014-06-12 | Constant | 24.4 | [23 empty] | From eQ_Lib.dat in MASControl 2017; Removed setback
D_EPr_All_CTemp_Yr | Thermostat Setpoint | C | Default¦SmrDsn¦WntrDsn | 2014-06-13 | 2014-08-16 | Constant | 24.4 | [23 empty] | From eQ_Lib.dat in MASControl 2017; Removed setback
D_EPr_All_CTemp_Yr | Thermostat Setpoint | C | Default¦Wkdy | 2014-08-17 | 2014-12-11 | Hourly | 24.4 | 24.4 | 24.4 | 24.4 | 24.4 | 24.4 | 24.4 | 24.4 | 24.4 | 24.4 | 24.4 | 24.4 | 24.4 | 24.4 | 24.4 | 24.4 | 24.4 | 24.4 | 24.4 | 24.4 | 24.4 | 24.4 | 24.4 | 24.4 | From eQ_Lib.dat in MASControl 2017; Removed setback
D_EPr_All_CTemp_Yr | Thermostat Setpoint | C | Sat | 2014-08-17 | 2014-12-11 | Hourly | 24.4 | 24.4 | 24.4 | 24.4 | 24.4 | 24.4 | 24.4 | 24.4 | 24.4 | 24.4 | 24.4 | 24.4 | 24.4 | 24.4 | 24.4 | 24.4 | 24.4 | 24.4 | 24.4 | 24.4 | 24.4 | 24.4 | 24.4 | 24.4 | From eQ_Lib.dat in MASControl 2017; Removed setback
D_EPr_All_CTemp_Yr | Thermostat Setpoint | C | Sun | 2014-08-17 | 2014-12-11 | Constant | 24.4 | [23 empty] | From eQ_Lib.dat in MASControl 2017; Removed setback
D_EPr_All_CTemp_Yr | Thermostat Setpoint | C | Default¦SmrDsn¦WntrDsn | 2014-12-12 | 2014-12-31 | Constant | 24.4 | [23 empty] | From eQ_Lib.dat in MASControl 2017; Removed setback
D_EPr_All_CTemp_Yr | Thermostat Setpoint | C | WntrDsn | 2014-01-01 | 2014-12-31 | Hourly | 24.4 | 24.4 | 24.4 | 24.4 | 24.4 | 24.4 | 24.4 | 24.4 | 24.4 | 24.4 | 24.4 | 24.4 | 24.4 | 24.4 | 24.4 | 24.4 | 24.4 | 24.4 | 24.4 | 24.4 | 24.4 | 24.4 | 24.4 | 24.4 | From eQ_Lib.dat in MASControl 2017; Removed setback
D_EPr_All_CTemp_Yr | Thermostat Setpoint | C | SmrDsn | 2014-01-01 | 2014-12-31 | Hourly | 24.4 | 24.4 | 24.4 | 24.4 | 24.4 | 24.4 | 24.4 | 24.4 | 24.4 | 24.4 | 24.4 | 24.4 | 24.4 | 24.4 | 24.4 | 24.4 | 24.4 | 24.4 | 24.4 | 24.4 | 24.4 | 24.4 | 24.4 | 24.4 | From eQ_Lib.dat in MASControl 2017; Removed setback
D_EPr_All_CTemp_Yr | Thermostat Setpoint | C | Hol | 2014-01-01 | 2014-12-31 | Constant | 24.4 | [23 empty] | From eQ_Lib.dat in MASControl 2017; Removed setback
D_EPr_All_DHW_DHW_Yr | Service Water Heating | FRACTION | Default¦SmrDsn¦WntrDsn | 2014-01-01 | 2014-01-04 | Constant | 0 | [23 empty] | From eQ_Lib.dat in MASControl 2017
D_EPr_All_DHW_DHW_Yr | Service Water Heating | FRACTION | Default¦Wkdy | 2014-01-05 | 2014-04-03 | Hourly | 0 | 0 | 0 | 0 | 0 | 0 | 0 | 0.6 | 0.6 | 1 | 1 | 1 | 1 | 1 | 0.5 | 0.5 | 0.5 | 0.5 | 0.1 | 0 | 0 | 0 | 0 | 0 | From eQ_Lib.dat in MASControl 2017
D_EPr_All_DHW_DHW_Yr | Service Water Heating | FRACTION | Sat | 2014-01-05 | 2014-04-03 | Hourly | 0 | 0 | 0 | 0 | 0 | 0 | 0 | 0.3 | 0.3 | 0.3 | 0.3 | 0.3 | 0.3 | 0.3 | 0.3 | 0.3 | 0 | 0 | 0 | 0 | 0 | 0 | 0 | 0 | From eQ_Lib.dat in MASControl 2017
D_EPr_All_DHW_DHW_Yr | Service Water Heating | FRACTION | Sun | 2014-01-05 | 2014-04-03 | Constant | 0 | [23 empty] | From eQ_Lib.dat in MASControl 2017
D_EPr_All_DHW_DHW_Yr | Service Water Heating | FRACTION | Default¦SmrDsn¦WntrDsn | 2014-04-04 | 2014-04-12 | Constant | 0 | [23 empty] | From eQ_Lib.dat in MASControl 2017
D_EPr_All_DHW_DHW_Yr | Service Water Heating | FRACTION | Default¦Wkdy | 2014-04-13 | 2014-06-12 | Hourly | 0 | 0 | 0 | 0 | 0 | 0 | 0 | 0.6 | 0.6 | 1 | 1 | 1 | 1 | 1 | 0.5 | 0.5 | 0.5 | 0.5 | 0.1 | 0 | 0 | 0 | 0 | 0 | From eQ_Lib.dat in MASControl 2017
D_EPr_All_DHW_DHW_Yr | Service Water Heating | FRACTION | Sat | 2014-04-13 | 2014-06-12 | Hourly | 0 | 0 | 0 | 0 | 0 | 0 | 0 | 0.3 | 0.3 | 0.3 | 0.3 | 0.3 | 0.3 | 0.3 | 0.3 | 0.3 | 0 | 0 | 0 | 0 | 0 | 0 | 0 | 0 | From eQ_Lib.dat in MASControl 2017
D_EPr_All_DHW_DHW_Yr | Service Water Heating | FRACTION | Sun | 2014-04-13 | 2014-06-12 | Constant | 0 | [23 empty] | From eQ_Lib.dat in MASControl 2017
D_EPr_All_DHW_DHW_Yr | Service Water Heating | FRACTION | Default¦SmrDsn¦WntrDsn | 2014-06-13 | 2014-08-16 | Constant | 0 | [23 empty] | From eQ_Lib.dat in MASControl 2017
D_EPr_All_DHW_DHW_Yr | Service Water Heating | FRACTION | Default¦Wkdy | 2014-08-17 | 2014-12-11 | Hourly | 0 | 0 | 0 | 0 | 0 | 0 | 0 | 0.6 | 0.6 | 1 | 1 | 1 | 1 | 1 | 0.5 | 0.5 | 0.5 | 0.5 | 0.1 | 0 | 0 | 0 | 0 | 0 | From eQ_Lib.dat in MASControl 2017
D_EPr_All_DHW_DHW_Yr | Service Water Heating | FRACTION | Sat | 2014-08-17 | 2014-12-11 | Hourly | 0 | 0 | 0 | 0 | 0 | 0 | 0 | 0.3 | 0.3 | 0.3 | 0.3 | 0.3 | 0.3 | 0.3 | 0.3 | 0.3 | 0 | 0 | 0 | 0 | 0 | 0 | 0 | 0 | From eQ_Lib.dat in MASControl 2017
D_EPr_All_DHW_DHW_Yr | Service Water Heating | FRACTION | Sun | 2014-08-17 | 2014-12-11 | Constant | 0 | [23 empty] | From eQ_Lib.dat in MASControl 2017
D_EPr_All_DHW_DHW_Yr | Service Water Heating | FRACTION | Default¦SmrDsn¦WntrDsn | 2014-12-12 | 2014-12-31 | Constant | 0 | [23 empty] | From eQ_Lib.dat in MASControl 2017
D_EPr_All_DHW_DHW_Yr | Service Water Heating | FRACTION | WntrDsn | 2014-01-01 | 2014-12-31 | Hourly | 0 | 0 | 0 | 0 | 0 | 0 | 0 | 0.6 | 0.6 | 1 | 1 | 1 | 1 | 1 | 0.5 | 0.5 | 0.5 | 0.5 | 0.1 | 0 | 0 | 0 | 0 | 0 | From eQ_Lib.dat in MASControl 2017
D_EPr_All_DHW_DHW_Yr | Service Water Heating | FRACTION | SmrDsn | 2014-01-01 | 2014-12-31 | Hourly | 0 | 0 | 0 | 0 | 0 | 0 | 0 | 0.6 | 0.6 | 1 | 1 | 1 | 1 | 1 | 0.5 | 0.5 | 0.5 | 0.5 | 0.1 | 0 | 0 | 0 | 0 | 0 | From eQ_Lib.dat in MASControl 2017
D_EPr_All_DHW_DHW_Yr | Service Water Heating | FRACTION | Hol | 2014-01-01 | 2014-12-31 | Constant | 0 | [23 empty] | From eQ_Lib.dat in MASControl 2017
D_EPr_All_Fan_Yr | Fan | ON/OFF/FLAG | Default¦SmrDsn¦WntrDsn | 2014-01-01 | 2014-01-04 | Constant | 0 | [23 empty] | From eQ_Lib.dat in MASControl 2017
D_EPr_All_Fan_Yr | Fan | ON/OFF/FLAG | Default¦Wkdy | 2014-01-05 | 2014-04-03 | Hourly | 0 | 0 | 0 | 0 | 0 | 0 | 0 | 1 | 1 | 1 | 1 | 1 | 1 | 1 | 1 | 1 | 1 | 1 | 1 | 0 | 0 | 0 | 0 | 0 | From eQ_Lib.dat in MASControl 2017
D_EPr_All_Fan_Yr | Fan | ON/OFF/FLAG | Sat | 2014-01-05 | 2014-04-03 | Hourly | 0 | 0 | 0 | 0 | 0 | 0 | 0 | 1 | 1 | 1 | 1 | 1 | 1 | 1 | 1 | 1 | 1 | 0 | 0 | 0 | 0 | 0 | 0 | 0 | From eQ_Lib.dat in MASControl 2017
D_EPr_All_Fan_Yr | Fan | ON/OFF/FLAG | Sun | 2014-01-05 | 2014-04-03 | Constant | 0 | [23 empty] | From eQ_Lib.dat in MASControl 2017
D_EPr_All_Fan_Yr | Fan | ON/OFF/FLAG | Default¦SmrDsn¦WntrDsn | 2014-04-04 | 2014-04-12 | Constant | 0 | [23 empty] | From eQ_Lib.dat in MASControl 2017
D_EPr_All_Fan_Yr | Fan | ON/OFF/FLAG | Default¦Wkdy | 2014-04-13 | 2014-06-12 | Hourly | 0 | 0 | 0 | 0 | 0 | 0 | 0 | 1 | 1 | 1 | 1 | 1 | 1 | 1 | 1 | 1 | 1 | 1 | 1 | 0 | 0 | 0 | 0 | 0 | From eQ_Lib.dat in MASControl 2017
D_EPr_All_Fan_Yr | Fan | ON/OFF/FLAG | Sat | 2014-04-13 | 2014-06-12 | Hourly | 0 | 0 | 0 | 0 | 0 | 0 | 0 | 1 | 1 | 1 | 1 | 1 | 1 | 1 | 1 | 1 | 1 | 0 | 0 | 0 | 0 | 0 | 0 | 0 | From eQ_Lib.dat in MASControl 2017
D_EPr_All_Fan_Yr | Fan | ON/OFF/FLAG | Sun | 2014-04-13 | 2014-06-12 | Constant | 0 | [23 empty] | From eQ_Lib.dat in MASControl 2017
D_EPr_All_Fan_Yr | Fan | ON/OFF/FLAG | Default¦SmrDsn¦WntrDsn | 2014-06-13 | 2014-08-16 | Constant | 0 | [23 empty] | From eQ_Lib.dat in MASControl 2017
D_EPr_All_Fan_Yr | Fan | ON/OFF/FLAG | Default¦Wkdy | 2014-08-17 | 2014-12-11 | Hourly | 0 | 0 | 0 | 0 | 0 | 0 | 0 | 1 | 1 | 1 | 1 | 1 | 1 | 1 | 1 | 1 | 1 | 1 | 1 | 0 | 0 | 0 | 0 | 0 | From eQ_Lib.dat in MASControl 2017
D_EPr_All_Fan_Yr | Fan | ON/OFF/FLAG | Sat | 2014-08-17 | 2014-12-11 | Hourly | 0 | 0 | 0 | 0 | 0 | 0 | 0 | 1 | 1 | 1 | 1 | 1 | 1 | 1 | 1 | 1 | 1 | 0 | 0 | 0 | 0 | 0 | 0 | 0 | From eQ_Lib.dat in MASControl 2017
D_EPr_All_Fan_Yr | Fan | ON/OFF/FLAG | Sun | 2014-08-17 | 2014-12-11 | Constant | 0 | [23 empty] | From eQ_Lib.dat in MASControl 2017
D_EPr_All_Fan_Yr | Fan | ON/OFF/FLAG | Default¦SmrDsn¦WntrDsn | 2014-12-12 | 2014-12-31 | Constant | 0 | [23 empty] | From eQ_Lib.dat in MASControl 2017
D_EPr_All_Fan_Yr | Fan | ON/OFF/FLAG | WntrDsn | 2014-01-01 | 2014-12-31 | Hourly | 0 | 0 | 0 | 0 | 0 | 0 | 0 | 1 | 1 | 1 | 1 | 1 | 1 | 1 | 1 | 1 | 1 | 1 | 1 | 0 | 0 | 0 | 0 | 0 | From eQ_Lib.dat in MASControl 2017
D_EPr_All_Fan_Yr | Fan | ON/OFF/FLAG | SmrDsn | 2014-01-01 | 2014-12-31 | Hourly | 0 | 0 | 0 | 0 | 0 | 0 | 0 | 1 | 1 | 1 | 1 | 1 | 1 | 1 | 1 | 1 | 1 | 1 | 1 | 0 | 0 | 0 | 0 | 0 | From eQ_Lib.dat in MASControl 2017
D_EPr_All_Fan_Yr | Fan | ON/OFF/FLAG | Hol | 2014-01-01 | 2014-12-31 | Constant | 0 | [23 empty] | From eQ_Lib.dat in MASControl 2017
D_EPr_All_HTemp_Yr | Thermostat Setpoint | C | Default¦SmrDsn¦WntrDsn | 2014-01-01 | 2014-01-04 | Constant | 21.1 | [23 empty] | From eQ_Lib.dat in MASControl 2017; Removed setback
D_EPr_All_HTemp_Yr | Thermostat Setpoint | C | Default¦Wkdy | 2014-01-05 | 2014-04-03 | Hourly | 21.1 | 21.1 | 21.1 | 21.1 | 21.1 | 21.1 | 21.1 | 21.1 | 21.1 | 21.1 | 21.1 | 21.1 | 21.1 | 21.1 | 21.1 | 21.1 | 21.1 | 21.1 | 21.1 | 21.1 | 21.1 | 21.1 | 21.1 | 21.1 | From eQ_Lib.dat in MASControl 2017; Removed setback
D_EPr_All_HTemp_Yr | Thermostat Setpoint | C | Sat | 2014-01-05 | 2014-04-03 | Hourly | 21.1 | 21.1 | 21.1 | 21.1 | 21.1 | 21.1 | 21.1 | 21.1 | 21.1 | 21.1 | 21.1 | 21.1 | 21.1 | 21.1 | 21.1 | 21.1 | 21.1 | 21.1 | 21.1 | 21.1 | 21.1 | 21.1 | 21.1 | 21.1 | From eQ_Lib.dat in MASControl 2017; Removed setback
D_EPr_All_HTemp_Yr | Thermostat Setpoint | C | Sun | 2014-01-05 | 2014-04-03 | Constant | 21.1 | [23 empty] | From eQ_Lib.dat in MASControl 2017; Removed setback
D_EPr_All_HTemp_Yr | Thermostat Setpoint | C | Default¦SmrDsn¦WntrDsn | 2014-04-04 | 2014-04-12 | Constant | 21.1 | [23 empty] | From eQ_Lib.dat in MASControl 2017; Removed setback
D_EPr_All_HTemp_Yr | Thermostat Setpoint | C | Default¦Wkdy | 2014-04-13 | 2014-06-12 | Hourly | 21.1 | 21.1 | 21.1 | 21.1 | 21.1 | 21.1 | 21.1 | 21.1 | 21.1 | 21.1 | 21.1 | 21.1 | 21.1 | 21.1 | 21.1 | 21.1 | 21.1 | 21.1 | 21.1 | 21.1 | 21.1 | 21.1 | 21.1 | 21.1 | From eQ_Lib.dat in MASControl 2017; Removed setback
D_EPr_All_HTemp_Yr | Thermostat Setpoint | C | Sat | 2014-04-13 | 2014-06-12 | Hourly | 21.1 | 21.1 | 21.1 | 21.1 | 21.1 | 21.1 | 21.1 | 21.1 | 21.1 | 21.1 | 21.1 | 21.1 | 21.1 | 21.1 | 21.1 | 21.1 | 21.1 | 21.1 | 21.1 | 21.1 | 21.1 | 21.1 | 21.1 | 21.1 | From eQ_Lib.dat in MASControl 2017; Removed setback
D_EPr_All_HTemp_Yr | Thermostat Setpoint | C | Sun | 2014-04-13 | 2014-06-12 | Constant | 21.1 | [23 empty] | From eQ_Lib.dat in MASControl 2017; Removed setback
D_EPr_All_HTemp_Yr | Thermostat Setpoint | C | Default¦SmrDsn¦WntrDsn | 2014-06-13 | 2014-08-16 | Constant | 21.1 | [23 empty] | From eQ_Lib.dat in MASControl 2017; Removed setback
D_EPr_All_HTemp_Yr | Thermostat Setpoint | C | Default¦Wkdy | 2014-08-17 | 2014-12-11 | Hourly | 21.1 | 21.1 | 21.1 | 21.1 | 21.1 | 21.1 | 21.1 | 21.1 | 21.1 | 21.1 | 21.1 | 21.1 | 21.1 | 21.1 | 21.1 | 21.1 | 21.1 | 21.1 | 21.1 | 21.1 | 21.1 | 21.1 | 21.1 | 21.1 | From eQ_Lib.dat in MASControl 2017; Removed setback
D_EPr_All_HTemp_Yr | Thermostat Setpoint | C | Sat | 2014-08-17 | 2014-12-11 | Hourly | 21.1 | 21.1 | 21.1 | 21.1 | 21.1 | 21.1 | 21.1 | 21.1 | 21.1 | 21.1 | 21.1 | 21.1 | 21.1 | 21.1 | 21.1 | 21.1 | 21.1 | 21.1 | 21.1 | 21.1 | 21.1 | 21.1 | 21.1 | 21.1 | From eQ_Lib.dat in MASControl 2017; Removed setback
D_EPr_All_HTemp_Yr | Thermostat Setpoint | C | Sun | 2014-08-17 | 2014-12-11 | Constant | 21.1 | [23 empty] | From eQ_Lib.dat in MASControl 2017; Removed setback
D_EPr_All_HTemp_Yr | Thermostat Setpoint | C | Default¦SmrDsn¦WntrDsn | 2014-12-12 | 2014-12-31 | Constant | 21.1 | [23 empty] | From eQ_Lib.dat in MASControl 2017; Removed setback
D_EPr_All_HTemp_Yr | Thermostat Setpoint | C | WntrDsn | 2014-01-01 | 2014-12-31 | Hourly | 21.1 | 21.1 | 21.1 | 21.1 | 21.1 | 21.1 | 21.1 | 21.1 | 21.1 | 21.1 | 21.1 | 21.1 | 21.1 | 21.1 | 21.1 | 21.1 | 21.1 | 21.1 | 21.1 | 21.1 | 21.1 | 21.1 | 21.1 | 21.1 | From eQ_Lib.dat in MASControl 2017; Removed setback
D_EPr_All_HTemp_Yr | Thermostat Setpoint | C | SmrDsn | 2014-01-01 | 2014-12-31 | Hourly | 21.1 | 21.1 | 21.1 | 21.1 | 21.1 | 21.1 | 21.1 | 21.1 | 21.1 | 21.1 | 21.1 | 21.1 | 21.1 | 21.1 | 21.1 | 21.1 | 21.1 | 21.1 | 21.1 | 21.1 | 21.1 | 21.1 | 21.1 | 21.1 | From eQ_Lib.dat in MASControl 2017; Removed setback
D_EPr_All_HTemp_Yr | Thermostat Setpoint | C | Hol | 2014-01-01 | 2014-12-31 | Constant | 21.1 | [23 empty] | From eQ_Lib.dat in MASControl 2017; Removed setback
D_EPr_All_MinOA_Yr | OutdoorAir | FRAC/DESIGN | Default¦SmrDsn¦WntrDsn | 2014-01-01 | 2014-01-04 | Constant | 0 | [23 empty] | From eQ_Lib.dat in MASControl 2017
D_EPr_All_MinOA_Yr | OutdoorAir | FRAC/DESIGN | Default¦Wkdy | 2014-01-05 | 2014-04-03 | Hourly | 0 | 0 | 0 | 0 | 0 | 0 | 0 | -999 | -999 | -999 | -999 | -999 | -999 | -999 | -999 | -999 | -999 | -999 | -999 | 0 | 0 | 0 | 0 | 0 | From eQ_Lib.dat in MASControl 2017
D_EPr_All_MinOA_Yr | OutdoorAir | FRAC/DESIGN | Sat | 2014-01-05 | 2014-04-03 | Hourly | 0 | 0 | 0 | 0 | 0 | 0 | 0 | -999 | -999 | -999 | -999 | -999 | -999 | -999 | -999 | -999 | -999 | 0 | 0 | 0 | 0 | 0 | 0 | 0 | From eQ_Lib.dat in MASControl 2017
D_EPr_All_MinOA_Yr | OutdoorAir | FRAC/DESIGN | Sun | 2014-01-05 | 2014-04-03 | Constant | 0 | [23 empty] | From eQ_Lib.dat in MASControl 2017
D_EPr_All_MinOA_Yr | OutdoorAir | FRAC/DESIGN | Default¦SmrDsn¦WntrDsn | 2014-04-04 | 2014-04-12 | Constant | 0 | [23 empty] | From eQ_Lib.dat in MASControl 2017
D_EPr_All_MinOA_Yr | OutdoorAir | FRAC/DESIGN | Default¦Wkdy | 2014-04-13 | 2014-06-12 | Hourly | 0 | 0 | 0 | 0 | 0 | 0 | 0 | -999 | -999 | -999 | -999 | -999 | -999 | -999 | -999 | -999 | -999 | -999 | -999 | 0 | 0 | 0 | 0 | 0 | From eQ_Lib.dat in MASControl 2017
D_EPr_All_MinOA_Yr | OutdoorAir | FRAC/DESIGN | Sat | 2014-04-13 | 2014-06-12 | Hourly | 0 | 0 | 0 | 0 | 0 | 0 | 0 | -999 | -999 | -999 | -999 | -999 | -999 | -999 | -999 | -999 | -999 | 0 | 0 | 0 | 0 | 0 | 0 | 0 | From eQ_Lib.dat in MASControl 2017
D_EPr_All_MinOA_Yr | OutdoorAir | FRAC/DESIGN | Sun | 2014-04-13 | 2014-06-12 | Constant | 0 | [23 empty] | From eQ_Lib.dat in MASControl 2017
D_EPr_All_MinOA_Yr | OutdoorAir | FRAC/DESIGN | Default¦SmrDsn¦WntrDsn | 2014-06-13 | 2014-08-16 | Constant | 0 | [23 empty] | From eQ_Lib.dat in MASControl 2017
D_EPr_All_MinOA_Yr | OutdoorAir | FRAC/DESIGN | Default¦Wkdy | 2014-08-17 | 2014-12-11 | Hourly | 0 | 0 | 0 | 0 | 0 | 0 | 0 | -999 | -999 | -999 | -999 | -999 | -999 | -999 | -999 | -999 | -999 | -999 | -999 | 0 | 0 | 0 | 0 | 0 | From eQ_Lib.dat in MASControl 2017
D_EPr_All_MinOA_Yr | OutdoorAir | FRAC/DESIGN | Sat | 2014-08-17 | 2014-12-11 | Hourly | 0 | 0 | 0 | 0 | 0 | 0 | 0 | -999 | -999 | -999 | -999 | -999 | -999 | -999 | -999 | -999 | -999 | 0 | 0 | 0 | 0 | 0 | 0 | 0 | From eQ_Lib.dat in MASControl 2017
D_EPr_All_MinOA_Yr | OutdoorAir | FRAC/DESIGN | Sun | 2014-08-17 | 2014-12-11 | Constant | 0 | [23 empty] | From eQ_Lib.dat in MASControl 2017
D_EPr_All_MinOA_Yr | OutdoorAir | FRAC/DESIGN | Default¦SmrDsn¦WntrDsn | 2014-12-12 | 2014-12-31 | Constant | 0 | [23 empty] | From eQ_Lib.dat in MASControl 2017
D_EPr_All_MinOA_Yr | OutdoorAir | FRAC/DESIGN | WntrDsn | 2014-01-01 | 2014-12-31 | Hourly | 0 | 0 | 0 | 0 | 0 | 0 | 0 | -999 | -999 | -999 | -999 | -999 | -999 | -999 | -999 | -999 | -999 | -999 | -999 | 0 | 0 | 0 | 0 | 0 | From eQ_Lib.dat in MASControl 2017
D_EPr_All_MinOA_Yr | OutdoorAir | FRAC/DESIGN | SmrDsn | 2014-01-01 | 2014-12-31 | Hourly | 0 | 0 | 0 | 0 | 0 | 0 | 0 | -999 | -999 | -999 | -999 | -999 | -999 | -999 | -999 | -999 | -999 | -999 | -999 | 0 | 0 | 0 | 0 | 0 | From eQ_Lib.dat in MASControl 2017
D_EPr_All_MinOA_Yr | OutdoorAir | FRAC/DESIGN | Hol | 2014-01-01 | 2014-12-31 | Constant | 0 | [23 empty] | From eQ_Lib.dat in MASControl 2017
D_EPr_All_P_Inf_Yr | Infiltration | MULTIPLIER | Default¦SmrDsn¦WntrDsn | 2014-01-01 | 2014-01-04 | Constant | 1 | [23 empty] | From eQ_Lib.dat in MASControl 2017
D_EPr_All_P_Inf_Yr | Infiltration | MULTIPLIER | Default¦Wkdy | 2014-01-05 | 2014-04-03 | Hourly | 1 | 1 | 1 | 1 | 1 | 1 | 1 | 0.5 | 0.5 | 0.5 | 0.5 | 0.5 | 0.5 | 0.5 | 0.5 | 0.5 | 0.5 | 0.5 | 0.5 | 1 | 1 | 1 | 1 | 1 | From eQ_Lib.dat in MASControl 2017
D_EPr_All_P_Inf_Yr | Infiltration | MULTIPLIER | Sat | 2014-01-05 | 2014-04-03 | Hourly | 1 | 1 | 1 | 1 | 1 | 1 | 1 | 0.5 | 0.5 | 0.5 | 0.5 | 0.5 | 0.5 | 0.5 | 0.5 | 0.5 | 0.5 | 1 | 1 | 1 | 1 | 1 | 1 | 1 | From eQ_Lib.dat in MASControl 2017
D_EPr_All_P_Inf_Yr | Infiltration | MULTIPLIER | Sun | 2014-01-05 | 2014-04-03 | Constant | 1 | [23 empty] | From eQ_Lib.dat in MASControl 2017
D_EPr_All_P_Inf_Yr | Infiltration | MULTIPLIER | Default¦SmrDsn¦WntrDsn | 2014-04-04 | 2014-04-12 | Constant | 1 | [23 empty] | From eQ_Lib.dat in MASControl 2017
D_EPr_All_P_Inf_Yr | Infiltration | MULTIPLIER | Default¦Wkdy | 2014-04-13 | 2014-06-12 | Hourly | 1 | 1 | 1 | 1 | 1 | 1 | 1 | 0.5 | 0.5 | 0.5 | 0.5 | 0.5 | 0.5 | 0.5 | 0.5 | 0.5 | 0.5 | 0.5 | 0.5 | 1 | 1 | 1 | 1 | 1 | From eQ_Lib.dat in MASControl 2017
D_EPr_All_P_Inf_Yr | Infiltration | MULTIPLIER | Sat | 2014-04-13 | 2014-06-12 | Hourly | 1 | 1 | 1 | 1 | 1 | 1 | 1 | 0.5 | 0.5 | 0.5 | 0.5 | 0.5 | 0.5 | 0.5 | 0.5 | 0.5 | 0.5 | 1 | 1 | 1 | 1 | 1 | 1 | 1 | From eQ_Lib.dat in MASControl 2017
D_EPr_All_P_Inf_Yr | Infiltration | MULTIPLIER | Sun | 2014-04-13 | 2014-06-12 | Constant | 1 | [23 empty] | From eQ_Lib.dat in MASControl 2017
D_EPr_All_P_Inf_Yr | Infiltration | MULTIPLIER | Default¦SmrDsn¦WntrDsn | 2014-06-13 | 2014-08-16 | Constant | 1 | [23 empty] | From eQ_Lib.dat in MASControl 2017
D_EPr_All_P_Inf_Yr | Infiltration | MULTIPLIER | Default¦Wkdy | 2014-08-17 | 2014-12-11 | Hourly | 1 | 1 | 1 | 1 | 1 | 1 | 1 | 0.5 | 0.5 | 0.5 | 0.5 | 0.5 | 0.5 | 0.5 | 0.5 | 0.5 | 0.5 | 0.5 | 0.5 | 1 | 1 | 1 | 1 | 1 | From eQ_Lib.dat in MASControl 2017
D_EPr_All_P_Inf_Yr | Infiltration | MULTIPLIER | Sat | 2014-08-17 | 2014-12-11 | Hourly | 1 | 1 | 1 | 1 | 1 | 1 | 1 | 0.5 | 0.5 | 0.5 | 0.5 | 0.5 | 0.5 | 0.5 | 0.5 | 0.5 | 0.5 | 1 | 1 | 1 | 1 | 1 | 1 | 1 | From eQ_Lib.dat in MASControl 2017
D_EPr_All_P_Inf_Yr | Infiltration | MULTIPLIER | Sun | 2014-08-17 | 2014-12-11 | Constant | 1 | [23 empty] | From eQ_Lib.dat in MASControl 2017
D_EPr_All_P_Inf_Yr | Infiltration | MULTIPLIER | Default¦SmrDsn¦WntrDsn | 2014-12-12 | 2014-12-31 | Constant | 1 | [23 empty] | From eQ_Lib.dat in MASControl 2017
D_EPr_All_P_Inf_Yr | Infiltration | MULTIPLIER | WntrDsn | 2014-01-01 | 2014-12-31 | Hourly | 1 | 1 | 1 | 1 | 1 | 1 | 1 | 0.5 | 0.5 | 0.5 | 0.5 | 0.5 | 0.5 | 0.5 | 0.5 | 0.5 | 0.5 | 0.5 | 0.5 | 1 | 1 | 1 | 1 | 1 | From eQ_Lib.dat in MASControl 2017
D_EPr_All_P_Inf_Yr | Infiltration | MULTIPLIER | SmrDsn | 2014-01-01 | 2014-12-31 | Hourly | 1 | 1 | 1 | 1 | 1 | 1 | 1 | 0.5 | 0.5 | 0.5 | 0.5 | 0.5 | 0.5 | 0.5 | 0.5 | 0.5 | 0.5 | 0.5 | 0.5 | 1 | 1 | 1 | 1 | 1 | From eQ_Lib.dat in MASControl 2017
D_EPr_All_P_Inf_Yr | Infiltration | MULTIPLIER | Hol | 2014-01-01 | 2014-12-31 | Constant | 1 | [23 empty] | From eQ_Lib.dat in MASControl 2017
D_EPr_Caf_LitCFL_Yr | Lighting | FRACTION | SmrDsn | 2014-01-01 | 2014-01-04 | Constant | 1 | [23 empty] | From eQ_Lib.dat in MASControl 2017
D_EPr_Caf_LitCFL_Yr | Lighting | FRACTION | WntrDsn | 2014-01-01 | 2014-01-04 | Constant | 0 | [23 empty] | From eQ_Lib.dat in MASControl 2017
D_EPr_Caf_LitCFL_Yr | Lighting | FRACTION | Default | 2014-01-01 | 2014-01-04 | Constant | 0.02 | [23 empty] | From eQ_Lib.dat in MASControl 2017
D_EPr_Caf_LitCFL_Yr | Lighting | FRACTION | Default¦Wkdy | 2014-01-05 | 2014-04-03 | Hourly | 0.065 | 0.065 | 0.065 | 0.065 | 0.065 | 0.065 | 0.065 | 0.065 | 0.065 | 0.065 | 1 | 1 | 1 | 1 | 1 | 0.065 | 0.065 | 0.065 | 0.065 | 0.065 | 0.065 | 0.065 | 0.065 | 0.065 | From eQ_Lib.dat in MASControl 2017
D_EPr_Caf_LitCFL_Yr | Lighting | FRACTION | Sat | 2014-01-05 | 2014-04-03 | Hourly | 0.065 | 0.065 | 0.065 | 0.065 | 0.065 | 0.065 | 0.065 | 0.065 | 0.065 | 0.065 | 0.6 | 0.6 | 0.6 | 0.6 | 0.065 | 0.065 | 0.065 | 0.065 | 0.065 | 0.065 | 0.065 | 0.065 | 0.065 | 0.065 | From eQ_Lib.dat in MASControl 2017
D_EPr_Caf_LitCFL_Yr | Lighting | FRACTION | Sun | 2014-01-05 | 2014-04-03 | Constant | 0.05 | [23 empty] | From eQ_Lib.dat in MASControl 2017
D_EPr_Caf_LitCFL_Yr | Lighting | FRACTION | SmrDsn | 2014-04-04 | 2014-04-12 | Constant | 1 | [23 empty] | From eQ_Lib.dat in MASControl 2017
D_EPr_Caf_LitCFL_Yr | Lighting | FRACTION | WntrDsn | 2014-04-04 | 2014-04-12 | Constant | 0 | [23 empty] | From eQ_Lib.dat in MASControl 2017
D_EPr_Caf_LitCFL_Yr | Lighting | FRACTION | Default | 2014-04-04 | 2014-04-12 | Constant | 0.02 | [23 empty] | From eQ_Lib.dat in MASControl 2017
D_EPr_Caf_LitCFL_Yr | Lighting | FRACTION | Default¦Wkdy | 2014-04-13 | 2014-06-12 | Hourly | 0.065 | 0.065 | 0.065 | 0.065 | 0.065 | 0.065 | 0.065 | 0.065 | 0.065 | 0.065 | 1 | 1 | 1 | 1 | 1 | 0.065 | 0.065 | 0.065 | 0.065 | 0.065 | 0.065 | 0.065 | 0.065 | 0.065 | From eQ_Lib.dat in MASControl 2017
D_EPr_Caf_LitCFL_Yr | Lighting | FRACTION | Sat | 2014-04-13 | 2014-06-12 | Hourly | 0.065 | 0.065 | 0.065 | 0.065 | 0.065 | 0.065 | 0.065 | 0.065 | 0.065 | 0.065 | 0.6 | 0.6 | 0.6 | 0.6 | 0.065 | 0.065 | 0.065 | 0.065 | 0.065 | 0.065 | 0.065 | 0.065 | 0.065 | 0.065 | From eQ_Lib.dat in MASControl 2017
D_EPr_Caf_LitCFL_Yr | Lighting | FRACTION | Sun | 2014-04-13 | 2014-06-12 | Constant | 0.05 | [23 empty] | From eQ_Lib.dat in MASControl 2017
D_EPr_Caf_LitCFL_Yr | Lighting | FRACTION | SmrDsn | 2014-06-13 | 2014-08-16 | Constant | 1 | [23 empty] | From eQ_Lib.dat in MASControl 2017
D_EPr_Caf_LitCFL_Yr | Lighting | FRACTION | WntrDsn | 2014-06-13 | 2014-08-16 | Constant | 0 | [23 empty] | From eQ_Lib.dat in MASControl 2017
D_EPr_Caf_LitCFL_Yr | Lighting | FRACTION | Default | 2014-06-13 | 2014-08-16 | Constant | 0.02 | [23 empty] | From eQ_Lib.dat in MASControl 2017
D_EPr_Caf_LitCFL_Yr | Lighting | FRACTION | Default¦Wkdy | 2014-08-17 | 2014-12-11 | Hourly | 0.065 | 0.065 | 0.065 | 0.065 | 0.065 | 0.065 | 0.065 | 0.065 | 0.065 | 0.065 | 1 | 1 | 1 | 1 | 1 | 0.065 | 0.065 | 0.065 | 0.065 | 0.065 | 0.065 | 0.065 | 0.065 | 0.065 | From eQ_Lib.dat in MASControl 2017
D_EPr_Caf_LitCFL_Yr | Lighting | FRACTION | Sat | 2014-08-17 | 2014-12-11 | Hourly | 0.065 | 0.065 | 0.065 | 0.065 | 0.065 | 0.065 | 0.065 | 0.065 | 0.065 | 0.065 | 0.6 | 0.6 | 0.6 | 0.6 | 0.065 | 0.065 | 0.065 | 0.065 | 0.065 | 0.065 | 0.065 | 0.065 | 0.065 | 0.065 | From eQ_Lib.dat in MASControl 2017
D_EPr_Caf_LitCFL_Yr | Lighting | FRACTION | Sun | 2014-08-17 | 2014-12-11 | Constant | 0.05 | [23 empty] | From eQ_Lib.dat in MASControl 2017
D_EPr_Caf_LitCFL_Yr | Lighting | FRACTION | SmrDsn | 2014-12-12 | 2014-12-31 | Constant | 1 | [23 empty] | From eQ_Lib.dat in MASControl 2017
D_EPr_Caf_LitCFL_Yr | Lighting | FRACTION | WntrDsn | 2014-12-12 | 2014-12-31 | Constant | 0 | [23 empty] | From eQ_Lib.dat in MASControl 2017
D_EPr_Caf_LitCFL_Yr | Lighting | FRACTION | Default | 2014-12-12 | 2014-12-31 | Constant | 0.02 | [23 empty] | From eQ_Lib.dat in MASControl 2017
D_EPr_Caf_LitCFL_Yr | Lighting | FRACTION | WntrDsn | 2014-01-01 | 2014-12-31 | Constant | 0 | [23 empty] | From eQ_Lib.dat in MASControl 2017
D_EPr_Caf_LitCFL_Yr | Lighting | FRACTION | SmrDsn | 2014-01-01 | 2014-12-31 | Constant | 1 | [23 empty] | From eQ_Lib.dat in MASControl 2017
D_EPr_Caf_LitCFL_Yr | Lighting | FRACTION | Hol | 2014-01-01 | 2014-12-31 | Constant | 0.05 | [23 empty] | From eQ_Lib.dat in MASControl 2017
D_EPr_Caf_LitEx_Yr | Lighting | FRACTION | SmrDsn | 2014-01-01 | 2014-12-31 | Constant | 1 | [23 empty] | From eQ_Lib.dat in MASControl 2017
D_EPr_Caf_LitEx_Yr | Lighting | FRACTION | WntrDsn | 2014-01-01 | 2014-12-31 | Constant | 0 | [23 empty] | From eQ_Lib.dat in MASControl 2017
D_EPr_Caf_LitEx_Yr | Lighting | FRACTION | Default¦Hol | 2014-01-01 | 2014-12-31 | Constant | 1 | [23 empty] | From eQ_Lib.dat in MASControl 2017
D_EPr_Caf_LitLF_Yr | Lighting | FRACTION | SmrDsn | 2014-01-01 | 2014-01-04 | Constant | 1 | [23 empty] | From eQ_Lib.dat in MASControl 2017
D_EPr_Caf_LitLF_Yr | Lighting | FRACTION | WntrDsn | 2014-01-01 | 2014-01-04 | Constant | 0 | [23 empty] | From eQ_Lib.dat in MASControl 2017
D_EPr_Caf_LitLF_Yr | Lighting | FRACTION | Default | 2014-01-01 | 2014-01-04 | Constant | 0.02 | [23 empty] | From eQ_Lib.dat in MASControl 2017
D_EPr_Caf_LitLF_Yr | Lighting | FRACTION | Default¦Wkdy | 2014-01-05 | 2014-04-03 | Hourly | 0.05 | 0.05 | 0.05 | 0.05 | 0.05 | 0.05 | 0.05 | 0.05 | 0.05 | 0.05 | 1 | 1 | 1 | 1 | 1 | 0.05 | 0.05 | 0.05 | 0.05 | 0.05 | 0.05 | 0.05 | 0.05 | 0.05 | From eQ_Lib.dat in MASControl 2017
D_EPr_Caf_LitLF_Yr | Lighting | FRACTION | Sat | 2014-01-05 | 2014-04-03 | Hourly | 0.05 | 0.05 | 0.05 | 0.05 | 0.05 | 0.05 | 0.05 | 0.05 | 0.05 | 0.05 | 0.6 | 0.6 | 0.6 | 0.6 | 0.05 | 0.05 | 0.05 | 0.05 | 0.05 | 0.05 | 0.05 | 0.05 | 0.05 | 0.05 | From eQ_Lib.dat in MASControl 2017
D_EPr_Caf_LitLF_Yr | Lighting | FRACTION | Sun | 2014-01-05 | 2014-04-03 | Constant | 0.05 | [23 empty] | From eQ_Lib.dat in MASControl 2017
D_EPr_Caf_LitLF_Yr | Lighting | FRACTION | SmrDsn | 2014-04-04 | 2014-04-12 | Constant | 1 | [23 empty] | From eQ_Lib.dat in MASControl 2017
D_EPr_Caf_LitLF_Yr | Lighting | FRACTION | WntrDsn | 2014-04-04 | 2014-04-12 | Constant | 0 | [23 empty] | From eQ_Lib.dat in MASControl 2017
D_EPr_Caf_LitLF_Yr | Lighting | FRACTION | Default | 2014-04-04 | 2014-04-12 | Constant | 0.02 | [23 empty] | From eQ_Lib.dat in MASControl 2017
D_EPr_Caf_LitLF_Yr | Lighting | FRACTION | Default¦Wkdy | 2014-04-13 | 2014-06-12 | Hourly | 0.05 | 0.05 | 0.05 | 0.05 | 0.05 | 0.05 | 0.05 | 0.05 | 0.05 | 0.05 | 1 | 1 | 1 | 1 | 1 | 0.05 | 0.05 | 0.05 | 0.05 | 0.05 | 0.05 | 0.05 | 0.05 | 0.05 | From eQ_Lib.dat in MASControl 2017
D_EPr_Caf_LitLF_Yr | Lighting | FRACTION | Sat | 2014-04-13 | 2014-06-12 | Hourly | 0.05 | 0.05 | 0.05 | 0.05 | 0.05 | 0.05 | 0.05 | 0.05 | 0.05 | 0.05 | 0.6 | 0.6 | 0.6 | 0.6 | 0.05 | 0.05 | 0.05 | 0.05 | 0.05 | 0.05 | 0.05 | 0.05 | 0.05 | 0.05 | From eQ_Lib.dat in MASControl 2017
D_EPr_Caf_LitLF_Yr | Lighting | FRACTION | Sun | 2014-04-13 | 2014-06-12 | Constant | 0.05 | [23 empty] | From eQ_Lib.dat in MASControl 2017
D_EPr_Caf_LitLF_Yr | Lighting | FRACTION | SmrDsn | 2014-06-13 | 2014-08-16 | Constant | 1 | [23 empty] | From eQ_Lib.dat in MASControl 2017
D_EPr_Caf_LitLF_Yr | Lighting | FRACTION | WntrDsn | 2014-06-13 | 2014-08-16 | Constant | 0 | [23 empty] | From eQ_Lib.dat in MASControl 2017
D_EPr_Caf_LitLF_Yr | Lighting | FRACTION | Default | 2014-06-13 | 2014-08-16 | Constant | 0.02 | [23 empty] | From eQ_Lib.dat in MASControl 2017
D_EPr_Caf_LitLF_Yr | Lighting | FRACTION | Default¦Wkdy | 2014-08-17 | 2014-12-11 | Hourly | 0.05 | 0.05 | 0.05 | 0.05 | 0.05 | 0.05 | 0.05 | 0.05 | 0.05 | 0.05 | 1 | 1 | 1 | 1 | 1 | 0.05 | 0.05 | 0.05 | 0.05 | 0.05 | 0.05 | 0.05 | 0.05 | 0.05 | From eQ_Lib.dat in MASControl 2017
D_EPr_Caf_LitLF_Yr | Lighting | FRACTION | Sat | 2014-08-17 | 2014-12-11 | Hourly | 0.05 | 0.05 | 0.05 | 0.05 | 0.05 | 0.05 | 0.05 | 0.05 | 0.05 | 0.05 | 0.6 | 0.6 | 0.6 | 0.6 | 0.05 | 0.05 | 0.05 | 0.05 | 0.05 | 0.05 | 0.05 | 0.05 | 0.05 | 0.05 | From eQ_Lib.dat in MASControl 2017
D_EPr_Caf_LitLF_Yr | Lighting | FRACTION | Sun | 2014-08-17 | 2014-12-11 | Constant | 0.05 | [23 empty] | From eQ_Lib.dat in MASControl 2017
D_EPr_Caf_LitLF_Yr | Lighting | FRACTION | SmrDsn | 2014-12-12 | 2014-12-31 | Constant | 1 | [23 empty] | From eQ_Lib.dat in MASControl 2017
D_EPr_Caf_LitLF_Yr | Lighting | FRACTION | WntrDsn | 2014-12-12 | 2014-12-31 | Constant | 0 | [23 empty] | From eQ_Lib.dat in MASControl 2017
D_EPr_Caf_LitLF_Yr | Lighting | FRACTION | Default | 2014-12-12 | 2014-12-31 | Constant | 0.02 | [23 empty] | From eQ_Lib.dat in MASControl 2017
D_EPr_Caf_LitLF_Yr | Lighting | FRACTION | WntrDsn | 2014-01-01 | 2014-12-31 | Constant | 0 | [23 empty] | From eQ_Lib.dat in MASControl 2017
D_EPr_Caf_LitLF_Yr | Lighting | FRACTION | SmrDsn | 2014-01-01 | 2014-12-31 | Constant | 1 | [23 empty] | From eQ_Lib.dat in MASControl 2017
D_EPr_Caf_LitLF_Yr | Lighting | FRACTION | Hol | 2014-01-01 | 2014-12-31 | Constant | 0.05 | [23 empty] | From eQ_Lib.dat in MASControl 2017
D_EPr_Caf_LitSp_Yr | Lighting | FRACTION | SmrDsn | 2014-01-01 | 2014-01-04 | Constant | 1 | [23 empty] | From eQ_Lib.dat in MASControl 2017
D_EPr_Caf_LitSp_Yr | Lighting | FRACTION | WntrDsn | 2014-01-01 | 2014-01-04 | Constant | 0 | [23 empty] | From eQ_Lib.dat in MASControl 2017
D_EPr_Caf_LitSp_Yr | Lighting | FRACTION | Default | 2014-01-01 | 2014-01-04 | Constant | 0.02 | [23 empty] | From eQ_Lib.dat in MASControl 2017
D_EPr_Caf_LitSp_Yr | Lighting | FRACTION | Default¦Wkdy | 2014-01-05 | 2014-04-03 | Hourly | 0.05 | 0.05 | 0.05 | 0.05 | 0.05 | 0.05 | 0.05 | 0.05 | 0.05 | 0.05 | 1 | 1 | 1 | 1 | 1 | 0.05 | 0.05 | 0.05 | 0.05 | 0.05 | 0.05 | 0.05 | 0.05 | 0.05 | From eQ_Lib.dat in MASControl 2017
D_EPr_Caf_LitSp_Yr | Lighting | FRACTION | Sat | 2014-01-05 | 2014-04-03 | Hourly | 0.05 | 0.05 | 0.05 | 0.05 | 0.05 | 0.05 | 0.05 | 0.05 | 0.05 | 0.05 | 0.5 | 0.5 | 0.5 | 0.5 | 0.05 | 0.05 | 0.05 | 0.05 | 0.05 | 0.05 | 0.05 | 0.05 | 0.05 | 0.05 | From eQ_Lib.dat in MASControl 2017
D_EPr_Caf_LitSp_Yr | Lighting | FRACTION | Sun | 2014-01-05 | 2014-04-03 | Constant | 0.05 | [23 empty] | From eQ_Lib.dat in MASControl 2017
D_EPr_Caf_LitSp_Yr | Lighting | FRACTION | SmrDsn | 2014-04-04 | 2014-04-12 | Constant | 1 | [23 empty] | From eQ_Lib.dat in MASControl 2017
D_EPr_Caf_LitSp_Yr | Lighting | FRACTION | WntrDsn | 2014-04-04 | 2014-04-12 | Constant | 0 | [23 empty] | From eQ_Lib.dat in MASControl 2017
D_EPr_Caf_LitSp_Yr | Lighting | FRACTION | Default | 2014-04-04 | 2014-04-12 | Constant | 0.02 | [23 empty] | From eQ_Lib.dat in MASControl 2017
D_EPr_Caf_LitSp_Yr | Lighting | FRACTION | Default¦Wkdy | 2014-04-13 | 2014-06-12 | Hourly | 0.05 | 0.05 | 0.05 | 0.05 | 0.05 | 0.05 | 0.05 | 0.05 | 0.05 | 0.05 | 1 | 1 | 1 | 1 | 1 | 0.05 | 0.05 | 0.05 | 0.05 | 0.05 | 0.05 | 0.05 | 0.05 | 0.05 | From eQ_Lib.dat in MASControl 2017
D_EPr_Caf_LitSp_Yr | Lighting | FRACTION | Sat | 2014-04-13 | 2014-06-12 | Hourly | 0.05 | 0.05 | 0.05 | 0.05 | 0.05 | 0.05 | 0.05 | 0.05 | 0.05 | 0.05 | 0.5 | 0.5 | 0.5 | 0.5 | 0.05 | 0.05 | 0.05 | 0.05 | 0.05 | 0.05 | 0.05 | 0.05 | 0.05 | 0.05 | From eQ_Lib.dat in MASControl 2017
D_EPr_Caf_LitSp_Yr | Lighting | FRACTION | Sun | 2014-04-13 | 2014-06-12 | Constant | 0.05 | [23 empty] | From eQ_Lib.dat in MASControl 2017
D_EPr_Caf_LitSp_Yr | Lighting | FRACTION | SmrDsn | 2014-06-13 | 2014-08-16 | Constant | 1 | [23 empty] | From eQ_Lib.dat in MASControl 2017
D_EPr_Caf_LitSp_Yr | Lighting | FRACTION | WntrDsn | 2014-06-13 | 2014-08-16 | Constant | 0 | [23 empty] | From eQ_Lib.dat in MASControl 2017
D_EPr_Caf_LitSp_Yr | Lighting | FRACTION | Default | 2014-06-13 | 2014-08-16 | Constant | 0.02 | [23 empty] | From eQ_Lib.dat in MASControl 2017
D_EPr_Caf_LitSp_Yr | Lighting | FRACTION | Default¦Wkdy | 2014-08-17 | 2014-12-11 | Hourly | 0.05 | 0.05 | 0.05 | 0.05 | 0.05 | 0.05 | 0.05 | 0.05 | 0.05 | 0.05 | 1 | 1 | 1 | 1 | 1 | 0.05 | 0.05 | 0.05 | 0.05 | 0.05 | 0.05 | 0.05 | 0.05 | 0.05 | From eQ_Lib.dat in MASControl 2017
D_EPr_Caf_LitSp_Yr | Lighting | FRACTION | Sat | 2014-08-17 | 2014-12-11 | Hourly | 0.05 | 0.05 | 0.05 | 0.05 | 0.05 | 0.05 | 0.05 | 0.05 | 0.05 | 0.05 | 0.5 | 0.5 | 0.5 | 0.5 | 0.05 | 0.05 | 0.05 | 0.05 | 0.05 | 0.05 | 0.05 | 0.05 | 0.05 | 0.05 | From eQ_Lib.dat in MASControl 2017
D_EPr_Caf_LitSp_Yr | Lighting | FRACTION | Sun | 2014-08-17 | 2014-12-11 | Constant | 0.05 | [23 empty] | From eQ_Lib.dat in MASControl 2017
D_EPr_Caf_LitSp_Yr | Lighting | FRACTION | SmrDsn | 2014-12-12 | 2014-12-31 | Constant | 1 | [23 empty] | From eQ_Lib.dat in MASControl 2017
D_EPr_Caf_LitSp_Yr | Lighting | FRACTION | WntrDsn | 2014-12-12 | 2014-12-31 | Constant | 0 | [23 empty] | From eQ_Lib.dat in MASControl 2017
D_EPr_Caf_LitSp_Yr | Lighting | FRACTION | Default | 2014-12-12 | 2014-12-31 | Constant | 0.02 | [23 empty] | From eQ_Lib.dat in MASControl 2017
D_EPr_Caf_LitSp_Yr | Lighting | FRACTION | WntrDsn | 2014-01-01 | 2014-12-31 | Constant | 0 | [23 empty] | From eQ_Lib.dat in MASControl 2017
D_EPr_Caf_LitSp_Yr | Lighting | FRACTION | SmrDsn | 2014-01-01 | 2014-12-31 | Constant | 1 | [23 empty] | From eQ_Lib.dat in MASControl 2017
D_EPr_Caf_LitSp_Yr | Lighting | FRACTION | Hol | 2014-01-01 | 2014-12-31 | Constant | 0.05 | [23 empty] | From eQ_Lib.dat in MASControl 2017
D_EPr_Caf_Misc_Yr | Equipment | FRACTION | SmrDsn | 2014-01-01 | 2014-01-04 | Constant | 1 | [23 empty] | From eQ_Lib.dat in MASControl 2017
D_EPr_Caf_Misc_Yr | Equipment | FRACTION | WntrDsn | 2014-01-01 | 2014-01-04 | Constant | 0 | [23 empty] | From eQ_Lib.dat in MASControl 2017
D_EPr_Caf_Misc_Yr | Equipment | FRACTION | Default | 2014-01-01 | 2014-01-04 | Constant | 0.05 | [23 empty] | From eQ_Lib.dat in MASControl 2017
D_EPr_Caf_Misc_Yr | Equipment | FRACTION | Default¦Wkdy | 2014-01-05 | 2014-04-03 | Hourly | 0.05 | 0.05 | 0.05 | 0.05 | 0.05 | 0.05 | 0.05 | 0.05 | 0.2 | 0.4 | 0.6 | 0.8 | 0.9 | 0.8 | 0.6 | 0.4 | 0.2 | 0.05 | 0.05 | 0.05 | 0.05 | 0.05 | 0.05 | 0.05 | From eQ_Lib.dat in MASControl 2017
D_EPr_Caf_Misc_Yr | Equipment | FRACTION | Sat | 2014-01-05 | 2014-04-03 | Hourly | 0.05 | 0.05 | 0.05 | 0.05 | 0.05 | 0.05 | 0.05 | 0.05 | 0.05 | 0.05 | 0.5 | 0.5 | 0.5 | 0.5 | 0.05 | 0.05 | 0.05 | 0.05 | 0.05 | 0.05 | 0.05 | 0.05 | 0.05 | 0.05 | From eQ_Lib.dat in MASControl 2017
D_EPr_Caf_Misc_Yr | Equipment | FRACTION | Sun | 2014-01-05 | 2014-04-03 | Constant | 0.05 | [23 empty] | From eQ_Lib.dat in MASControl 2017
D_EPr_Caf_Misc_Yr | Equipment | FRACTION | SmrDsn | 2014-04-04 | 2014-04-12 | Constant | 1 | [23 empty] | From eQ_Lib.dat in MASControl 2017
D_EPr_Caf_Misc_Yr | Equipment | FRACTION | WntrDsn | 2014-04-04 | 2014-04-12 | Constant | 0 | [23 empty] | From eQ_Lib.dat in MASControl 2017
D_EPr_Caf_Misc_Yr | Equipment | FRACTION | Default | 2014-04-04 | 2014-04-12 | Constant | 0.05 | [23 empty] | From eQ_Lib.dat in MASControl 2017
D_EPr_Caf_Misc_Yr | Equipment | FRACTION | Default¦Wkdy | 2014-04-13 | 2014-06-12 | Hourly | 0.05 | 0.05 | 0.05 | 0.05 | 0.05 | 0.05 | 0.05 | 0.05 | 0.2 | 0.4 | 0.6 | 0.8 | 0.9 | 0.8 | 0.6 | 0.4 | 0.2 | 0.05 | 0.05 | 0.05 | 0.05 | 0.05 | 0.05 | 0.05 | From eQ_Lib.dat in MASControl 2017
D_EPr_Caf_Misc_Yr | Equipment | FRACTION | Sat | 2014-04-13 | 2014-06-12 | Hourly | 0.05 | 0.05 | 0.05 | 0.05 | 0.05 | 0.05 | 0.05 | 0.05 | 0.05 | 0.05 | 0.5 | 0.5 | 0.5 | 0.5 | 0.05 | 0.05 | 0.05 | 0.05 | 0.05 | 0.05 | 0.05 | 0.05 | 0.05 | 0.05 | From eQ_Lib.dat in MASControl 2017
D_EPr_Caf_Misc_Yr | Equipment | FRACTION | Sun | 2014-04-13 | 2014-06-12 | Constant | 0.05 | [23 empty] | From eQ_Lib.dat in MASControl 2017
D_EPr_Caf_Misc_Yr | Equipment | FRACTION | SmrDsn | 2014-06-13 | 2014-08-16 | Constant | 1 | [23 empty] | From eQ_Lib.dat in MASControl 2017
D_EPr_Caf_Misc_Yr | Equipment | FRACTION | WntrDsn | 2014-06-13 | 2014-08-16 | Constant | 0 | [23 empty] | From eQ_Lib.dat in MASControl 2017
D_EPr_Caf_Misc_Yr | Equipment | FRACTION | Default | 2014-06-13 | 2014-08-16 | Constant | 0.05 | [23 empty] | From eQ_Lib.dat in MASControl 2017
D_EPr_Caf_Misc_Yr | Equipment | FRACTION | Default¦Wkdy | 2014-08-17 | 2014-12-11 | Hourly | 0.05 | 0.05 | 0.05 | 0.05 | 0.05 | 0.05 | 0.05 | 0.05 | 0.2 | 0.4 | 0.6 | 0.8 | 0.9 | 0.8 | 0.6 | 0.4 | 0.2 | 0.05 | 0.05 | 0.05 | 0.05 | 0.05 | 0.05 | 0.05 | From eQ_Lib.dat in MASControl 2017
D_EPr_Caf_Misc_Yr | Equipment | FRACTION | Sat | 2014-08-17 | 2014-12-11 | Hourly | 0.05 | 0.05 | 0.05 | 0.05 | 0.05 | 0.05 | 0.05 | 0.05 | 0.05 | 0.05 | 0.5 | 0.5 | 0.5 | 0.5 | 0.05 | 0.05 | 0.05 | 0.05 | 0.05 | 0.05 | 0.05 | 0.05 | 0.05 | 0.05 | From eQ_Lib.dat in MASControl 2017
D_EPr_Caf_Misc_Yr | Equipment | FRACTION | Sun | 2014-08-17 | 2014-12-11 | Constant | 0.05 | [23 empty] | From eQ_Lib.dat in MASControl 2017
D_EPr_Caf_Misc_Yr | Equipment | FRACTION | SmrDsn | 2014-12-12 | 2014-12-31 | Constant | 1 | [23 empty] | From eQ_Lib.dat in MASControl 2017
D_EPr_Caf_Misc_Yr | Equipment | FRACTION | WntrDsn | 2014-12-12 | 2014-12-31 | Constant | 0 | [23 empty] | From eQ_Lib.dat in MASControl 2017
D_EPr_Caf_Misc_Yr | Equipment | FRACTION | Default | 2014-12-12 | 2014-12-31 | Constant | 0.05 | [23 empty] | From eQ_Lib.dat in MASControl 2017
D_EPr_Caf_Misc_Yr | Equipment | FRACTION | WntrDsn | 2014-01-01 | 2014-12-31 | Constant | 0 | [23 empty] | From eQ_Lib.dat in MASControl 2017
D_EPr_Caf_Misc_Yr | Equipment | FRACTION | SmrDsn | 2014-01-01 | 2014-12-31 | Constant | 1 | [23 empty] | From eQ_Lib.dat in MASControl 2017
D_EPr_Caf_Misc_Yr | Equipment | FRACTION | Hol | 2014-01-01 | 2014-12-31 | Constant | 0.05 | [23 empty] | From eQ_Lib.dat in MASControl 2017
D_EPr_Caf_Occup_Yr | Occupancy | FRACTION | SmrDsn | 2014-01-01 | 2014-01-04 | Constant | 1 | [23 empty] | From eQ_Lib.dat in MASControl 2017
D_EPr_Caf_Occup_Yr | Occupancy | FRACTION | WntrDsn | 2014-01-01 | 2014-01-04 | Constant | 0 | [23 empty] | From eQ_Lib.dat in MASControl 2017
D_EPr_Caf_Occup_Yr | Occupancy | FRACTION | Default | 2014-01-01 | 2014-01-04 | Constant | 0 | [23 empty] | From eQ_Lib.dat in MASControl 2017
D_EPr_Caf_Occup_Yr | Occupancy | FRACTION | Default¦Wkdy | 2014-01-05 | 2014-04-03 | Hourly | 0 | 0 | 0 | 0 | 0 | 0 | 0 | 0 | 0 | 0 | 0 | 0.1 | 0.5 | 0.3 | 0 | 0 | 0 | 0 | 0 | 0 | 0 | 0 | 0 | 0 | From eQ_Lib.dat in MASControl 2017
D_EPr_Caf_Occup_Yr | Occupancy | FRACTION | Sat | 2014-01-05 | 2014-04-03 | Hourly | 0 | 0 | 0 | 0 | 0 | 0 | 0 | 0 | 0 | 0 | 0 | 0.1 | 0.25 | 0.1 | 0 | 0 | 0 | 0 | 0 | 0 | 0 | 0 | 0 | 0 | From eQ_Lib.dat in MASControl 2017
D_EPr_Caf_Occup_Yr | Occupancy | FRACTION | Sun | 2014-01-05 | 2014-04-03 | Constant | 0 | [23 empty] | From eQ_Lib.dat in MASControl 2017
D_EPr_Caf_Occup_Yr | Occupancy | FRACTION | SmrDsn | 2014-04-04 | 2014-04-12 | Constant | 1 | [23 empty] | From eQ_Lib.dat in MASControl 2017
D_EPr_Caf_Occup_Yr | Occupancy | FRACTION | WntrDsn | 2014-04-04 | 2014-04-12 | Constant | 0 | [23 empty] | From eQ_Lib.dat in MASControl 2017
D_EPr_Caf_Occup_Yr | Occupancy | FRACTION | Default | 2014-04-04 | 2014-04-12 | Constant | 0 | [23 empty] | From eQ_Lib.dat in MASControl 2017
D_EPr_Caf_Occup_Yr | Occupancy | FRACTION | Default¦Wkdy | 2014-04-13 | 2014-06-12 | Hourly | 0 | 0 | 0 | 0 | 0 | 0 | 0 | 0 | 0 | 0 | 0 | 0.1 | 0.5 | 0.3 | 0 | 0 | 0 | 0 | 0 | 0 | 0 | 0 | 0 | 0 | From eQ_Lib.dat in MASControl 2017
D_EPr_Caf_Occup_Yr | Occupancy | FRACTION | Sat | 2014-04-13 | 2014-06-12 | Hourly | 0 | 0 | 0 | 0 | 0 | 0 | 0 | 0 | 0 | 0 | 0 | 0.1 | 0.25 | 0.1 | 0 | 0 | 0 | 0 | 0 | 0 | 0 | 0 | 0 | 0 | From eQ_Lib.dat in MASControl 2017
D_EPr_Caf_Occup_Yr | Occupancy | FRACTION | Sun | 2014-04-13 | 2014-06-12 | Constant | 0 | [23 empty] | From eQ_Lib.dat in MASControl 2017
D_EPr_Caf_Occup_Yr | Occupancy | FRACTION | SmrDsn | 2014-06-13 | 2014-08-16 | Constant | 1 | [23 empty] | From eQ_Lib.dat in MASControl 2017
D_EPr_Caf_Occup_Yr | Occupancy | FRACTION | WntrDsn | 2014-06-13 | 2014-08-16 | Constant | 0 | [23 empty] | From eQ_Lib.dat in MASControl 2017
D_EPr_Caf_Occup_Yr | Occupancy | FRACTION | Default | 2014-06-13 | 2014-08-16 | Constant | 0 | [23 empty] | From eQ_Lib.dat in MASControl 2017
D_EPr_Caf_Occup_Yr | Occupancy | FRACTION | Default¦Wkdy | 2014-08-17 | 2014-12-11 | Hourly | 0 | 0 | 0 | 0 | 0 | 0 | 0 | 0 | 0 | 0 | 0 | 0.1 | 0.5 | 0.3 | 0 | 0 | 0 | 0 | 0 | 0 | 0 | 0 | 0 | 0 | From eQ_Lib.dat in MASControl 2017
D_EPr_Caf_Occup_Yr | Occupancy | FRACTION | Sat | 2014-08-17 | 2014-12-11 | Hourly | 0 | 0 | 0 | 0 | 0 | 0 | 0 | 0 | 0 | 0 | 0 | 0.1 | 0.25 | 0.1 | 0 | 0 | 0 | 0 | 0 | 0 | 0 | 0 | 0 | 0 | From eQ_Lib.dat in MASControl 2017
D_EPr_Caf_Occup_Yr | Occupancy | FRACTION | Sun | 2014-08-17 | 2014-12-11 | Constant | 0 | [23 empty] | From eQ_Lib.dat in MASControl 2017
D_EPr_Caf_Occup_Yr | Occupancy | FRACTION | SmrDsn | 2014-12-12 | 2014-12-31 | Constant | 1 | [23 empty] | From eQ_Lib.dat in MASControl 2017
D_EPr_Caf_Occup_Yr | Occupancy | FRACTION | WntrDsn | 2014-12-12 | 2014-12-31 | Constant | 0 | [23 empty] | From eQ_Lib.dat in MASControl 2017
D_EPr_Caf_Occup_Yr | Occupancy | FRACTION | Default | 2014-12-12 | 2014-12-31 | Constant | 0 | [23 empty] | From eQ_Lib.dat in MASControl 2017
D_EPr_Caf_Occup_Yr | Occupancy | FRACTION | WntrDsn | 2014-01-01 | 2014-12-31 | Constant | 0 | [23 empty] | From eQ_Lib.dat in MASControl 2017
D_EPr_Caf_Occup_Yr | Occupancy | FRACTION | SmrDsn | 2014-01-01 | 2014-12-31 | Constant | 1 | [23 empty] | From eQ_Lib.dat in MASControl 2017
D_EPr_Caf_Occup_Yr | Occupancy | FRACTION | Hol | 2014-01-01 | 2014-12-31 | Constant | 0 | [23 empty] | From eQ_Lib.dat in MASControl 2017
D_EPr_Clrm_LitCFL_Yr | Lighting | FRACTION | SmrDsn | 2014-01-01 | 2014-01-04 | Constant | 1 | [23 empty] | From eQ_Lib.dat in MASControl 2017
D_EPr_Clrm_LitCFL_Yr | Lighting | FRACTION | WntrDsn | 2014-01-01 | 2014-01-04 | Constant | 0 | [23 empty] | From eQ_Lib.dat in MASControl 2017
D_EPr_Clrm_LitCFL_Yr | Lighting | FRACTION | Default | 2014-01-01 | 2014-01-04 | Constant | 0.02 | [23 empty] | From eQ_Lib.dat in MASControl 2017
D_EPr_Clrm_LitCFL_Yr | Lighting | FRACTION | Default¦Wkdy | 2014-01-05 | 2014-04-03 | Hourly | 0.065 | 0.065 | 0.065 | 0.065 | 0.065 | 0.6063 | 0.6063 | 0.6063 | 0.6063 | 1 | 1 | 1 | 1 | 1 | 1 | 0.5571 | 0.5571 | 0.5571 | 0.5571 | 0.3603 | 0.1142 | 0.1142 | 0.1142 | 0.1142 | From eQ_Lib.dat in MASControl 2017
D_EPr_Clrm_LitCFL_Yr | Lighting | FRACTION | Sat | 2014-01-05 | 2014-04-03 | Hourly | 0.065 | 0.065 | 0.065 | 0.065 | 0.065 | 0.065 | 0.065 | 0.55 | 0.55 | 0.55 | 0.55 | 0.55 | 0.55 | 0.55 | 0.55 | 0.55 | 0.065 | 0.065 | 0.065 | 0.065 | 0.065 | 0.065 | 0.065 | 0.065 | From eQ_Lib.dat in MASControl 2017
D_EPr_Clrm_LitCFL_Yr | Lighting | FRACTION | Sun | 2014-01-05 | 2014-04-03 | Constant | 0.05 | [23 empty] | From eQ_Lib.dat in MASControl 2017
D_EPr_Clrm_LitCFL_Yr | Lighting | FRACTION | SmrDsn | 2014-04-04 | 2014-04-12 | Constant | 1 | [23 empty] | From eQ_Lib.dat in MASControl 2017
D_EPr_Clrm_LitCFL_Yr | Lighting | FRACTION | WntrDsn | 2014-04-04 | 2014-04-12 | Constant | 0 | [23 empty] | From eQ_Lib.dat in MASControl 2017
D_EPr_Clrm_LitCFL_Yr | Lighting | FRACTION | Default | 2014-04-04 | 2014-04-12 | Constant | 0.02 | [23 empty] | From eQ_Lib.dat in MASControl 2017
D_EPr_Clrm_LitCFL_Yr | Lighting | FRACTION | Default¦Wkdy | 2014-04-13 | 2014-06-12 | Hourly | 0.065 | 0.065 | 0.065 | 0.065 | 0.065 | 0.6063 | 0.6063 | 0.6063 | 0.6063 | 1 | 1 | 1 | 1 | 1 | 1 | 0.5571 | 0.5571 | 0.5571 | 0.5571 | 0.3603 | 0.1142 | 0.1142 | 0.1142 | 0.1142 | From eQ_Lib.dat in MASControl 2017
D_EPr_Clrm_LitCFL_Yr | Lighting | FRACTION | Sat | 2014-04-13 | 2014-06-12 | Hourly | 0.065 | 0.065 | 0.065 | 0.065 | 0.065 | 0.065 | 0.065 | 0.55 | 0.55 | 0.55 | 0.55 | 0.55 | 0.55 | 0.55 | 0.55 | 0.55 | 0.065 | 0.065 | 0.065 | 0.065 | 0.065 | 0.065 | 0.065 | 0.065 | From eQ_Lib.dat in MASControl 2017
D_EPr_Clrm_LitCFL_Yr | Lighting | FRACTION | Sun | 2014-04-13 | 2014-06-12 | Constant | 0.05 | [23 empty] | From eQ_Lib.dat in MASControl 2017
D_EPr_Clrm_LitCFL_Yr | Lighting | FRACTION | SmrDsn | 2014-06-13 | 2014-08-16 | Constant | 1 | [23 empty] | From eQ_Lib.dat in MASControl 2017
D_EPr_Clrm_LitCFL_Yr | Lighting | FRACTION | WntrDsn | 2014-06-13 | 2014-08-16 | Constant | 0 | [23 empty] | From eQ_Lib.dat in MASControl 2017
D_EPr_Clrm_LitCFL_Yr | Lighting | FRACTION | Default | 2014-06-13 | 2014-08-16 | Constant | 0.02 | [23 empty] | From eQ_Lib.dat in MASControl 2017
D_EPr_Clrm_LitCFL_Yr | Lighting | FRACTION | Default¦Wkdy | 2014-08-17 | 2014-12-11 | Hourly | 0.065 | 0.065 | 0.065 | 0.065 | 0.065 | 0.6063 | 0.6063 | 0.6063 | 0.6063 | 1 | 1 | 1 | 1 | 1 | 1 | 0.5571 | 0.5571 | 0.5571 | 0.5571 | 0.3603 | 0.1142 | 0.1142 | 0.1142 | 0.1142 | From eQ_Lib.dat in MASControl 2017
D_EPr_Clrm_LitCFL_Yr | Lighting | FRACTION | Sat | 2014-08-17 | 2014-12-11 | Hourly | 0.065 | 0.065 | 0.065 | 0.065 | 0.065 | 0.065 | 0.065 | 0.55 | 0.55 | 0.55 | 0.55 | 0.55 | 0.55 | 0.55 | 0.55 | 0.55 | 0.065 | 0.065 | 0.065 | 0.065 | 0.065 | 0.065 | 0.065 | 0.065 | From eQ_Lib.dat in MASControl 2017
D_EPr_Clrm_LitCFL_Yr | Lighting | FRACTION | Sun | 2014-08-17 | 2014-12-11 | Constant | 0.05 | [23 empty] | From eQ_Lib.dat in MASControl 2017
D_EPr_Clrm_LitCFL_Yr | Lighting | FRACTION | SmrDsn | 2014-12-12 | 2014-12-31 | Constant | 1 | [23 empty] | From eQ_Lib.dat in MASControl 2017
D_EPr_Clrm_LitCFL_Yr | Lighting | FRACTION | WntrDsn | 2014-12-12 | 2014-12-31 | Constant | 0 | [23 empty] | From eQ_Lib.dat in MASControl 2017
D_EPr_Clrm_LitCFL_Yr | Lighting | FRACTION | Default | 2014-12-12 | 2014-12-31 | Constant | 0.02 | [23 empty] | From eQ_Lib.dat in MASControl 2017
D_EPr_Clrm_LitCFL_Yr | Lighting | FRACTION | WntrDsn | 2014-01-01 | 2014-12-31 | Constant | 0 | [23 empty] | From eQ_Lib.dat in MASControl 2017
D_EPr_Clrm_LitCFL_Yr | Lighting | FRACTION | SmrDsn | 2014-01-01 | 2014-12-31 | Constant | 1 | [23 empty] | From eQ_Lib.dat in MASControl 2017
D_EPr_Clrm_LitCFL_Yr | Lighting | FRACTION | Hol | 2014-01-01 | 2014-12-31 | Constant | 0.05 | [23 empty] | From eQ_Lib.dat in MASControl 2017
D_EPr_Clrm_LitEx_Yr | Lighting | FRACTION | SmrDsn | 2014-01-01 | 2014-12-31 | Constant | 1 | [23 empty] | From eQ_Lib.dat in MASControl 2017
D_EPr_Clrm_LitEx_Yr | Lighting | FRACTION | WntrDsn | 2014-01-01 | 2014-12-31 | Constant | 0 | [23 empty] | From eQ_Lib.dat in MASControl 2017
D_EPr_Clrm_LitEx_Yr | Lighting | FRACTION | Default¦Hol | 2014-01-01 | 2014-12-31 | Constant | 1 | [23 empty] | From eQ_Lib.dat in MASControl 2017
D_EPr_Clrm_LitLF_Yr | Lighting | FRACTION | SmrDsn | 2014-01-01 | 2014-01-04 | Constant | 1 | [23 empty] | From eQ_Lib.dat in MASControl 2017
D_EPr_Clrm_LitLF_Yr | Lighting | FRACTION | WntrDsn | 2014-01-01 | 2014-01-04 | Constant | 0 | [23 empty] | From eQ_Lib.dat in MASControl 2017
D_EPr_Clrm_LitLF_Yr | Lighting | FRACTION | Default | 2014-01-01 | 2014-01-04 | Constant | 0.02 | [23 empty] | From eQ_Lib.dat in MASControl 2017
D_EPr_Clrm_LitLF_Yr | Lighting | FRACTION | Default¦Wkdy | 2014-01-05 | 2014-04-03 | Hourly | 0.05 | 0.05 | 0.05 | 0.05 | 0.05 | 0.6 | 0.6 | 0.6 | 0.6 | 1 | 1 | 1 | 1 | 1 | 1 | 0.55 | 0.55 | 0.55 | 0.55 | 0.35 | 0.1 | 0.1 | 0.1 | 0.1 | From eQ_Lib.dat in MASControl 2017
D_EPr_Clrm_LitLF_Yr | Lighting | FRACTION | Sat | 2014-01-05 | 2014-04-03 | Hourly | 0.05 | 0.05 | 0.05 | 0.05 | 0.05 | 0.05 | 0.05 | 0.4 | 0.4 | 0.4 | 0.4 | 0.4 | 0.4 | 0.4 | 0.4 | 0.4 | 0.05 | 0.05 | 0.05 | 0.05 | 0.05 | 0.05 | 0.05 | 0.05 | From eQ_Lib.dat in MASControl 2017
D_EPr_Clrm_LitLF_Yr | Lighting | FRACTION | Sun | 2014-01-05 | 2014-04-03 | Constant | 0.05 | [23 empty] | From eQ_Lib.dat in MASControl 2017
D_EPr_Clrm_LitLF_Yr | Lighting | FRACTION | SmrDsn | 2014-04-04 | 2014-04-12 | Constant | 1 | [23 empty] | From eQ_Lib.dat in MASControl 2017
D_EPr_Clrm_LitLF_Yr | Lighting | FRACTION | WntrDsn | 2014-04-04 | 2014-04-12 | Constant | 0 | [23 empty] | From eQ_Lib.dat in MASControl 2017
D_EPr_Clrm_LitLF_Yr | Lighting | FRACTION | Default | 2014-04-04 | 2014-04-12 | Constant | 0.02 | [23 empty] | From eQ_Lib.dat in MASControl 2017
D_EPr_Clrm_LitLF_Yr | Lighting | FRACTION | Default¦Wkdy | 2014-04-13 | 2014-06-12 | Hourly | 0.05 | 0.05 | 0.05 | 0.05 | 0.05 | 0.6 | 0.6 | 0.6 | 0.6 | 1 | 1 | 1 | 1 | 1 | 1 | 0.55 | 0.55 | 0.55 | 0.55 | 0.35 | 0.1 | 0.1 | 0.1 | 0.1 | From eQ_Lib.dat in MASControl 2017
D_EPr_Clrm_LitLF_Yr | Lighting | FRACTION | Sat | 2014-04-13 | 2014-06-12 | Hourly | 0.05 | 0.05 | 0.05 | 0.05 | 0.05 | 0.05 | 0.05 | 0.4 | 0.4 | 0.4 | 0.4 | 0.4 | 0.4 | 0.4 | 0.4 | 0.4 | 0.05 | 0.05 | 0.05 | 0.05 | 0.05 | 0.05 | 0.05 | 0.05 | From eQ_Lib.dat in MASControl 2017
D_EPr_Clrm_LitLF_Yr | Lighting | FRACTION | Sun | 2014-04-13 | 2014-06-12 | Constant | 0.05 | [23 empty] | From eQ_Lib.dat in MASControl 2017
D_EPr_Clrm_LitLF_Yr | Lighting | FRACTION | SmrDsn | 2014-06-13 | 2014-08-16 | Constant | 1 | [23 empty] | From eQ_Lib.dat in MASControl 2017
D_EPr_Clrm_LitLF_Yr | Lighting | FRACTION | WntrDsn | 2014-06-13 | 2014-08-16 | Constant | 0 | [23 empty] | From eQ_Lib.dat in MASControl 2017
D_EPr_Clrm_LitLF_Yr | Lighting | FRACTION | Default | 2014-06-13 | 2014-08-16 | Constant | 0.02 | [23 empty] | From eQ_Lib.dat in MASControl 2017
D_EPr_Clrm_LitLF_Yr | Lighting | FRACTION | Default¦Wkdy | 2014-08-17 | 2014-12-11 | Hourly | 0.05 | 0.05 | 0.05 | 0.05 | 0.05 | 0.6 | 0.6 | 0.6 | 0.6 | 1 | 1 | 1 | 1 | 1 | 1 | 0.55 | 0.55 | 0.55 | 0.55 | 0.35 | 0.1 | 0.1 | 0.1 | 0.1 | From eQ_Lib.dat in MASControl 2017
D_EPr_Clrm_LitLF_Yr | Lighting | FRACTION | Sat | 2014-08-17 | 2014-12-11 | Hourly | 0.05 | 0.05 | 0.05 | 0.05 | 0.05 | 0.05 | 0.05 | 0.4 | 0.4 | 0.4 | 0.4 | 0.4 | 0.4 | 0.4 | 0.4 | 0.4 | 0.05 | 0.05 | 0.05 | 0.05 | 0.05 | 0.05 | 0.05 | 0.05 | From eQ_Lib.dat in MASControl 2017
D_EPr_Clrm_LitLF_Yr | Lighting | FRACTION | Sun | 2014-08-17 | 2014-12-11 | Constant | 0.05 | [23 empty] | From eQ_Lib.dat in MASControl 2017
D_EPr_Clrm_LitLF_Yr | Lighting | FRACTION | SmrDsn | 2014-12-12 | 2014-12-31 | Constant | 1 | [23 empty] | From eQ_Lib.dat in MASControl 2017
D_EPr_Clrm_LitLF_Yr | Lighting | FRACTION | WntrDsn | 2014-12-12 | 2014-12-31 | Constant | 0 | [23 empty] | From eQ_Lib.dat in MASControl 2017
D_EPr_Clrm_LitLF_Yr | Lighting | FRACTION | Default | 2014-12-12 | 2014-12-31 | Constant | 0.02 | [23 empty] | From eQ_Lib.dat in MASControl 2017
D_EPr_Clrm_LitLF_Yr | Lighting | FRACTION | WntrDsn | 2014-01-01 | 2014-12-31 | Constant | 0 | [23 empty] | From eQ_Lib.dat in MASControl 2017
D_EPr_Clrm_LitLF_Yr | Lighting | FRACTION | SmrDsn | 2014-01-01 | 2014-12-31 | Constant | 1 | [23 empty] | From eQ_Lib.dat in MASControl 2017
D_EPr_Clrm_LitLF_Yr | Lighting | FRACTION | Hol | 2014-01-01 | 2014-12-31 | Constant | 0.05 | [23 empty] | From eQ_Lib.dat in MASControl 2017
D_EPr_Clrm_LitSp_Yr | Lighting | FRACTION | SmrDsn | 2014-01-01 | 2014-01-04 | Constant | 1 | [23 empty] | From eQ_Lib.dat in MASControl 2017
D_EPr_Clrm_LitSp_Yr | Lighting | FRACTION | WntrDsn | 2014-01-01 | 2014-01-04 | Constant | 0 | [23 empty] | From eQ_Lib.dat in MASControl 2017
D_EPr_Clrm_LitSp_Yr | Lighting | FRACTION | Default | 2014-01-01 | 2014-01-04 | Constant | 0.02 | [23 empty] | From eQ_Lib.dat in MASControl 2017
D_EPr_Clrm_LitSp_Yr | Lighting | FRACTION | Default¦Wkdy | 2014-01-05 | 2014-04-03 | Hourly | 0.05 | 0.05 | 0.05 | 0.05 | 0.05 | 0.6 | 0.6 | 0.6 | 0.6 | 1 | 1 | 1 | 1 | 1 | 1 | 0.55 | 0.55 | 0.55 | 0.55 | 0.35 | 0.1 | 0.1 | 0.1 | 0.1 | From eQ_Lib.dat in MASControl 2017
D_EPr_Clrm_LitSp_Yr | Lighting | FRACTION | Sat | 2014-01-05 | 2014-04-03 | Hourly | 0.05 | 0.05 | 0.05 | 0.05 | 0.05 | 0.05 | 0.05 | 0.3 | 0.3 | 0.3 | 0.3 | 0.3 | 0.3 | 0.3 | 0.3 | 0.3 | 0.05 | 0.05 | 0.05 | 0.05 | 0.05 | 0.05 | 0.05 | 0.05 | From eQ_Lib.dat in MASControl 2017
D_EPr_Clrm_LitSp_Yr | Lighting | FRACTION | Sun | 2014-01-05 | 2014-04-03 | Constant | 0.05 | [23 empty] | From eQ_Lib.dat in MASControl 2017
D_EPr_Clrm_LitSp_Yr | Lighting | FRACTION | SmrDsn | 2014-04-04 | 2014-04-12 | Constant | 1 | [23 empty] | From eQ_Lib.dat in MASControl 2017
D_EPr_Clrm_LitSp_Yr | Lighting | FRACTION | WntrDsn | 2014-04-04 | 2014-04-12 | Constant | 0 | [23 empty] | From eQ_Lib.dat in MASControl 2017
D_EPr_Clrm_LitSp_Yr | Lighting | FRACTION | Default | 2014-04-04 | 2014-04-12 | Constant | 0.02 | [23 empty] | From eQ_Lib.dat in MASControl 2017
D_EPr_Clrm_LitSp_Yr | Lighting | FRACTION | Default¦Wkdy | 2014-04-13 | 2014-06-12 | Hourly | 0.05 | 0.05 | 0.05 | 0.05 | 0.05 | 0.6 | 0.6 | 0.6 | 0.6 | 1 | 1 | 1 | 1 | 1 | 1 | 0.55 | 0.55 | 0.55 | 0.55 | 0.35 | 0.1 | 0.1 | 0.1 | 0.1 | From eQ_Lib.dat in MASControl 2017
D_EPr_Clrm_LitSp_Yr | Lighting | FRACTION | Sat | 2014-04-13 | 2014-06-12 | Hourly | 0.05 | 0.05 | 0.05 | 0.05 | 0.05 | 0.05 | 0.05 | 0.3 | 0.3 | 0.3 | 0.3 | 0.3 | 0.3 | 0.3 | 0.3 | 0.3 | 0.05 | 0.05 | 0.05 | 0.05 | 0.05 | 0.05 | 0.05 | 0.05 | From eQ_Lib.dat in MASControl 2017
D_EPr_Clrm_LitSp_Yr | Lighting | FRACTION | Sun | 2014-04-13 | 2014-06-12 | Constant | 0.05 | [23 empty] | From eQ_Lib.dat in MASControl 2017
D_EPr_Clrm_LitSp_Yr | Lighting | FRACTION | SmrDsn | 2014-06-13 | 2014-08-16 | Constant | 1 | [23 empty] | From eQ_Lib.dat in MASControl 2017
D_EPr_Clrm_LitSp_Yr | Lighting | FRACTION | WntrDsn | 2014-06-13 | 2014-08-16 | Constant | 0 | [23 empty] | From eQ_Lib.dat in MASControl 2017
D_EPr_Clrm_LitSp_Yr | Lighting | FRACTION | Default | 2014-06-13 | 2014-08-16 | Constant | 0.02 | [23 empty] | From eQ_Lib.dat in MASControl 2017
D_EPr_Clrm_LitSp_Yr | Lighting | FRACTION | Default¦Wkdy | 2014-08-17 | 2014-12-11 | Hourly | 0.05 | 0.05 | 0.05 | 0.05 | 0.05 | 0.6 | 0.6 | 0.6 | 0.6 | 1 | 1 | 1 | 1 | 1 | 1 | 0.55 | 0.55 | 0.55 | 0.55 | 0.35 | 0.1 | 0.1 | 0.1 | 0.1 | From eQ_Lib.dat in MASControl 2017
D_EPr_Clrm_LitSp_Yr | Lighting | FRACTION | Sat | 2014-08-17 | 2014-12-11 | Hourly | 0.05 | 0.05 | 0.05 | 0.05 | 0.05 | 0.05 | 0.05 | 0.3 | 0.3 | 0.3 | 0.3 | 0.3 | 0.3 | 0.3 | 0.3 | 0.3 | 0.05 | 0.05 | 0.05 | 0.05 | 0.05 | 0.05 | 0.05 | 0.05 | From eQ_Lib.dat in MASControl 2017
D_EPr_Clrm_LitSp_Yr | Lighting | FRACTION | Sun | 2014-08-17 | 2014-12-11 | Constant | 0.05 | [23 empty] | From eQ_Lib.dat in MASControl 2017
D_EPr_Clrm_LitSp_Yr | Lighting | FRACTION | SmrDsn | 2014-12-12 | 2014-12-31 | Constant | 1 | [23 empty] | From eQ_Lib.dat in MASControl 2017
D_EPr_Clrm_LitSp_Yr | Lighting | FRACTION | WntrDsn | 2014-12-12 | 2014-12-31 | Constant | 0 | [23 empty] | From eQ_Lib.dat in MASControl 2017
D_EPr_Clrm_LitSp_Yr | Lighting | FRACTION | Default | 2014-12-12 | 2014-12-31 | Constant | 0.02 | [23 empty] | From eQ_Lib.dat in MASControl 2017
D_EPr_Clrm_LitSp_Yr | Lighting | FRACTION | WntrDsn | 2014-01-01 | 2014-12-31 | Constant | 0 | [23 empty] | From eQ_Lib.dat in MASControl 2017
D_EPr_Clrm_LitSp_Yr | Lighting | FRACTION | SmrDsn | 2014-01-01 | 2014-12-31 | Constant | 1 | [23 empty] | From eQ_Lib.dat in MASControl 2017
D_EPr_Clrm_LitSp_Yr | Lighting | FRACTION | Hol | 2014-01-01 | 2014-12-31 | Constant | 0.05 | [23 empty] | From eQ_Lib.dat in MASControl 2017
D_EPr_Clrm_Misc_Yr | Equipment | FRACTION | SmrDsn | 2014-01-01 | 2014-01-04 | Constant | 1 | [23 empty] | From eQ_Lib.dat in MASControl 2017
D_EPr_Clrm_Misc_Yr | Equipment | FRACTION | WntrDsn | 2014-01-01 | 2014-01-04 | Constant | 0 | [23 empty] | From eQ_Lib.dat in MASControl 2017
D_EPr_Clrm_Misc_Yr | Equipment | FRACTION | Default | 2014-01-01 | 2014-01-04 | Constant | 0.05 | [23 empty] | From eQ_Lib.dat in MASControl 2017
D_EPr_Clrm_Misc_Yr | Equipment | FRACTION | Default¦Wkdy | 2014-01-05 | 2014-04-03 | Hourly | 0.05 | 0.05 | 0.05 | 0.05 | 0.05 | 0.05 | 0.2 | 0.4 | 0.6 | 0.8 | 0.8 | 0.8 | 0.8 | 0.8 | 0.8 | 0.6 | 0.4 | 0.35 | 0.35 | 0.35 | 0.1 | 0.1 | 0.1 | 0.1 | From eQ_Lib.dat in MASControl 2017
D_EPr_Clrm_Misc_Yr | Equipment | FRACTION | Sat | 2014-01-05 | 2014-04-03 | Hourly | 0.05 | 0.05 | 0.05 | 0.05 | 0.05 | 0.05 | 0.05 | 0.4 | 0.4 | 0.4 | 0.4 | 0.4 | 0.4 | 0.4 | 0.4 | 0.4 | 0.05 | 0.05 | 0.05 | 0.05 | 0.05 | 0.05 | 0.05 | 0.05 | From eQ_Lib.dat in MASControl 2017
D_EPr_Clrm_Misc_Yr | Equipment | FRACTION | Sun | 2014-01-05 | 2014-04-03 | Constant | 0.05 | [23 empty] | From eQ_Lib.dat in MASControl 2017
D_EPr_Clrm_Misc_Yr | Equipment | FRACTION | SmrDsn | 2014-04-04 | 2014-04-12 | Constant | 1 | [23 empty] | From eQ_Lib.dat in MASControl 2017
D_EPr_Clrm_Misc_Yr | Equipment | FRACTION | WntrDsn | 2014-04-04 | 2014-04-12 | Constant | 0 | [23 empty] | From eQ_Lib.dat in MASControl 2017
D_EPr_Clrm_Misc_Yr | Equipment | FRACTION | Default | 2014-04-04 | 2014-04-12 | Constant | 0.05 | [23 empty] | From eQ_Lib.dat in MASControl 2017
D_EPr_Clrm_Misc_Yr | Equipment | FRACTION | Default¦Wkdy | 2014-04-13 | 2014-06-12 | Hourly | 0.05 | 0.05 | 0.05 | 0.05 | 0.05 | 0.05 | 0.2 | 0.4 | 0.6 | 0.8 | 0.8 | 0.8 | 0.8 | 0.8 | 0.8 | 0.6 | 0.4 | 0.35 | 0.35 | 0.35 | 0.1 | 0.1 | 0.1 | 0.1 | From eQ_Lib.dat in MASControl 2017
D_EPr_Clrm_Misc_Yr | Equipment | FRACTION | Sat | 2014-04-13 | 2014-06-12 | Hourly | 0.05 | 0.05 | 0.05 | 0.05 | 0.05 | 0.05 | 0.05 | 0.4 | 0.4 | 0.4 | 0.4 | 0.4 | 0.4 | 0.4 | 0.4 | 0.4 | 0.05 | 0.05 | 0.05 | 0.05 | 0.05 | 0.05 | 0.05 | 0.05 | From eQ_Lib.dat in MASControl 2017
D_EPr_Clrm_Misc_Yr | Equipment | FRACTION | Sun | 2014-04-13 | 2014-06-12 | Constant | 0.05 | [23 empty] | From eQ_Lib.dat in MASControl 2017
D_EPr_Clrm_Misc_Yr | Equipment | FRACTION | SmrDsn | 2014-06-13 | 2014-08-16 | Constant | 1 | [23 empty] | From eQ_Lib.dat in MASControl 2017
D_EPr_Clrm_Misc_Yr | Equipment | FRACTION | WntrDsn | 2014-06-13 | 2014-08-16 | Constant | 0 | [23 empty] | From eQ_Lib.dat in MASControl 2017
D_EPr_Clrm_Misc_Yr | Equipment | FRACTION | Default | 2014-06-13 | 2014-08-16 | Constant | 0.05 | [23 empty] | From eQ_Lib.dat in MASControl 2017
D_EPr_Clrm_Misc_Yr | Equipment | FRACTION | Default¦Wkdy | 2014-08-17 | 2014-12-11 | Hourly | 0.05 | 0.05 | 0.05 | 0.05 | 0.05 | 0.05 | 0.2 | 0.4 | 0.6 | 0.8 | 0.8 | 0.8 | 0.8 | 0.8 | 0.8 | 0.6 | 0.4 | 0.35 | 0.35 | 0.35 | 0.1 | 0.1 | 0.1 | 0.1 | From eQ_Lib.dat in MASControl 2017
D_EPr_Clrm_Misc_Yr | Equipment | FRACTION | Sat | 2014-08-17 | 2014-12-11 | Hourly | 0.05 | 0.05 | 0.05 | 0.05 | 0.05 | 0.05 | 0.05 | 0.4 | 0.4 | 0.4 | 0.4 | 0.4 | 0.4 | 0.4 | 0.4 | 0.4 | 0.05 | 0.05 | 0.05 | 0.05 | 0.05 | 0.05 | 0.05 | 0.05 | From eQ_Lib.dat in MASControl 2017
D_EPr_Clrm_Misc_Yr | Equipment | FRACTION | Sun | 2014-08-17 | 2014-12-11 | Constant | 0.05 | [23 empty] | From eQ_Lib.dat in MASControl 2017
D_EPr_Clrm_Misc_Yr | Equipment | FRACTION | SmrDsn | 2014-12-12 | 2014-12-31 | Constant | 1 | [23 empty] | From eQ_Lib.dat in MASControl 2017
D_EPr_Clrm_Misc_Yr | Equipment | FRACTION | WntrDsn | 2014-12-12 | 2014-12-31 | Constant | 0 | [23 empty] | From eQ_Lib.dat in MASControl 2017
D_EPr_Clrm_Misc_Yr | Equipment | FRACTION | Default | 2014-12-12 | 2014-12-31 | Constant | 0.05 | [23 empty] | From eQ_Lib.dat in MASControl 2017
D_EPr_Clrm_Misc_Yr | Equipment | FRACTION | WntrDsn | 2014-01-01 | 2014-12-31 | Constant | 0 | [23 empty] | From eQ_Lib.dat in MASControl 2017
D_EPr_Clrm_Misc_Yr | Equipment | FRACTION | SmrDsn | 2014-01-01 | 2014-12-31 | Constant | 1 | [23 empty] | From eQ_Lib.dat in MASControl 2017
D_EPr_Clrm_Misc_Yr | Equipment | FRACTION | Hol | 2014-01-01 | 2014-12-31 | Constant | 0.05 | [23 empty] | From eQ_Lib.dat in MASControl 2017
D_EPr_Clrm_Occup_Yr | Occupancy | FRACTION | SmrDsn | 2014-01-01 | 2014-01-04 | Constant | 1 | [23 empty] | From eQ_Lib.dat in MASControl 2017
D_EPr_Clrm_Occup_Yr | Occupancy | FRACTION | WntrDsn | 2014-01-01 | 2014-01-04 | Constant | 0 | [23 empty] | From eQ_Lib.dat in MASControl 2017
D_EPr_Clrm_Occup_Yr | Occupancy | FRACTION | Default | 2014-01-01 | 2014-01-04 | Constant | 0 | [23 empty] | From eQ_Lib.dat in MASControl 2017
D_EPr_Clrm_Occup_Yr | Occupancy | FRACTION | Default¦Wkdy | 2014-01-05 | 2014-04-03 | Hourly | 0 | 0 | 0 | 0 | 0 | 0 | 0 | 0.6 | 0.6 | 1 | 1 | 1 | 1 | 1 | 0.5 | 0.5 | 0.5 | 0.5 | 0.1 | 0 | 0 | 0 | 0 | 0 | From eQ_Lib.dat in MASControl 2017
D_EPr_Clrm_Occup_Yr | Occupancy | FRACTION | Sat | 2014-01-05 | 2014-04-03 | Hourly | 0 | 0 | 0 | 0 | 0 | 0 | 0 | 0.3 | 0.3 | 0.3 | 0.3 | 0.3 | 0.3 | 0.3 | 0.3 | 0.3 | 0 | 0 | 0 | 0 | 0 | 0 | 0 | 0 | From eQ_Lib.dat in MASControl 2017
D_EPr_Clrm_Occup_Yr | Occupancy | FRACTION | Sun | 2014-01-05 | 2014-04-03 | Constant | 0 | [23 empty] | From eQ_Lib.dat in MASControl 2017
D_EPr_Clrm_Occup_Yr | Occupancy | FRACTION | SmrDsn | 2014-04-04 | 2014-04-12 | Constant | 1 | [23 empty] | From eQ_Lib.dat in MASControl 2017
D_EPr_Clrm_Occup_Yr | Occupancy | FRACTION | WntrDsn | 2014-04-04 | 2014-04-12 | Constant | 0 | [23 empty] | From eQ_Lib.dat in MASControl 2017
D_EPr_Clrm_Occup_Yr | Occupancy | FRACTION | Default | 2014-04-04 | 2014-04-12 | Constant | 0 | [23 empty] | From eQ_Lib.dat in MASControl 2017
D_EPr_Clrm_Occup_Yr | Occupancy | FRACTION | Default¦Wkdy | 2014-04-13 | 2014-06-12 | Hourly | 0 | 0 | 0 | 0 | 0 | 0 | 0 | 0.6 | 0.6 | 1 | 1 | 1 | 1 | 1 | 0.5 | 0.5 | 0.5 | 0.5 | 0.1 | 0 | 0 | 0 | 0 | 0 | From eQ_Lib.dat in MASControl 2017
D_EPr_Clrm_Occup_Yr | Occupancy | FRACTION | Sat | 2014-04-13 | 2014-06-12 | Hourly | 0 | 0 | 0 | 0 | 0 | 0 | 0 | 0.3 | 0.3 | 0.3 | 0.3 | 0.3 | 0.3 | 0.3 | 0.3 | 0.3 | 0 | 0 | 0 | 0 | 0 | 0 | 0 | 0 | From eQ_Lib.dat in MASControl 2017
D_EPr_Clrm_Occup_Yr | Occupancy | FRACTION | Sun | 2014-04-13 | 2014-06-12 | Constant | 0 | [23 empty] | From eQ_Lib.dat in MASControl 2017
D_EPr_Clrm_Occup_Yr | Occupancy | FRACTION | SmrDsn | 2014-06-13 | 2014-08-16 | Constant | 1 | [23 empty] | From eQ_Lib.dat in MASControl 2017
D_EPr_Clrm_Occup_Yr | Occupancy | FRACTION | WntrDsn | 2014-06-13 | 2014-08-16 | Constant | 0 | [23 empty] | From eQ_Lib.dat in MASControl 2017
D_EPr_Clrm_Occup_Yr | Occupancy | FRACTION | Default | 2014-06-13 | 2014-08-16 | Constant | 0 | [23 empty] | From eQ_Lib.dat in MASControl 2017
D_EPr_Clrm_Occup_Yr | Occupancy | FRACTION | Default¦Wkdy | 2014-08-17 | 2014-12-11 | Hourly | 0 | 0 | 0 | 0 | 0 | 0 | 0 | 0.6 | 0.6 | 1 | 1 | 1 | 1 | 1 | 0.5 | 0.5 | 0.5 | 0.5 | 0.1 | 0 | 0 | 0 | 0 | 0 | From eQ_Lib.dat in MASControl 2017
D_EPr_Clrm_Occup_Yr | Occupancy | FRACTION | Sat | 2014-08-17 | 2014-12-11 | Hourly | 0 | 0 | 0 | 0 | 0 | 0 | 0 | 0.3 | 0.3 | 0.3 | 0.3 | 0.3 | 0.3 | 0.3 | 0.3 | 0.3 | 0 | 0 | 0 | 0 | 0 | 0 | 0 | 0 | From eQ_Lib.dat in MASControl 2017
D_EPr_Clrm_Occup_Yr | Occupancy | FRACTION | Sun | 2014-08-17 | 2014-12-11 | Constant | 0 | [23 empty] | From eQ_Lib.dat in MASControl 2017
D_EPr_Clrm_Occup_Yr | Occupancy | FRACTION | SmrDsn | 2014-12-12 | 2014-12-31 | Constant | 1 | [23 empty] | From eQ_Lib.dat in MASControl 2017
D_EPr_Clrm_Occup_Yr | Occupancy | FRACTION | WntrDsn | 2014-12-12 | 2014-12-31 | Constant | 0 | [23 empty] | From eQ_Lib.dat in MASControl 2017
D_EPr_Clrm_Occup_Yr | Occupancy | FRACTION | Default | 2014-12-12 | 2014-12-31 | Constant | 0 | [23 empty] | From eQ_Lib.dat in MASControl 2017
D_EPr_Clrm_Occup_Yr | Occupancy | FRACTION | WntrDsn | 2014-01-01 | 2014-12-31 | Constant | 0 | [23 empty] | From eQ_Lib.dat in MASControl 2017
D_EPr_Clrm_Occup_Yr | Occupancy | FRACTION | SmrDsn | 2014-01-01 | 2014-12-31 | Constant | 1 | [23 empty] | From eQ_Lib.dat in MASControl 2017
D_EPr_Clrm_Occup_Yr | Occupancy | FRACTION | Hol | 2014-01-01 | 2014-12-31 | Constant | 0 | [23 empty] | From eQ_Lib.dat in MASControl 2017
D_EPr_Gym_LitCFL_Yr | Lighting | FRACTION | SmrDsn | 2014-01-01 | 2014-01-04 | Constant | 1 | [23 empty] | From eQ_Lib.dat in MASControl 2017
D_EPr_Gym_LitCFL_Yr | Lighting | FRACTION | WntrDsn | 2014-01-01 | 2014-01-04 | Constant | 0 | [23 empty] | From eQ_Lib.dat in MASControl 2017
D_EPr_Gym_LitCFL_Yr | Lighting | FRACTION | Default | 2014-01-01 | 2014-01-04 | Constant | 0.02 | [23 empty] | From eQ_Lib.dat in MASControl 2017
D_EPr_Gym_LitCFL_Yr | Lighting | FRACTION | Default¦Wkdy | 2014-01-05 | 2014-04-03 | Hourly | 0.065 | 0.065 | 0.065 | 0.065 | 0.065 | 0.065 | 0.065 | 0.6661 | 1 | 1 | 1 | 1 | 0.8664 | 1 | 1 | 0.6661 | 0.6661 | 0.6661 | 0.065 | 0.065 | 0.065 | 0.065 | 0.065 | 0.065 | From eQ_Lib.dat in MASControl 2017
D_EPr_Gym_LitCFL_Yr | Lighting | FRACTION | Sat | 2014-01-05 | 2014-04-03 | Hourly | 0.065 | 0.065 | 0.065 | 0.065 | 0.065 | 0.065 | 0.065 | 0.1586 | 0.6 | 0.6 | 0.6 | 0.6 | 0.6 | 0.6 | 0.6 | 0.6 | 0.6 | 0.6 | 0.065 | 0.065 | 0.065 | 0.065 | 0.065 | 0.065 | From eQ_Lib.dat in MASControl 2017
D_EPr_Gym_LitCFL_Yr | Lighting | FRACTION | Sun | 2014-01-05 | 2014-04-03 | Constant | 0.05 | [23 empty] | From eQ_Lib.dat in MASControl 2017
D_EPr_Gym_LitCFL_Yr | Lighting | FRACTION | SmrDsn | 2014-04-04 | 2014-04-12 | Constant | 1 | [23 empty] | From eQ_Lib.dat in MASControl 2017
D_EPr_Gym_LitCFL_Yr | Lighting | FRACTION | WntrDsn | 2014-04-04 | 2014-04-12 | Constant | 0 | [23 empty] | From eQ_Lib.dat in MASControl 2017
D_EPr_Gym_LitCFL_Yr | Lighting | FRACTION | Default | 2014-04-04 | 2014-04-12 | Constant | 0.02 | [23 empty] | From eQ_Lib.dat in MASControl 2017
D_EPr_Gym_LitCFL_Yr | Lighting | FRACTION | Default¦Wkdy | 2014-04-13 | 2014-06-12 | Hourly | 0.065 | 0.065 | 0.065 | 0.065 | 0.065 | 0.065 | 0.065 | 0.6661 | 1 | 1 | 1 | 1 | 0.8664 | 1 | 1 | 0.6661 | 0.6661 | 0.6661 | 0.065 | 0.065 | 0.065 | 0.065 | 0.065 | 0.065 | From eQ_Lib.dat in MASControl 2017
D_EPr_Gym_LitCFL_Yr | Lighting | FRACTION | Sat | 2014-04-13 | 2014-06-12 | Hourly | 0.065 | 0.065 | 0.065 | 0.065 | 0.065 | 0.065 | 0.065 | 0.1586 | 0.6 | 0.6 | 0.6 | 0.6 | 0.6 | 0.6 | 0.6 | 0.6 | 0.6 | 0.6 | 0.065 | 0.065 | 0.065 | 0.065 | 0.065 | 0.065 | From eQ_Lib.dat in MASControl 2017
D_EPr_Gym_LitCFL_Yr | Lighting | FRACTION | Sun | 2014-04-13 | 2014-06-12 | Constant | 0.05 | [23 empty] | From eQ_Lib.dat in MASControl 2017
D_EPr_Gym_LitCFL_Yr | Lighting | FRACTION | SmrDsn | 2014-06-13 | 2014-08-16 | Constant | 1 | [23 empty] | From eQ_Lib.dat in MASControl 2017
D_EPr_Gym_LitCFL_Yr | Lighting | FRACTION | WntrDsn | 2014-06-13 | 2014-08-16 | Constant | 0 | [23 empty] | From eQ_Lib.dat in MASControl 2017
D_EPr_Gym_LitCFL_Yr | Lighting | FRACTION | Default | 2014-06-13 | 2014-08-16 | Constant | 0.02 | [23 empty] | From eQ_Lib.dat in MASControl 2017
D_EPr_Gym_LitCFL_Yr | Lighting | FRACTION | Default¦Wkdy | 2014-08-17 | 2014-12-11 | Hourly | 0.065 | 0.065 | 0.065 | 0.065 | 0.065 | 0.065 | 0.065 | 0.6661 | 1 | 1 | 1 | 1 | 0.8664 | 1 | 1 | 0.6661 | 0.6661 | 0.6661 | 0.065 | 0.065 | 0.065 | 0.065 | 0.065 | 0.065 | From eQ_Lib.dat in MASControl 2017
D_EPr_Gym_LitCFL_Yr | Lighting | FRACTION | Sat | 2014-08-17 | 2014-12-11 | Hourly | 0.065 | 0.065 | 0.065 | 0.065 | 0.065 | 0.065 | 0.065 | 0.1586 | 0.6 | 0.6 | 0.6 | 0.6 | 0.6 | 0.6 | 0.6 | 0.6 | 0.6 | 0.6 | 0.065 | 0.065 | 0.065 | 0.065 | 0.065 | 0.065 | From eQ_Lib.dat in MASControl 2017
D_EPr_Gym_LitCFL_Yr | Lighting | FRACTION | Sun | 2014-08-17 | 2014-12-11 | Constant | 0.05 | [23 empty] | From eQ_Lib.dat in MASControl 2017
D_EPr_Gym_LitCFL_Yr | Lighting | FRACTION | SmrDsn | 2014-12-12 | 2014-12-31 | Constant | 1 | [23 empty] | From eQ_Lib.dat in MASControl 2017
D_EPr_Gym_LitCFL_Yr | Lighting | FRACTION | WntrDsn | 2014-12-12 | 2014-12-31 | Constant | 0 | [23 empty] | From eQ_Lib.dat in MASControl 2017
D_EPr_Gym_LitCFL_Yr | Lighting | FRACTION | Default | 2014-12-12 | 2014-12-31 | Constant | 0.02 | [23 empty] | From eQ_Lib.dat in MASControl 2017
D_EPr_Gym_LitCFL_Yr | Lighting | FRACTION | WntrDsn | 2014-01-01 | 2014-12-31 | Constant | 0 | [23 empty] | From eQ_Lib.dat in MASControl 2017
D_EPr_Gym_LitCFL_Yr | Lighting | FRACTION | SmrDsn | 2014-01-01 | 2014-12-31 | Constant | 1 | [23 empty] | From eQ_Lib.dat in MASControl 2017
D_EPr_Gym_LitCFL_Yr | Lighting | FRACTION | Hol | 2014-01-01 | 2014-12-31 | Constant | 0.05 | [23 empty] | From eQ_Lib.dat in MASControl 2017
D_EPr_Gym_LitEx_Yr | Lighting | FRACTION | SmrDsn | 2014-01-01 | 2014-12-31 | Constant | 1 | [23 empty] | From eQ_Lib.dat in MASControl 2017
D_EPr_Gym_LitEx_Yr | Lighting | FRACTION | WntrDsn | 2014-01-01 | 2014-12-31 | Constant | 0 | [23 empty] | From eQ_Lib.dat in MASControl 2017
D_EPr_Gym_LitEx_Yr | Lighting | FRACTION | Default¦Hol | 2014-01-01 | 2014-12-31 | Constant | 1 | [23 empty] | From eQ_Lib.dat in MASControl 2017
D_EPr_Gym_LitLF_Yr | Lighting | FRACTION | SmrDsn | 2014-01-01 | 2014-01-04 | Constant | 1 | [23 empty] | From eQ_Lib.dat in MASControl 2017
D_EPr_Gym_LitLF_Yr | Lighting | FRACTION | WntrDsn | 2014-01-01 | 2014-01-04 | Constant | 0 | [23 empty] | From eQ_Lib.dat in MASControl 2017
D_EPr_Gym_LitLF_Yr | Lighting | FRACTION | Default | 2014-01-01 | 2014-01-04 | Constant | 0.02 | [23 empty] | From eQ_Lib.dat in MASControl 2017
D_EPr_Gym_LitLF_Yr | Lighting | FRACTION | Default¦Wkdy | 2014-01-05 | 2014-04-03 | Hourly | 0.05 | 0.05 | 0.05 | 0.05 | 0.05 | 0.05 | 0.05 | 0.5964 | 0.9 | 0.9 | 0.9 | 0.9 | 0.7786 | 0.9 | 0.9 | 0.5964 | 0.5964 | 0.5964 | 0.05 | 0.05 | 0.05 | 0.05 | 0.05 | 0.05 | From eQ_Lib.dat in MASControl 2017
D_EPr_Gym_LitLF_Yr | Lighting | FRACTION | Sat | 2014-01-05 | 2014-04-03 | Hourly | 0.05 | 0.05 | 0.05 | 0.05 | 0.05 | 0.05 | 0.05 | 0.1288 | 0.5 | 0.5 | 0.5 | 0.5 | 0.5 | 0.5 | 0.5 | 0.5 | 0.5 | 0.5 | 0.05 | 0.05 | 0.05 | 0.05 | 0.05 | 0.05 | From eQ_Lib.dat in MASControl 2017
D_EPr_Gym_LitLF_Yr | Lighting | FRACTION | Sun | 2014-01-05 | 2014-04-03 | Constant | 0.05 | [23 empty] | From eQ_Lib.dat in MASControl 2017
D_EPr_Gym_LitLF_Yr | Lighting | FRACTION | SmrDsn | 2014-04-04 | 2014-04-12 | Constant | 1 | [23 empty] | From eQ_Lib.dat in MASControl 2017
D_EPr_Gym_LitLF_Yr | Lighting | FRACTION | WntrDsn | 2014-04-04 | 2014-04-12 | Constant | 0 | [23 empty] | From eQ_Lib.dat in MASControl 2017
D_EPr_Gym_LitLF_Yr | Lighting | FRACTION | Default | 2014-04-04 | 2014-04-12 | Constant | 0.02 | [23 empty] | From eQ_Lib.dat in MASControl 2017
D_EPr_Gym_LitLF_Yr | Lighting | FRACTION | Default¦Wkdy | 2014-04-13 | 2014-06-12 | Hourly | 0.05 | 0.05 | 0.05 | 0.05 | 0.05 | 0.05 | 0.05 | 0.5964 | 0.9 | 0.9 | 0.9 | 0.9 | 0.7786 | 0.9 | 0.9 | 0.5964 | 0.5964 | 0.5964 | 0.05 | 0.05 | 0.05 | 0.05 | 0.05 | 0.05 | From eQ_Lib.dat in MASControl 2017
D_EPr_Gym_LitLF_Yr | Lighting | FRACTION | Sat | 2014-04-13 | 2014-06-12 | Hourly | 0.05 | 0.05 | 0.05 | 0.05 | 0.05 | 0.05 | 0.05 | 0.1288 | 0.5 | 0.5 | 0.5 | 0.5 | 0.5 | 0.5 | 0.5 | 0.5 | 0.5 | 0.5 | 0.05 | 0.05 | 0.05 | 0.05 | 0.05 | 0.05 | From eQ_Lib.dat in MASControl 2017
D_EPr_Gym_LitLF_Yr | Lighting | FRACTION | Sun | 2014-04-13 | 2014-06-12 | Constant | 0.05 | [23 empty] | From eQ_Lib.dat in MASControl 2017
D_EPr_Gym_LitLF_Yr | Lighting | FRACTION | SmrDsn | 2014-06-13 | 2014-08-16 | Constant | 1 | [23 empty] | From eQ_Lib.dat in MASControl 2017
D_EPr_Gym_LitLF_Yr | Lighting | FRACTION | WntrDsn | 2014-06-13 | 2014-08-16 | Constant | 0 | [23 empty] | From eQ_Lib.dat in MASControl 2017
D_EPr_Gym_LitLF_Yr | Lighting | FRACTION | Default | 2014-06-13 | 2014-08-16 | Constant | 0.02 | [23 empty] | From eQ_Lib.dat in MASControl 2017
D_EPr_Gym_LitLF_Yr | Lighting | FRACTION | Default¦Wkdy | 2014-08-17 | 2014-12-11 | Hourly | 0.05 | 0.05 | 0.05 | 0.05 | 0.05 | 0.05 | 0.05 | 0.5964 | 0.9 | 0.9 | 0.9 | 0.9 | 0.7786 | 0.9 | 0.9 | 0.5964 | 0.5964 | 0.5964 | 0.05 | 0.05 | 0.05 | 0.05 | 0.05 | 0.05 | From eQ_Lib.dat in MASControl 2017
D_EPr_Gym_LitLF_Yr | Lighting | FRACTION | Sat | 2014-08-17 | 2014-12-11 | Hourly | 0.05 | 0.05 | 0.05 | 0.05 | 0.05 | 0.05 | 0.05 | 0.1288 | 0.5 | 0.5 | 0.5 | 0.5 | 0.5 | 0.5 | 0.5 | 0.5 | 0.5 | 0.5 | 0.05 | 0.05 | 0.05 | 0.05 | 0.05 | 0.05 | From eQ_Lib.dat in MASControl 2017
D_EPr_Gym_LitLF_Yr | Lighting | FRACTION | Sun | 2014-08-17 | 2014-12-11 | Constant | 0.05 | [23 empty] | From eQ_Lib.dat in MASControl 2017
D_EPr_Gym_LitLF_Yr | Lighting | FRACTION | SmrDsn | 2014-12-12 | 2014-12-31 | Constant | 1 | [23 empty] | From eQ_Lib.dat in MASControl 2017
D_EPr_Gym_LitLF_Yr | Lighting | FRACTION | WntrDsn | 2014-12-12 | 2014-12-31 | Constant | 0 | [23 empty] | From eQ_Lib.dat in MASControl 2017
D_EPr_Gym_LitLF_Yr | Lighting | FRACTION | Default | 2014-12-12 | 2014-12-31 | Constant | 0.02 | [23 empty] | From eQ_Lib.dat in MASControl 2017
D_EPr_Gym_LitLF_Yr | Lighting | FRACTION | WntrDsn | 2014-01-01 | 2014-12-31 | Constant | 0 | [23 empty] | From eQ_Lib.dat in MASControl 2017
D_EPr_Gym_LitLF_Yr | Lighting | FRACTION | SmrDsn | 2014-01-01 | 2014-12-31 | Constant | 1 | [23 empty] | From eQ_Lib.dat in MASControl 2017
D_EPr_Gym_LitLF_Yr | Lighting | FRACTION | Hol | 2014-01-01 | 2014-12-31 | Constant | 0.05 | [23 empty] | From eQ_Lib.dat in MASControl 2017
D_EPr_Gym_LitSp_Yr | Lighting | FRACTION | SmrDsn | 2014-01-01 | 2014-01-04 | Constant | 1 | [23 empty] | From eQ_Lib.dat in MASControl 2017
D_EPr_Gym_LitSp_Yr | Lighting | FRACTION | WntrDsn | 2014-01-01 | 2014-01-04 | Constant | 0 | [23 empty] | From eQ_Lib.dat in MASControl 2017
D_EPr_Gym_LitSp_Yr | Lighting | FRACTION | Default | 2014-01-01 | 2014-01-04 | Constant | 0.02 | [23 empty] | From eQ_Lib.dat in MASControl 2017
D_EPr_Gym_LitSp_Yr | Lighting | FRACTION | Default¦Wkdy | 2014-01-05 | 2014-04-03 | Hourly | 0.05 | 0.05 | 0.05 | 0.05 | 0.05 | 0.05 | 0.05 | 0.5 | 0.75 | 0.75 | 0.75 | 0.75 | 0.65 | 0.75 | 0.75 | 0.5 | 0.5 | 0.5 | 0.05 | 0.05 | 0.05 | 0.05 | 0.05 | 0.05 | From eQ_Lib.dat in MASControl 2017
D_EPr_Gym_LitSp_Yr | Lighting | FRACTION | Sat | 2014-01-05 | 2014-04-03 | Hourly | 0.05 | 0.05 | 0.05 | 0.05 | 0.05 | 0.05 | 0.05 | 0.12 | 0.45 | 0.45 | 0.45 | 0.45 | 0.45 | 0.45 | 0.45 | 0.45 | 0.45 | 0.45 | 0.05 | 0.05 | 0.05 | 0.05 | 0.05 | 0.05 | From eQ_Lib.dat in MASControl 2017
D_EPr_Gym_LitSp_Yr | Lighting | FRACTION | Sun | 2014-01-05 | 2014-04-03 | Constant | 0.05 | [23 empty] | From eQ_Lib.dat in MASControl 2017
D_EPr_Gym_LitSp_Yr | Lighting | FRACTION | SmrDsn | 2014-04-04 | 2014-04-12 | Constant | 1 | [23 empty] | From eQ_Lib.dat in MASControl 2017
D_EPr_Gym_LitSp_Yr | Lighting | FRACTION | WntrDsn | 2014-04-04 | 2014-04-12 | Constant | 0 | [23 empty] | From eQ_Lib.dat in MASControl 2017
D_EPr_Gym_LitSp_Yr | Lighting | FRACTION | Default | 2014-04-04 | 2014-04-12 | Constant | 0.02 | [23 empty] | From eQ_Lib.dat in MASControl 2017
D_EPr_Gym_LitSp_Yr | Lighting | FRACTION | Default¦Wkdy | 2014-04-13 | 2014-06-12 | Hourly | 0.05 | 0.05 | 0.05 | 0.05 | 0.05 | 0.05 | 0.05 | 0.5 | 0.75 | 0.75 | 0.75 | 0.75 | 0.65 | 0.75 | 0.75 | 0.5 | 0.5 | 0.5 | 0.05 | 0.05 | 0.05 | 0.05 | 0.05 | 0.05 | From eQ_Lib.dat in MASControl 2017
D_EPr_Gym_LitSp_Yr | Lighting | FRACTION | Sat | 2014-04-13 | 2014-06-12 | Hourly | 0.05 | 0.05 | 0.05 | 0.05 | 0.05 | 0.05 | 0.05 | 0.12 | 0.45 | 0.45 | 0.45 | 0.45 | 0.45 | 0.45 | 0.45 | 0.45 | 0.45 | 0.45 | 0.05 | 0.05 | 0.05 | 0.05 | 0.05 | 0.05 | From eQ_Lib.dat in MASControl 2017
D_EPr_Gym_LitSp_Yr | Lighting | FRACTION | Sun | 2014-04-13 | 2014-06-12 | Constant | 0.05 | [23 empty] | From eQ_Lib.dat in MASControl 2017
D_EPr_Gym_LitSp_Yr | Lighting | FRACTION | SmrDsn | 2014-06-13 | 2014-08-16 | Constant | 1 | [23 empty] | From eQ_Lib.dat in MASControl 2017
D_EPr_Gym_LitSp_Yr | Lighting | FRACTION | WntrDsn | 2014-06-13 | 2014-08-16 | Constant | 0 | [23 empty] | From eQ_Lib.dat in MASControl 2017
D_EPr_Gym_LitSp_Yr | Lighting | FRACTION | Default | 2014-06-13 | 2014-08-16 | Constant | 0.02 | [23 empty] | From eQ_Lib.dat in MASControl 2017
D_EPr_Gym_LitSp_Yr | Lighting | FRACTION | Default¦Wkdy | 2014-08-17 | 2014-12-11 | Hourly | 0.05 | 0.05 | 0.05 | 0.05 | 0.05 | 0.05 | 0.05 | 0.5 | 0.75 | 0.75 | 0.75 | 0.75 | 0.65 | 0.75 | 0.75 | 0.5 | 0.5 | 0.5 | 0.05 | 0.05 | 0.05 | 0.05 | 0.05 | 0.05 | From eQ_Lib.dat in MASControl 2017
D_EPr_Gym_LitSp_Yr | Lighting | FRACTION | Sat | 2014-08-17 | 2014-12-11 | Hourly | 0.05 | 0.05 | 0.05 | 0.05 | 0.05 | 0.05 | 0.05 | 0.12 | 0.45 | 0.45 | 0.45 | 0.45 | 0.45 | 0.45 | 0.45 | 0.45 | 0.45 | 0.45 | 0.05 | 0.05 | 0.05 | 0.05 | 0.05 | 0.05 | From eQ_Lib.dat in MASControl 2017
D_EPr_Gym_LitSp_Yr | Lighting | FRACTION | Sun | 2014-08-17 | 2014-12-11 | Constant | 0.05 | [23 empty] | From eQ_Lib.dat in MASControl 2017
D_EPr_Gym_LitSp_Yr | Lighting | FRACTION | SmrDsn | 2014-12-12 | 2014-12-31 | Constant | 1 | [23 empty] | From eQ_Lib.dat in MASControl 2017
D_EPr_Gym_LitSp_Yr | Lighting | FRACTION | WntrDsn | 2014-12-12 | 2014-12-31 | Constant | 0 | [23 empty] | From eQ_Lib.dat in MASControl 2017
D_EPr_Gym_LitSp_Yr | Lighting | FRACTION | Default | 2014-12-12 | 2014-12-31 | Constant | 0.02 | [23 empty] | From eQ_Lib.dat in MASControl 2017
D_EPr_Gym_LitSp_Yr | Lighting | FRACTION | WntrDsn | 2014-01-01 | 2014-12-31 | Constant | 0 | [23 empty] | From eQ_Lib.dat in MASControl 2017
D_EPr_Gym_LitSp_Yr | Lighting | FRACTION | SmrDsn | 2014-01-01 | 2014-12-31 | Constant | 1 | [23 empty] | From eQ_Lib.dat in MASControl 2017
D_EPr_Gym_LitSp_Yr | Lighting | FRACTION | Hol | 2014-01-01 | 2014-12-31 | Constant | 0.05 | [23 empty] | From eQ_Lib.dat in MASControl 2017
D_EPr_Gym_Misc_Yr | Equipment | FRACTION | SmrDsn | 2014-01-01 | 2014-01-04 | Constant | 1 | [23 empty] | From eQ_Lib.dat in MASControl 2017
D_EPr_Gym_Misc_Yr | Equipment | FRACTION | WntrDsn | 2014-01-01 | 2014-01-04 | Constant | 0 | [23 empty] | From eQ_Lib.dat in MASControl 2017
D_EPr_Gym_Misc_Yr | Equipment | FRACTION | Default | 2014-01-01 | 2014-01-04 | Constant | 0.05 | [23 empty] | From eQ_Lib.dat in MASControl 2017
D_EPr_Gym_Misc_Yr | Equipment | FRACTION | Default¦Wkdy | 2014-01-05 | 2014-04-03 | Hourly | 0.15 | 0.15 | 0.15 | 0.15 | 0.15 | 0.15 | 0.15 | 0.5 | 0.9 | 0.9 | 0.9 | 0.9 | 0.9 | 0.9 | 0.9 | 0.9 | 0.5 | 0.35 | 0.15 | 0.15 | 0.15 | 0.15 | 0.15 | 0.15 | From eQ_Lib.dat in MASControl 2017
D_EPr_Gym_Misc_Yr | Equipment | FRACTION | Sat | 2014-01-05 | 2014-04-03 | Hourly | 0.15 | 0.15 | 0.15 | 0.15 | 0.15 | 0.15 | 0.15 | 0.15 | 0.45 | 0.45 | 0.45 | 0.45 | 0.45 | 0.45 | 0.45 | 0.15 | 0.15 | 0.15 | 0.15 | 0.15 | 0.15 | 0.15 | 0.15 | 0.15 | From eQ_Lib.dat in MASControl 2017
D_EPr_Gym_Misc_Yr | Equipment | FRACTION | Sun | 2014-01-05 | 2014-04-03 | Constant | 0.05 | [23 empty] | From eQ_Lib.dat in MASControl 2017
D_EPr_Gym_Misc_Yr | Equipment | FRACTION | SmrDsn | 2014-04-04 | 2014-04-12 | Constant | 1 | [23 empty] | From eQ_Lib.dat in MASControl 2017
D_EPr_Gym_Misc_Yr | Equipment | FRACTION | WntrDsn | 2014-04-04 | 2014-04-12 | Constant | 0 | [23 empty] | From eQ_Lib.dat in MASControl 2017
D_EPr_Gym_Misc_Yr | Equipment | FRACTION | Default | 2014-04-04 | 2014-04-12 | Constant | 0.05 | [23 empty] | From eQ_Lib.dat in MASControl 2017
D_EPr_Gym_Misc_Yr | Equipment | FRACTION | Default¦Wkdy | 2014-04-13 | 2014-06-12 | Hourly | 0.15 | 0.15 | 0.15 | 0.15 | 0.15 | 0.15 | 0.15 | 0.5 | 0.9 | 0.9 | 0.9 | 0.9 | 0.9 | 0.9 | 0.9 | 0.9 | 0.5 | 0.35 | 0.15 | 0.15 | 0.15 | 0.15 | 0.15 | 0.15 | From eQ_Lib.dat in MASControl 2017
D_EPr_Gym_Misc_Yr | Equipment | FRACTION | Sat | 2014-04-13 | 2014-06-12 | Hourly | 0.15 | 0.15 | 0.15 | 0.15 | 0.15 | 0.15 | 0.15 | 0.15 | 0.45 | 0.45 | 0.45 | 0.45 | 0.45 | 0.45 | 0.45 | 0.15 | 0.15 | 0.15 | 0.15 | 0.15 | 0.15 | 0.15 | 0.15 | 0.15 | From eQ_Lib.dat in MASControl 2017
D_EPr_Gym_Misc_Yr | Equipment | FRACTION | Sun | 2014-04-13 | 2014-06-12 | Constant | 0.05 | [23 empty] | From eQ_Lib.dat in MASControl 2017
D_EPr_Gym_Misc_Yr | Equipment | FRACTION | SmrDsn | 2014-06-13 | 2014-08-16 | Constant | 1 | [23 empty] | From eQ_Lib.dat in MASControl 2017
D_EPr_Gym_Misc_Yr | Equipment | FRACTION | WntrDsn | 2014-06-13 | 2014-08-16 | Constant | 0 | [23 empty] | From eQ_Lib.dat in MASControl 2017
D_EPr_Gym_Misc_Yr | Equipment | FRACTION | Default | 2014-06-13 | 2014-08-16 | Constant | 0.05 | [23 empty] | From eQ_Lib.dat in MASControl 2017
D_EPr_Gym_Misc_Yr | Equipment | FRACTION | Default¦Wkdy | 2014-08-17 | 2014-12-11 | Hourly | 0.15 | 0.15 | 0.15 | 0.15 | 0.15 | 0.15 | 0.15 | 0.5 | 0.9 | 0.9 | 0.9 | 0.9 | 0.9 | 0.9 | 0.9 | 0.9 | 0.5 | 0.35 | 0.15 | 0.15 | 0.15 | 0.15 | 0.15 | 0.15 | From eQ_Lib.dat in MASControl 2017
D_EPr_Gym_Misc_Yr | Equipment | FRACTION | Sat | 2014-08-17 | 2014-12-11 | Hourly | 0.15 | 0.15 | 0.15 | 0.15 | 0.15 | 0.15 | 0.15 | 0.15 | 0.45 | 0.45 | 0.45 | 0.45 | 0.45 | 0.45 | 0.45 | 0.15 | 0.15 | 0.15 | 0.15 | 0.15 | 0.15 | 0.15 | 0.15 | 0.15 | From eQ_Lib.dat in MASControl 2017
D_EPr_Gym_Misc_Yr | Equipment | FRACTION | Sun | 2014-08-17 | 2014-12-11 | Constant | 0.05 | [23 empty] | From eQ_Lib.dat in MASControl 2017
D_EPr_Gym_Misc_Yr | Equipment | FRACTION | SmrDsn | 2014-12-12 | 2014-12-31 | Constant | 1 | [23 empty] | From eQ_Lib.dat in MASControl 2017
D_EPr_Gym_Misc_Yr | Equipment | FRACTION | WntrDsn | 2014-12-12 | 2014-12-31 | Constant | 0 | [23 empty] | From eQ_Lib.dat in MASControl 2017
D_EPr_Gym_Misc_Yr | Equipment | FRACTION | Default | 2014-12-12 | 2014-12-31 | Constant | 0.05 | [23 empty] | From eQ_Lib.dat in MASControl 2017
D_EPr_Gym_Misc_Yr | Equipment | FRACTION | WntrDsn | 2014-01-01 | 2014-12-31 | Constant | 0 | [23 empty] | From eQ_Lib.dat in MASControl 2017
D_EPr_Gym_Misc_Yr | Equipment | FRACTION | SmrDsn | 2014-01-01 | 2014-12-31 | Constant | 1 | [23 empty] | From eQ_Lib.dat in MASControl 2017
D_EPr_Gym_Misc_Yr | Equipment | FRACTION | Hol | 2014-01-01 | 2014-12-31 | Constant | 0.05 | [23 empty] | From eQ_Lib.dat in MASControl 2017
D_EPr_Gym_Occup_Yr | Occupancy | FRACTION | SmrDsn | 2014-01-01 | 2014-01-04 | Constant | 1 | [23 empty] | From eQ_Lib.dat in MASControl 2017
D_EPr_Gym_Occup_Yr | Occupancy | FRACTION | WntrDsn | 2014-01-01 | 2014-01-04 | Constant | 0 | [23 empty] | From eQ_Lib.dat in MASControl 2017
D_EPr_Gym_Occup_Yr | Occupancy | FRACTION | Default | 2014-01-01 | 2014-01-04 | Constant | 0 | [23 empty] | From eQ_Lib.dat in MASControl 2017
D_EPr_Gym_Occup_Yr | Occupancy | FRACTION | Default¦Wkdy | 2014-01-05 | 2014-04-03 | Hourly | 0 | 0 | 0 | 0 | 0 | 0 | 0 | 0.25 | 1 | 1 | 1 | 1 | 0.7 | 1 | 1 | 0.3 | 0.3 | 0 | 0 | 0 | 0 | 0 | 0 | 0 | From eQ_Lib.dat in MASControl 2017
D_EPr_Gym_Occup_Yr | Occupancy | FRACTION | Sat | 2014-01-05 | 2014-04-03 | Hourly | 0 | 0 | 0 | 0 | 0 | 0 | 0 | 0 | 0.1 | 0.4 | 0.4 | 0.4 | 0.05 | 0 | 0 | 0 | 0 | 0 | 0 | 0 | 0 | 0 | 0 | 0 | From eQ_Lib.dat in MASControl 2017
D_EPr_Gym_Occup_Yr | Occupancy | FRACTION | Sun | 2014-01-05 | 2014-04-03 | Constant | 0 | [23 empty] | From eQ_Lib.dat in MASControl 2017
D_EPr_Gym_Occup_Yr | Occupancy | FRACTION | SmrDsn | 2014-04-04 | 2014-04-12 | Constant | 1 | [23 empty] | From eQ_Lib.dat in MASControl 2017
D_EPr_Gym_Occup_Yr | Occupancy | FRACTION | WntrDsn | 2014-04-04 | 2014-04-12 | Constant | 0 | [23 empty] | From eQ_Lib.dat in MASControl 2017
D_EPr_Gym_Occup_Yr | Occupancy | FRACTION | Default | 2014-04-04 | 2014-04-12 | Constant | 0 | [23 empty] | From eQ_Lib.dat in MASControl 2017
D_EPr_Gym_Occup_Yr | Occupancy | FRACTION | Default¦Wkdy | 2014-04-13 | 2014-06-12 | Hourly | 0 | 0 | 0 | 0 | 0 | 0 | 0 | 0.25 | 1 | 1 | 1 | 1 | 0.7 | 1 | 1 | 0.3 | 0.3 | 0 | 0 | 0 | 0 | 0 | 0 | 0 | From eQ_Lib.dat in MASControl 2017
D_EPr_Gym_Occup_Yr | Occupancy | FRACTION | Sat | 2014-04-13 | 2014-06-12 | Hourly | 0 | 0 | 0 | 0 | 0 | 0 | 0 | 0 | 0.1 | 0.4 | 0.4 | 0.4 | 0.05 | 0 | 0 | 0 | 0 | 0 | 0 | 0 | 0 | 0 | 0 | 0 | From eQ_Lib.dat in MASControl 2017
D_EPr_Gym_Occup_Yr | Occupancy | FRACTION | Sun | 2014-04-13 | 2014-06-12 | Constant | 0 | [23 empty] | From eQ_Lib.dat in MASControl 2017
D_EPr_Gym_Occup_Yr | Occupancy | FRACTION | SmrDsn | 2014-06-13 | 2014-08-16 | Constant | 1 | [23 empty] | From eQ_Lib.dat in MASControl 2017
D_EPr_Gym_Occup_Yr | Occupancy | FRACTION | WntrDsn | 2014-06-13 | 2014-08-16 | Constant | 0 | [23 empty] | From eQ_Lib.dat in MASControl 2017
D_EPr_Gym_Occup_Yr | Occupancy | FRACTION | Default | 2014-06-13 | 2014-08-16 | Constant | 0 | [23 empty] | From eQ_Lib.dat in MASControl 2017
D_EPr_Gym_Occup_Yr | Occupancy | FRACTION | Default¦Wkdy | 2014-08-17 | 2014-12-11 | Hourly | 0 | 0 | 0 | 0 | 0 | 0 | 0 | 0.25 | 1 | 1 | 1 | 1 | 0.7 | 1 | 1 | 0.3 | 0.3 | 0 | 0 | 0 | 0 | 0 | 0 | 0 | From eQ_Lib.dat in MASControl 2017
D_EPr_Gym_Occup_Yr | Occupancy | FRACTION | Sat | 2014-08-17 | 2014-12-11 | Hourly | 0 | 0 | 0 | 0 | 0 | 0 | 0 | 0 | 0.1 | 0.4 | 0.4 | 0.4 | 0.05 | 0 | 0 | 0 | 0 | 0 | 0 | 0 | 0 | 0 | 0 | 0 | From eQ_Lib.dat in MASControl 2017
D_EPr_Gym_Occup_Yr | Occupancy | FRACTION | Sun | 2014-08-17 | 2014-12-11 | Constant | 0 | [23 empty] | From eQ_Lib.dat in MASControl 2017
D_EPr_Gym_Occup_Yr | Occupancy | FRACTION | SmrDsn | 2014-12-12 | 2014-12-31 | Constant | 1 | [23 empty] | From eQ_Lib.dat in MASControl 2017
D_EPr_Gym_Occup_Yr | Occupancy | FRACTION | WntrDsn | 2014-12-12 | 2014-12-31 | Constant | 0 | [23 empty] | From eQ_Lib.dat in MASControl 2017
D_EPr_Gym_Occup_Yr | Occupancy | FRACTION | Default | 2014-12-12 | 2014-12-31 | Constant | 0 | [23 empty] | From eQ_Lib.dat in MASControl 2017
D_EPr_Gym_Occup_Yr | Occupancy | FRACTION | WntrDsn | 2014-01-01 | 2014-12-31 | Constant | 0 | [23 empty] | From eQ_Lib.dat in MASControl 2017
D_EPr_Gym_Occup_Yr | Occupancy | FRACTION | SmrDsn | 2014-01-01 | 2014-12-31 | Constant | 1 | [23 empty] | From eQ_Lib.dat in MASControl 2017
D_EPr_Gym_Occup_Yr | Occupancy | FRACTION | Hol | 2014-01-01 | 2014-12-31 | Constant | 0 | [23 empty] | From eQ_Lib.dat in MASControl 2017
D_EPr_Ktchn_Cook_Yr | Cooking | FRACTION | SmrDsn | 2014-01-01 | 2014-01-04 | Constant | 1 | [23 empty] | From eQ_Lib.dat in MASControl 2017
D_EPr_Ktchn_Cook_Yr | Cooking | FRACTION | WntrDsn | 2014-01-01 | 2014-01-04 | Constant | 0 | [23 empty] | From eQ_Lib.dat in MASControl 2017
D_EPr_Ktchn_Cook_Yr | Cooking | FRACTION | Default | 2014-01-01 | 2014-01-04 | Constant | 0 | [23 empty] | From eQ_Lib.dat in MASControl 2017
D_EPr_Ktchn_Cook_Yr | Cooking | FRACTION | Default¦Wkdy | 2014-01-05 | 2014-04-03 | Hourly | 0 | 0 | 0 | 0 | 0 | 0 | 0 | 0 | 0.3 | 0.7 | 1 | 1 | 0.8 | 0.6 | 0.4 | 0 | 0 | 0 | 0 | 0 | 0 | 0 | 0 | 0 | From eQ_Lib.dat in MASControl 2017
D_EPr_Ktchn_Cook_Yr | Cooking | FRACTION | Sat | 2014-01-05 | 2014-04-03 | Hourly | 0 | 0 | 0 | 0 | 0 | 0 | 0 | 0 | 0 | 0.3 | 0.5 | 0.5 | 0.35 | 0.15 | 0 | 0 | 0 | 0 | 0 | 0 | 0 | 0 | 0 | 0 | From eQ_Lib.dat in MASControl 2017
D_EPr_Ktchn_Cook_Yr | Cooking | FRACTION | Sun | 2014-01-05 | 2014-04-03 | Constant | 0 | [23 empty] | From eQ_Lib.dat in MASControl 2017
D_EPr_Ktchn_Cook_Yr | Cooking | FRACTION | SmrDsn | 2014-04-04 | 2014-04-12 | Constant | 1 | [23 empty] | From eQ_Lib.dat in MASControl 2017
D_EPr_Ktchn_Cook_Yr | Cooking | FRACTION | WntrDsn | 2014-04-04 | 2014-04-12 | Constant | 0 | [23 empty] | From eQ_Lib.dat in MASControl 2017
D_EPr_Ktchn_Cook_Yr | Cooking | FRACTION | Default | 2014-04-04 | 2014-04-12 | Constant | 0 | [23 empty] | From eQ_Lib.dat in MASControl 2017
D_EPr_Ktchn_Cook_Yr | Cooking | FRACTION | Default¦Wkdy | 2014-04-13 | 2014-06-12 | Hourly | 0 | 0 | 0 | 0 | 0 | 0 | 0 | 0 | 0.3 | 0.7 | 1 | 1 | 0.8 | 0.6 | 0.4 | 0 | 0 | 0 | 0 | 0 | 0 | 0 | 0 | 0 | From eQ_Lib.dat in MASControl 2017
D_EPr_Ktchn_Cook_Yr | Cooking | FRACTION | Sat | 2014-04-13 | 2014-06-12 | Hourly | 0 | 0 | 0 | 0 | 0 | 0 | 0 | 0 | 0 | 0.3 | 0.5 | 0.5 | 0.35 | 0.15 | 0 | 0 | 0 | 0 | 0 | 0 | 0 | 0 | 0 | 0 | From eQ_Lib.dat in MASControl 2017
D_EPr_Ktchn_Cook_Yr | Cooking | FRACTION | Sun | 2014-04-13 | 2014-06-12 | Constant | 0 | [23 empty] | From eQ_Lib.dat in MASControl 2017
D_EPr_Ktchn_Cook_Yr | Cooking | FRACTION | SmrDsn | 2014-06-13 | 2014-08-16 | Constant | 1 | [23 empty] | From eQ_Lib.dat in MASControl 2017
D_EPr_Ktchn_Cook_Yr | Cooking | FRACTION | WntrDsn | 2014-06-13 | 2014-08-16 | Constant | 0 | [23 empty] | From eQ_Lib.dat in MASControl 2017
D_EPr_Ktchn_Cook_Yr | Cooking | FRACTION | Default | 2014-06-13 | 2014-08-16 | Constant | 0 | [23 empty] | From eQ_Lib.dat in MASControl 2017
D_EPr_Ktchn_Cook_Yr | Cooking | FRACTION | Default¦Wkdy | 2014-08-17 | 2014-12-11 | Hourly | 0 | 0 | 0 | 0 | 0 | 0 | 0 | 0 | 0.3 | 0.7 | 1 | 1 | 0.8 | 0.6 | 0.4 | 0 | 0 | 0 | 0 | 0 | 0 | 0 | 0 | 0 | From eQ_Lib.dat in MASControl 2017
D_EPr_Ktchn_Cook_Yr | Cooking | FRACTION | Sat | 2014-08-17 | 2014-12-11 | Hourly | 0 | 0 | 0 | 0 | 0 | 0 | 0 | 0 | 0 | 0.3 | 0.5 | 0.5 | 0.35 | 0.15 | 0 | 0 | 0 | 0 | 0 | 0 | 0 | 0 | 0 | 0 | From eQ_Lib.dat in MASControl 2017
D_EPr_Ktchn_Cook_Yr | Cooking | FRACTION | Sun | 2014-08-17 | 2014-12-11 | Constant | 0 | [23 empty] | From eQ_Lib.dat in MASControl 2017
D_EPr_Ktchn_Cook_Yr | Cooking | FRACTION | SmrDsn | 2014-12-12 | 2014-12-31 | Constant | 1 | [23 empty] | From eQ_Lib.dat in MASControl 2017
D_EPr_Ktchn_Cook_Yr | Cooking | FRACTION | WntrDsn | 2014-12-12 | 2014-12-31 | Constant | 0 | [23 empty] | From eQ_Lib.dat in MASControl 2017
D_EPr_Ktchn_Cook_Yr | Cooking | FRACTION | Default | 2014-12-12 | 2014-12-31 | Constant | 0 | [23 empty] | From eQ_Lib.dat in MASControl 2017
D_EPr_Ktchn_Cook_Yr | Cooking | FRACTION | WntrDsn | 2014-01-01 | 2014-12-31 | Constant | 0 | [23 empty] | From eQ_Lib.dat in MASControl 2017
D_EPr_Ktchn_Cook_Yr | Cooking | FRACTION | SmrDsn | 2014-01-01 | 2014-12-31 | Constant | 1 | [23 empty] | From eQ_Lib.dat in MASControl 2017
D_EPr_Ktchn_Cook_Yr | Cooking | FRACTION | Hol | 2014-01-01 | 2014-12-31 | Constant | 0 | [23 empty] | From eQ_Lib.dat in MASControl 2017
D_EPr_Ktchn_LitCFL_Yr | Lighting | FRACTION | SmrDsn | 2014-01-01 | 2014-01-04 | Constant | 1 | [23 empty] | From eQ_Lib.dat in MASControl 2017
D_EPr_Ktchn_LitCFL_Yr | Lighting | FRACTION | WntrDsn | 2014-01-01 | 2014-01-04 | Constant | 0 | [23 empty] | From eQ_Lib.dat in MASControl 2017
D_EPr_Ktchn_LitCFL_Yr | Lighting | FRACTION | Default | 2014-01-01 | 2014-01-04 | Constant | 0.02 | [23 empty] | From eQ_Lib.dat in MASControl 2017
D_EPr_Ktchn_LitCFL_Yr | Lighting | FRACTION | Default¦Wkdy | 2014-01-05 | 2014-04-03 | Hourly | 0.065 | 0.065 | 0.065 | 0.065 | 0.065 | 0.065 | 0.065 | 0.065 | 0.7539 | 1 | 1 | 1 | 1 | 1 | 1 | 0.065 | 0.065 | 0.065 | 0.065 | 0.065 | 0.065 | 0.065 | 0.065 | 0.065 | From eQ_Lib.dat in MASControl 2017
D_EPr_Ktchn_LitCFL_Yr | Lighting | FRACTION | Sat | 2014-01-05 | 2014-04-03 | Hourly | 0.065 | 0.065 | 0.065 | 0.065 | 0.065 | 0.065 | 0.065 | 0.065 | 0.065 | 0.3622 | 0.6 | 0.6 | 0.6 | 0.6 | 0.065 | 0.065 | 0.065 | 0.065 | 0.065 | 0.065 | 0.065 | 0.065 | 0.065 | 0.065 | From eQ_Lib.dat in MASControl 2017
D_EPr_Ktchn_LitCFL_Yr | Lighting | FRACTION | Sun | 2014-01-05 | 2014-04-03 | Constant | 0.05 | [23 empty] | From eQ_Lib.dat in MASControl 2017
D_EPr_Ktchn_LitCFL_Yr | Lighting | FRACTION | SmrDsn | 2014-04-04 | 2014-04-12 | Constant | 1 | [23 empty] | From eQ_Lib.dat in MASControl 2017
D_EPr_Ktchn_LitCFL_Yr | Lighting | FRACTION | WntrDsn | 2014-04-04 | 2014-04-12 | Constant | 0 | [23 empty] | From eQ_Lib.dat in MASControl 2017
D_EPr_Ktchn_LitCFL_Yr | Lighting | FRACTION | Default | 2014-04-04 | 2014-04-12 | Constant | 0.02 | [23 empty] | From eQ_Lib.dat in MASControl 2017
D_EPr_Ktchn_LitCFL_Yr | Lighting | FRACTION | Default¦Wkdy | 2014-04-13 | 2014-06-12 | Hourly | 0.065 | 0.065 | 0.065 | 0.065 | 0.065 | 0.065 | 0.065 | 0.065 | 0.7539 | 1 | 1 | 1 | 1 | 1 | 1 | 0.065 | 0.065 | 0.065 | 0.065 | 0.065 | 0.065 | 0.065 | 0.065 | 0.065 | From eQ_Lib.dat in MASControl 2017
D_EPr_Ktchn_LitCFL_Yr | Lighting | FRACTION | Sat | 2014-04-13 | 2014-06-12 | Hourly | 0.065 | 0.065 | 0.065 | 0.065 | 0.065 | 0.065 | 0.065 | 0.065 | 0.065 | 0.3622 | 0.6 | 0.6 | 0.6 | 0.6 | 0.065 | 0.065 | 0.065 | 0.065 | 0.065 | 0.065 | 0.065 | 0.065 | 0.065 | 0.065 | From eQ_Lib.dat in MASControl 2017
D_EPr_Ktchn_LitCFL_Yr | Lighting | FRACTION | Sun | 2014-04-13 | 2014-06-12 | Constant | 0.05 | [23 empty] | From eQ_Lib.dat in MASControl 2017
D_EPr_Ktchn_LitCFL_Yr | Lighting | FRACTION | SmrDsn | 2014-06-13 | 2014-08-16 | Constant | 1 | [23 empty] | From eQ_Lib.dat in MASControl 2017
D_EPr_Ktchn_LitCFL_Yr | Lighting | FRACTION | WntrDsn | 2014-06-13 | 2014-08-16 | Constant | 0 | [23 empty] | From eQ_Lib.dat in MASControl 2017
D_EPr_Ktchn_LitCFL_Yr | Lighting | FRACTION | Default | 2014-06-13 | 2014-08-16 | Constant | 0.02 | [23 empty] | From eQ_Lib.dat in MASControl 2017
D_EPr_Ktchn_LitCFL_Yr | Lighting | FRACTION | Default¦Wkdy | 2014-08-17 | 2014-12-11 | Hourly | 0.065 | 0.065 | 0.065 | 0.065 | 0.065 | 0.065 | 0.065 | 0.065 | 0.7539 | 1 | 1 | 1 | 1 | 1 | 1 | 0.065 | 0.065 | 0.065 | 0.065 | 0.065 | 0.065 | 0.065 | 0.065 | 0.065 | From eQ_Lib.dat in MASControl 2017
D_EPr_Ktchn_LitCFL_Yr | Lighting | FRACTION | Sat | 2014-08-17 | 2014-12-11 | Hourly | 0.065 | 0.065 | 0.065 | 0.065 | 0.065 | 0.065 | 0.065 | 0.065 | 0.065 | 0.3622 | 0.6 | 0.6 | 0.6 | 0.6 | 0.065 | 0.065 | 0.065 | 0.065 | 0.065 | 0.065 | 0.065 | 0.065 | 0.065 | 0.065 | From eQ_Lib.dat in MASControl 2017
D_EPr_Ktchn_LitCFL_Yr | Lighting | FRACTION | Sun | 2014-08-17 | 2014-12-11 | Constant | 0.05 | [23 empty] | From eQ_Lib.dat in MASControl 2017
D_EPr_Ktchn_LitCFL_Yr | Lighting | FRACTION | SmrDsn | 2014-12-12 | 2014-12-31 | Constant | 1 | [23 empty] | From eQ_Lib.dat in MASControl 2017
D_EPr_Ktchn_LitCFL_Yr | Lighting | FRACTION | WntrDsn | 2014-12-12 | 2014-12-31 | Constant | 0 | [23 empty] | From eQ_Lib.dat in MASControl 2017
D_EPr_Ktchn_LitCFL_Yr | Lighting | FRACTION | Default | 2014-12-12 | 2014-12-31 | Constant | 0.02 | [23 empty] | From eQ_Lib.dat in MASControl 2017
D_EPr_Ktchn_LitCFL_Yr | Lighting | FRACTION | WntrDsn | 2014-01-01 | 2014-12-31 | Constant | 0 | [23 empty] | From eQ_Lib.dat in MASControl 2017
D_EPr_Ktchn_LitCFL_Yr | Lighting | FRACTION | SmrDsn | 2014-01-01 | 2014-12-31 | Constant | 1 | [23 empty] | From eQ_Lib.dat in MASControl 2017
D_EPr_Ktchn_LitCFL_Yr | Lighting | FRACTION | Hol | 2014-01-01 | 2014-12-31 | Constant | 0.05 | [23 empty] | From eQ_Lib.dat in MASControl 2017
D_EPr_Ktchn_LitEx_Yr | Lighting | FRACTION | SmrDsn | 2014-01-01 | 2014-12-31 | Constant | 1 | [23 empty] | From eQ_Lib.dat in MASControl 2017
D_EPr_Ktchn_LitEx_Yr | Lighting | FRACTION | WntrDsn | 2014-01-01 | 2014-12-31 | Constant | 0 | [23 empty] | From eQ_Lib.dat in MASControl 2017
D_EPr_Ktchn_LitEx_Yr | Lighting | FRACTION | Default¦Hol | 2014-01-01 | 2014-12-31 | Constant | 1 | [23 empty] | From eQ_Lib.dat in MASControl 2017
D_EPr_Ktchn_LitLF_Yr | Lighting | FRACTION | SmrDsn | 2014-01-01 | 2014-01-04 | Constant | 1 | [23 empty] | From eQ_Lib.dat in MASControl 2017
D_EPr_Ktchn_LitLF_Yr | Lighting | FRACTION | WntrDsn | 2014-01-01 | 2014-01-04 | Constant | 0 | [23 empty] | From eQ_Lib.dat in MASControl 2017
D_EPr_Ktchn_LitLF_Yr | Lighting | FRACTION | Default | 2014-01-01 | 2014-01-04 | Constant | 0.02 | [23 empty] | From eQ_Lib.dat in MASControl 2017
D_EPr_Ktchn_LitLF_Yr | Lighting | FRACTION | Default¦Wkdy | 2014-01-05 | 2014-04-03 | Hourly | 0.05 | 0.05 | 0.05 | 0.05 | 0.05 | 0.05 | 0.05 | 0.05 | 0.75 | 1 | 1 | 1 | 1 | 1 | 1 | 0.05 | 0.05 | 0.05 | 0.05 | 0.05 | 0.05 | 0.05 | 0.05 | 0.05 | From eQ_Lib.dat in MASControl 2017
D_EPr_Ktchn_LitLF_Yr | Lighting | FRACTION | Sat | 2014-01-05 | 2014-04-03 | Hourly | 0.05 | 0.05 | 0.05 | 0.05 | 0.05 | 0.05 | 0.05 | 0.05 | 0.05 | 0.3556 | 0.6 | 0.6 | 0.6 | 0.6 | 0.05 | 0.05 | 0.05 | 0.05 | 0.05 | 0.05 | 0.05 | 0.05 | 0.05 | 0.05 | From eQ_Lib.dat in MASControl 2017
D_EPr_Ktchn_LitLF_Yr | Lighting | FRACTION | Sun | 2014-01-05 | 2014-04-03 | Constant | 0.05 | [23 empty] | From eQ_Lib.dat in MASControl 2017
D_EPr_Ktchn_LitLF_Yr | Lighting | FRACTION | SmrDsn | 2014-04-04 | 2014-04-12 | Constant | 1 | [23 empty] | From eQ_Lib.dat in MASControl 2017
D_EPr_Ktchn_LitLF_Yr | Lighting | FRACTION | WntrDsn | 2014-04-04 | 2014-04-12 | Constant | 0 | [23 empty] | From eQ_Lib.dat in MASControl 2017
D_EPr_Ktchn_LitLF_Yr | Lighting | FRACTION | Default | 2014-04-04 | 2014-04-12 | Constant | 0.02 | [23 empty] | From eQ_Lib.dat in MASControl 2017
D_EPr_Ktchn_LitLF_Yr | Lighting | FRACTION | Default¦Wkdy | 2014-04-13 | 2014-06-12 | Hourly | 0.05 | 0.05 | 0.05 | 0.05 | 0.05 | 0.05 | 0.05 | 0.05 | 0.75 | 1 | 1 | 1 | 1 | 1 | 1 | 0.05 | 0.05 | 0.05 | 0.05 | 0.05 | 0.05 | 0.05 | 0.05 | 0.05 | From eQ_Lib.dat in MASControl 2017
D_EPr_Ktchn_LitLF_Yr | Lighting | FRACTION | Sat | 2014-04-13 | 2014-06-12 | Hourly | 0.05 | 0.05 | 0.05 | 0.05 | 0.05 | 0.05 | 0.05 | 0.05 | 0.05 | 0.3556 | 0.6 | 0.6 | 0.6 | 0.6 | 0.05 | 0.05 | 0.05 | 0.05 | 0.05 | 0.05 | 0.05 | 0.05 | 0.05 | 0.05 | From eQ_Lib.dat in MASControl 2017
D_EPr_Ktchn_LitLF_Yr | Lighting | FRACTION | Sun | 2014-04-13 | 2014-06-12 | Constant | 0.05 | [23 empty] | From eQ_Lib.dat in MASControl 2017
D_EPr_Ktchn_LitLF_Yr | Lighting | FRACTION | SmrDsn | 2014-06-13 | 2014-08-16 | Constant | 1 | [23 empty] | From eQ_Lib.dat in MASControl 2017
D_EPr_Ktchn_LitLF_Yr | Lighting | FRACTION | WntrDsn | 2014-06-13 | 2014-08-16 | Constant | 0 | [23 empty] | From eQ_Lib.dat in MASControl 2017
D_EPr_Ktchn_LitLF_Yr | Lighting | FRACTION | Default | 2014-06-13 | 2014-08-16 | Constant | 0.02 | [23 empty] | From eQ_Lib.dat in MASControl 2017
D_EPr_Ktchn_LitLF_Yr | Lighting | FRACTION | Default¦Wkdy | 2014-08-17 | 2014-12-11 | Hourly | 0.05 | 0.05 | 0.05 | 0.05 | 0.05 | 0.05 | 0.05 | 0.05 | 0.75 | 1 | 1 | 1 | 1 | 1 | 1 | 0.05 | 0.05 | 0.05 | 0.05 | 0.05 | 0.05 | 0.05 | 0.05 | 0.05 | From eQ_Lib.dat in MASControl 2017
D_EPr_Ktchn_LitLF_Yr | Lighting | FRACTION | Sat | 2014-08-17 | 2014-12-11 | Hourly | 0.05 | 0.05 | 0.05 | 0.05 | 0.05 | 0.05 | 0.05 | 0.05 | 0.05 | 0.3556 | 0.6 | 0.6 | 0.6 | 0.6 | 0.05 | 0.05 | 0.05 | 0.05 | 0.05 | 0.05 | 0.05 | 0.05 | 0.05 | 0.05 | From eQ_Lib.dat in MASControl 2017
D_EPr_Ktchn_LitLF_Yr | Lighting | FRACTION | Sun | 2014-08-17 | 2014-12-11 | Constant | 0.05 | [23 empty] | From eQ_Lib.dat in MASControl 2017
D_EPr_Ktchn_LitLF_Yr | Lighting | FRACTION | SmrDsn | 2014-12-12 | 2014-12-31 | Constant | 1 | [23 empty] | From eQ_Lib.dat in MASControl 2017
D_EPr_Ktchn_LitLF_Yr | Lighting | FRACTION | WntrDsn | 2014-12-12 | 2014-12-31 | Constant | 0 | [23 empty] | From eQ_Lib.dat in MASControl 2017
D_EPr_Ktchn_LitLF_Yr | Lighting | FRACTION | Default | 2014-12-12 | 2014-12-31 | Constant | 0.02 | [23 empty] | From eQ_Lib.dat in MASControl 2017
D_EPr_Ktchn_LitLF_Yr | Lighting | FRACTION | WntrDsn | 2014-01-01 | 2014-12-31 | Constant | 0 | [23 empty] | From eQ_Lib.dat in MASControl 2017
D_EPr_Ktchn_LitLF_Yr | Lighting | FRACTION | SmrDsn | 2014-01-01 | 2014-12-31 | Constant | 1 | [23 empty] | From eQ_Lib.dat in MASControl 2017
D_EPr_Ktchn_LitLF_Yr | Lighting | FRACTION | Hol | 2014-01-01 | 2014-12-31 | Constant | 0.05 | [23 empty] | From eQ_Lib.dat in MASControl 2017
D_EPr_Ktchn_LitSp_Yr | Lighting | FRACTION | SmrDsn | 2014-01-01 | 2014-01-04 | Constant | 1 | [23 empty] | From eQ_Lib.dat in MASControl 2017
D_EPr_Ktchn_LitSp_Yr | Lighting | FRACTION | WntrDsn | 2014-01-01 | 2014-01-04 | Constant | 0 | [23 empty] | From eQ_Lib.dat in MASControl 2017
D_EPr_Ktchn_LitSp_Yr | Lighting | FRACTION | Default | 2014-01-01 | 2014-01-04 | Constant | 0.02 | [23 empty] | From eQ_Lib.dat in MASControl 2017
D_EPr_Ktchn_LitSp_Yr | Lighting | FRACTION | Default¦Wkdy | 2014-01-05 | 2014-04-03 | Hourly | 0.05 | 0.05 | 0.05 | 0.05 | 0.05 | 0.05 | 0.05 | 0.05 | 0.75 | 1 | 1 | 1 | 1 | 1 | 1 | 0.05 | 0.05 | 0.05 | 0.05 | 0.05 | 0.05 | 0.05 | 0.05 | 0.05 | From eQ_Lib.dat in MASControl 2017
D_EPr_Ktchn_LitSp_Yr | Lighting | FRACTION | Sat | 2014-01-05 | 2014-04-03 | Hourly | 0.05 | 0.05 | 0.05 | 0.05 | 0.05 | 0.05 | 0.05 | 0.05 | 0.05 | 0.3 | 0.5 | 0.5 | 0.5 | 0.5 | 0.05 | 0.05 | 0.05 | 0.05 | 0.05 | 0.05 | 0.05 | 0.05 | 0.05 | 0.05 | From eQ_Lib.dat in MASControl 2017
D_EPr_Ktchn_LitSp_Yr | Lighting | FRACTION | Sun | 2014-01-05 | 2014-04-03 | Constant | 0.05 | [23 empty] | From eQ_Lib.dat in MASControl 2017
D_EPr_Ktchn_LitSp_Yr | Lighting | FRACTION | SmrDsn | 2014-04-04 | 2014-04-12 | Constant | 1 | [23 empty] | From eQ_Lib.dat in MASControl 2017
D_EPr_Ktchn_LitSp_Yr | Lighting | FRACTION | WntrDsn | 2014-04-04 | 2014-04-12 | Constant | 0 | [23 empty] | From eQ_Lib.dat in MASControl 2017
D_EPr_Ktchn_LitSp_Yr | Lighting | FRACTION | Default | 2014-04-04 | 2014-04-12 | Constant | 0.02 | [23 empty] | From eQ_Lib.dat in MASControl 2017
D_EPr_Ktchn_LitSp_Yr | Lighting | FRACTION | Default¦Wkdy | 2014-04-13 | 2014-06-12 | Hourly | 0.05 | 0.05 | 0.05 | 0.05 | 0.05 | 0.05 | 0.05 | 0.05 | 0.75 | 1 | 1 | 1 | 1 | 1 | 1 | 0.05 | 0.05 | 0.05 | 0.05 | 0.05 | 0.05 | 0.05 | 0.05 | 0.05 | From eQ_Lib.dat in MASControl 2017
D_EPr_Ktchn_LitSp_Yr | Lighting | FRACTION | Sat | 2014-04-13 | 2014-06-12 | Hourly | 0.05 | 0.05 | 0.05 | 0.05 | 0.05 | 0.05 | 0.05 | 0.05 | 0.05 | 0.3 | 0.5 | 0.5 | 0.5 | 0.5 | 0.05 | 0.05 | 0.05 | 0.05 | 0.05 | 0.05 | 0.05 | 0.05 | 0.05 | 0.05 | From eQ_Lib.dat in MASControl 2017
D_EPr_Ktchn_LitSp_Yr | Lighting | FRACTION | Sun | 2014-04-13 | 2014-06-12 | Constant | 0.05 | [23 empty] | From eQ_Lib.dat in MASControl 2017
D_EPr_Ktchn_LitSp_Yr | Lighting | FRACTION | SmrDsn | 2014-06-13 | 2014-08-16 | Constant | 1 | [23 empty] | From eQ_Lib.dat in MASControl 2017
D_EPr_Ktchn_LitSp_Yr | Lighting | FRACTION | WntrDsn | 2014-06-13 | 2014-08-16 | Constant | 0 | [23 empty] | From eQ_Lib.dat in MASControl 2017
D_EPr_Ktchn_LitSp_Yr | Lighting | FRACTION | Default | 2014-06-13 | 2014-08-16 | Constant | 0.02 | [23 empty] | From eQ_Lib.dat in MASControl 2017
D_EPr_Ktchn_LitSp_Yr | Lighting | FRACTION | Default¦Wkdy | 2014-08-17 | 2014-12-11 | Hourly | 0.05 | 0.05 | 0.05 | 0.05 | 0.05 | 0.05 | 0.05 | 0.05 | 0.75 | 1 | 1 | 1 | 1 | 1 | 1 | 0.05 | 0.05 | 0.05 | 0.05 | 0.05 | 0.05 | 0.05 | 0.05 | 0.05 | From eQ_Lib.dat in MASControl 2017
D_EPr_Ktchn_LitSp_Yr | Lighting | FRACTION | Sat | 2014-08-17 | 2014-12-11 | Hourly | 0.05 | 0.05 | 0.05 | 0.05 | 0.05 | 0.05 | 0.05 | 0.05 | 0.05 | 0.3 | 0.5 | 0.5 | 0.5 | 0.5 | 0.05 | 0.05 | 0.05 | 0.05 | 0.05 | 0.05 | 0.05 | 0.05 | 0.05 | 0.05 | From eQ_Lib.dat in MASControl 2017
D_EPr_Ktchn_LitSp_Yr | Lighting | FRACTION | Sun | 2014-08-17 | 2014-12-11 | Constant | 0.05 | [23 empty] | From eQ_Lib.dat in MASControl 2017
D_EPr_Ktchn_LitSp_Yr | Lighting | FRACTION | SmrDsn | 2014-12-12 | 2014-12-31 | Constant | 1 | [23 empty] | From eQ_Lib.dat in MASControl 2017
D_EPr_Ktchn_LitSp_Yr | Lighting | FRACTION | WntrDsn | 2014-12-12 | 2014-12-31 | Constant | 0 | [23 empty] | From eQ_Lib.dat in MASControl 2017
D_EPr_Ktchn_LitSp_Yr | Lighting | FRACTION | Default | 2014-12-12 | 2014-12-31 | Constant | 0.02 | [23 empty] | From eQ_Lib.dat in MASControl 2017
D_EPr_Ktchn_LitSp_Yr | Lighting | FRACTION | WntrDsn | 2014-01-01 | 2014-12-31 | Constant | 0 | [23 empty] | From eQ_Lib.dat in MASControl 2017
D_EPr_Ktchn_LitSp_Yr | Lighting | FRACTION | SmrDsn | 2014-01-01 | 2014-12-31 | Constant | 1 | [23 empty] | From eQ_Lib.dat in MASControl 2017
D_EPr_Ktchn_LitSp_Yr | Lighting | FRACTION | Hol | 2014-01-01 | 2014-12-31 | Constant | 0.05 | [23 empty] | From eQ_Lib.dat in MASControl 2017
D_EPr_Ktchn_Misc_Yr | Equipment | FRACTION | SmrDsn | 2014-01-01 | 2014-01-04 | Constant | 1 | [23 empty] | From eQ_Lib.dat in MASControl 2017
D_EPr_Ktchn_Misc_Yr | Equipment | FRACTION | WntrDsn | 2014-01-01 | 2014-01-04 | Constant | 0 | [23 empty] | From eQ_Lib.dat in MASControl 2017
D_EPr_Ktchn_Misc_Yr | Equipment | FRACTION | Default | 2014-01-01 | 2014-01-04 | Constant | 0.05 | [23 empty] | From eQ_Lib.dat in MASControl 2017
D_EPr_Ktchn_Misc_Yr | Equipment | FRACTION | Default¦Wkdy | 2014-01-05 | 2014-04-03 | Hourly | 0.15 | 0.15 | 0.15 | 0.15 | 0.15 | 0.15 | 0.15 | 0.15 | 0.4 | 0.8 | 0.9 | 1 | 1 | 0.9 | 0.7 | 0.15 | 0.15 | 0.15 | 0.15 | 0.15 | 0.15 | 0.15 | 0.15 | 0.15 | From eQ_Lib.dat in MASControl 2017
D_EPr_Ktchn_Misc_Yr | Equipment | FRACTION | Sat | 2014-01-05 | 2014-04-03 | Hourly | 0.15 | 0.15 | 0.15 | 0.15 | 0.15 | 0.15 | 0.15 | 0.15 | 0.15 | 0.3 | 0.4 | 0.5 | 0.5 | 0.35 | 0.15 | 0.15 | 0.15 | 0.15 | 0.15 | 0.15 | 0.15 | 0.15 | 0.15 | 0.15 | From eQ_Lib.dat in MASControl 2017
D_EPr_Ktchn_Misc_Yr | Equipment | FRACTION | Sun | 2014-01-05 | 2014-04-03 | Constant | 0.05 | [23 empty] | From eQ_Lib.dat in MASControl 2017
D_EPr_Ktchn_Misc_Yr | Equipment | FRACTION | SmrDsn | 2014-04-04 | 2014-04-12 | Constant | 1 | [23 empty] | From eQ_Lib.dat in MASControl 2017
D_EPr_Ktchn_Misc_Yr | Equipment | FRACTION | WntrDsn | 2014-04-04 | 2014-04-12 | Constant | 0 | [23 empty] | From eQ_Lib.dat in MASControl 2017
D_EPr_Ktchn_Misc_Yr | Equipment | FRACTION | Default | 2014-04-04 | 2014-04-12 | Constant | 0.05 | [23 empty] | From eQ_Lib.dat in MASControl 2017
D_EPr_Ktchn_Misc_Yr | Equipment | FRACTION | Default¦Wkdy | 2014-04-13 | 2014-06-12 | Hourly | 0.15 | 0.15 | 0.15 | 0.15 | 0.15 | 0.15 | 0.15 | 0.15 | 0.4 | 0.8 | 0.9 | 1 | 1 | 0.9 | 0.7 | 0.15 | 0.15 | 0.15 | 0.15 | 0.15 | 0.15 | 0.15 | 0.15 | 0.15 | From eQ_Lib.dat in MASControl 2017
D_EPr_Ktchn_Misc_Yr | Equipment | FRACTION | Sat | 2014-04-13 | 2014-06-12 | Hourly | 0.15 | 0.15 | 0.15 | 0.15 | 0.15 | 0.15 | 0.15 | 0.15 | 0.15 | 0.3 | 0.4 | 0.5 | 0.5 | 0.35 | 0.15 | 0.15 | 0.15 | 0.15 | 0.15 | 0.15 | 0.15 | 0.15 | 0.15 | 0.15 | From eQ_Lib.dat in MASControl 2017
D_EPr_Ktchn_Misc_Yr | Equipment | FRACTION | Sun | 2014-04-13 | 2014-06-12 | Constant | 0.05 | [23 empty] | From eQ_Lib.dat in MASControl 2017
D_EPr_Ktchn_Misc_Yr | Equipment | FRACTION | SmrDsn | 2014-06-13 | 2014-08-16 | Constant | 1 | [23 empty] | From eQ_Lib.dat in MASControl 2017
D_EPr_Ktchn_Misc_Yr | Equipment | FRACTION | WntrDsn | 2014-06-13 | 2014-08-16 | Constant | 0 | [23 empty] | From eQ_Lib.dat in MASControl 2017
D_EPr_Ktchn_Misc_Yr | Equipment | FRACTION | Default | 2014-06-13 | 2014-08-16 | Constant | 0.05 | [23 empty] | From eQ_Lib.dat in MASControl 2017
D_EPr_Ktchn_Misc_Yr | Equipment | FRACTION | Default¦Wkdy | 2014-08-17 | 2014-12-11 | Hourly | 0.15 | 0.15 | 0.15 | 0.15 | 0.15 | 0.15 | 0.15 | 0.15 | 0.4 | 0.8 | 0.9 | 1 | 1 | 0.9 | 0.7 | 0.15 | 0.15 | 0.15 | 0.15 | 0.15 | 0.15 | 0.15 | 0.15 | 0.15 | From eQ_Lib.dat in MASControl 2017
D_EPr_Ktchn_Misc_Yr | Equipment | FRACTION | Sat | 2014-08-17 | 2014-12-11 | Hourly | 0.15 | 0.15 | 0.15 | 0.15 | 0.15 | 0.15 | 0.15 | 0.15 | 0.15 | 0.3 | 0.4 | 0.5 | 0.5 | 0.35 | 0.15 | 0.15 | 0.15 | 0.15 | 0.15 | 0.15 | 0.15 | 0.15 | 0.15 | 0.15 | From eQ_Lib.dat in MASControl 2017
D_EPr_Ktchn_Misc_Yr | Equipment | FRACTION | Sun | 2014-08-17 | 2014-12-11 | Constant | 0.05 | [23 empty] | From eQ_Lib.dat in MASControl 2017
D_EPr_Ktchn_Misc_Yr | Equipment | FRACTION | SmrDsn | 2014-12-12 | 2014-12-31 | Constant | 1 | [23 empty] | From eQ_Lib.dat in MASControl 2017
D_EPr_Ktchn_Misc_Yr | Equipment | FRACTION | WntrDsn | 2014-12-12 | 2014-12-31 | Constant | 0 | [23 empty] | From eQ_Lib.dat in MASControl 2017
D_EPr_Ktchn_Misc_Yr | Equipment | FRACTION | Default | 2014-12-12 | 2014-12-31 | Constant | 0.05 | [23 empty] | From eQ_Lib.dat in MASControl 2017
D_EPr_Ktchn_Misc_Yr | Equipment | FRACTION | WntrDsn | 2014-01-01 | 2014-12-31 | Constant | 0 | [23 empty] | From eQ_Lib.dat in MASControl 2017
D_EPr_Ktchn_Misc_Yr | Equipment | FRACTION | SmrDsn | 2014-01-01 | 2014-12-31 | Constant | 1 | [23 empty] | From eQ_Lib.dat in MASControl 2017
D_EPr_Ktchn_Misc_Yr | Equipment | FRACTION | Hol | 2014-01-01 | 2014-12-31 | Constant | 0.05 | [23 empty] | From eQ_Lib.dat in MASControl 2017
D_EPr_Ktchn_Occup_Yr | Occupancy | FRACTION | SmrDsn | 2014-01-01 | 2014-01-04 | Constant | 1 | [23 empty] | From eQ_Lib.dat in MASControl 2017
D_EPr_Ktchn_Occup_Yr | Occupancy | FRACTION | WntrDsn | 2014-01-01 | 2014-01-04 | Constant | 0 | [23 empty] | From eQ_Lib.dat in MASControl 2017
D_EPr_Ktchn_Occup_Yr | Occupancy | FRACTION | Default | 2014-01-01 | 2014-01-04 | Constant | 0 | [23 empty] | From eQ_Lib.dat in MASControl 2017
D_EPr_Ktchn_Occup_Yr | Occupancy | FRACTION | Default¦Wkdy | 2014-01-05 | 2014-04-03 | Hourly | 0 | 0 | 0 | 0 | 0 | 0 | 0 | 0 | 0.5 | 1 | 1 | 1 | 1 | 1 | 1 | 0 | 0 | 0 | 0 | 0 | 0 | 0 | 0 | 0 | From eQ_Lib.dat in MASControl 2017
D_EPr_Ktchn_Occup_Yr | Occupancy | FRACTION | Sat | 2014-01-05 | 2014-04-03 | Hourly | 0 | 0 | 0 | 0 | 0 | 0 | 0 | 0 | 0 | 0.35 | 0.75 | 0.75 | 0.75 | 0.75 | 0 | 0 | 0 | 0 | 0 | 0 | 0 | 0 | 0 | 0 | From eQ_Lib.dat in MASControl 2017
D_EPr_Ktchn_Occup_Yr | Occupancy | FRACTION | Sun | 2014-01-05 | 2014-04-03 | Constant | 0 | [23 empty] | From eQ_Lib.dat in MASControl 2017
D_EPr_Ktchn_Occup_Yr | Occupancy | FRACTION | SmrDsn | 2014-04-04 | 2014-04-12 | Constant | 1 | [23 empty] | From eQ_Lib.dat in MASControl 2017
D_EPr_Ktchn_Occup_Yr | Occupancy | FRACTION | WntrDsn | 2014-04-04 | 2014-04-12 | Constant | 0 | [23 empty] | From eQ_Lib.dat in MASControl 2017
D_EPr_Ktchn_Occup_Yr | Occupancy | FRACTION | Default | 2014-04-04 | 2014-04-12 | Constant | 0 | [23 empty] | From eQ_Lib.dat in MASControl 2017
D_EPr_Ktchn_Occup_Yr | Occupancy | FRACTION | Default¦Wkdy | 2014-04-13 | 2014-06-12 | Hourly | 0 | 0 | 0 | 0 | 0 | 0 | 0 | 0 | 0.5 | 1 | 1 | 1 | 1 | 1 | 1 | 0 | 0 | 0 | 0 | 0 | 0 | 0 | 0 | 0 | From eQ_Lib.dat in MASControl 2017
D_EPr_Ktchn_Occup_Yr | Occupancy | FRACTION | Sat | 2014-04-13 | 2014-06-12 | Hourly | 0 | 0 | 0 | 0 | 0 | 0 | 0 | 0 | 0 | 0.35 | 0.75 | 0.75 | 0.75 | 0.75 | 0 | 0 | 0 | 0 | 0 | 0 | 0 | 0 | 0 | 0 | From eQ_Lib.dat in MASControl 2017
D_EPr_Ktchn_Occup_Yr | Occupancy | FRACTION | Sun | 2014-04-13 | 2014-06-12 | Constant | 0 | [23 empty] | From eQ_Lib.dat in MASControl 2017
D_EPr_Ktchn_Occup_Yr | Occupancy | FRACTION | SmrDsn | 2014-06-13 | 2014-08-16 | Constant | 1 | [23 empty] | From eQ_Lib.dat in MASControl 2017
D_EPr_Ktchn_Occup_Yr | Occupancy | FRACTION | WntrDsn | 2014-06-13 | 2014-08-16 | Constant | 0 | [23 empty] | From eQ_Lib.dat in MASControl 2017
D_EPr_Ktchn_Occup_Yr | Occupancy | FRACTION | Default | 2014-06-13 | 2014-08-16 | Constant | 0 | [23 empty] | From eQ_Lib.dat in MASControl 2017
D_EPr_Ktchn_Occup_Yr | Occupancy | FRACTION | Default¦Wkdy | 2014-08-17 | 2014-12-11 | Hourly | 0 | 0 | 0 | 0 | 0 | 0 | 0 | 0 | 0.5 | 1 | 1 | 1 | 1 | 1 | 1 | 0 | 0 | 0 | 0 | 0 | 0 | 0 | 0 | 0 | From eQ_Lib.dat in MASControl 2017
D_EPr_Ktchn_Occup_Yr | Occupancy | FRACTION | Sat | 2014-08-17 | 2014-12-11 | Hourly | 0 | 0 | 0 | 0 | 0 | 0 | 0 | 0 | 0 | 0.35 | 0.75 | 0.75 | 0.75 | 0.75 | 0 | 0 | 0 | 0 | 0 | 0 | 0 | 0 | 0 | 0 | From eQ_Lib.dat in MASControl 2017
D_EPr_Ktchn_Occup_Yr | Occupancy | FRACTION | Sun | 2014-08-17 | 2014-12-11 | Constant | 0 | [23 empty] | From eQ_Lib.dat in MASControl 2017
D_EPr_Ktchn_Occup_Yr | Occupancy | FRACTION | SmrDsn | 2014-12-12 | 2014-12-31 | Constant | 1 | [23 empty] | From eQ_Lib.dat in MASControl 2017
D_EPr_Ktchn_Occup_Yr | Occupancy | FRACTION | WntrDsn | 2014-12-12 | 2014-12-31 | Constant | 0 | [23 empty] | From eQ_Lib.dat in MASControl 2017
D_EPr_Ktchn_Occup_Yr | Occupancy | FRACTION | Default | 2014-12-12 | 2014-12-31 | Constant | 0 | [23 empty] | From eQ_Lib.dat in MASControl 2017
D_EPr_Ktchn_Occup_Yr | Occupancy | FRACTION | WntrDsn | 2014-01-01 | 2014-12-31 | Constant | 0 | [23 empty] | From eQ_Lib.dat in MASControl 2017
D_EPr_Ktchn_Occup_Yr | Occupancy | FRACTION | SmrDsn | 2014-01-01 | 2014-12-31 | Constant | 1 | [23 empty] | From eQ_Lib.dat in MASControl 2017
D_EPr_Ktchn_Occup_Yr | Occupancy | FRACTION | Hol | 2014-01-01 | 2014-12-31 | Constant | 0 | [23 empty] | From eQ_Lib.dat in MASControl 2017
D_ERC_All_C_Inf_Yr | Infiltration | MULTIPLIER | Default¦Wkdy | 2014-01-01 | 2014-01-04 | Constant | 1 | [23 empty] | From eQ_Lib.dat in MASControl 2017
D_ERC_All_C_Inf_Yr | Infiltration | MULTIPLIER | Sat | 2014-01-01 | 2014-01-04 | Hourly | 1 | 1 | 1 | 1 | 1 | 1 | 1 | 0.5 | 0.5 | 0.5 | 0.5 | 0.5 | 0.5 | 0.5 | 0.5 | 1 | 1 | 1 | 1 | 1 | 1 | 1 | 1 | 1 | From eQ_Lib.dat in MASControl 2017
D_ERC_All_C_Inf_Yr | Infiltration | MULTIPLIER | Sun | 2014-01-01 | 2014-01-04 | Constant | 1 | [23 empty] | From eQ_Lib.dat in MASControl 2017
D_ERC_All_C_Inf_Yr | Infiltration | MULTIPLIER | Default¦Wkdy | 2014-01-05 | 2014-04-03 | Hourly | 1 | 1 | 1 | 1 | 1 | 1 | 1 | 0.5 | 0.5 | 0.5 | 0.5 | 0.5 | 0.5 | 0.5 | 0.5 | 0.5 | 1 | 1 | 1 | 1 | 1 | 1 | 1 | 1 | From eQ_Lib.dat in MASControl 2017
D_ERC_All_C_Inf_Yr | Infiltration | MULTIPLIER | Sat | 2014-01-05 | 2014-04-03 | Hourly | 1 | 1 | 1 | 1 | 1 | 1 | 1 | 1 | 0.5 | 0.5 | 0.5 | 0.5 | 0.5 | 0.5 | 0.5 | 1 | 1 | 1 | 1 | 1 | 1 | 1 | 1 | 1 | From eQ_Lib.dat in MASControl 2017
D_ERC_All_C_Inf_Yr | Infiltration | MULTIPLIER | Sun | 2014-01-05 | 2014-04-03 | Constant | 1 | [23 empty] | From eQ_Lib.dat in MASControl 2017
D_ERC_All_C_Inf_Yr | Infiltration | MULTIPLIER | Default¦Wkdy | 2014-04-04 | 2014-04-12 | Constant | 1 | [23 empty] | From eQ_Lib.dat in MASControl 2017
D_ERC_All_C_Inf_Yr | Infiltration | MULTIPLIER | Sat | 2014-04-04 | 2014-04-12 | Hourly | 1 | 1 | 1 | 1 | 1 | 1 | 1 | 0.5 | 0.5 | 0.5 | 0.5 | 0.5 | 0.5 | 0.5 | 0.5 | 1 | 1 | 1 | 1 | 1 | 1 | 1 | 1 | 1 | From eQ_Lib.dat in MASControl 2017
D_ERC_All_C_Inf_Yr | Infiltration | MULTIPLIER | Sun | 2014-04-04 | 2014-04-12 | Constant | 1 | [23 empty] | From eQ_Lib.dat in MASControl 2017
D_ERC_All_C_Inf_Yr | Infiltration | MULTIPLIER | Default¦Wkdy | 2014-04-13 | 2014-06-12 | Hourly | 1 | 1 | 1 | 1 | 1 | 1 | 1 | 0.5 | 0.5 | 0.5 | 0.5 | 0.5 | 0.5 | 0.5 | 0.5 | 0.5 | 1 | 1 | 1 | 1 | 1 | 1 | 1 | 1 | From eQ_Lib.dat in MASControl 2017
D_ERC_All_C_Inf_Yr | Infiltration | MULTIPLIER | Sat | 2014-04-13 | 2014-06-12 | Hourly | 1 | 1 | 1 | 1 | 1 | 1 | 1 | 1 | 0.5 | 0.5 | 0.5 | 0.5 | 0.5 | 0.5 | 0.5 | 1 | 1 | 1 | 1 | 1 | 1 | 1 | 1 | 1 | From eQ_Lib.dat in MASControl 2017
D_ERC_All_C_Inf_Yr | Infiltration | MULTIPLIER | Sun | 2014-04-13 | 2014-06-12 | Constant | 1 | [23 empty] | From eQ_Lib.dat in MASControl 2017
D_ERC_All_C_Inf_Yr | Infiltration | MULTIPLIER | Default¦Wkdy | 2014-06-13 | 2014-08-16 | Constant | 1 | [23 empty] | From eQ_Lib.dat in MASControl 2017
D_ERC_All_C_Inf_Yr | Infiltration | MULTIPLIER | Sat | 2014-06-13 | 2014-08-16 | Hourly | 1 | 1 | 1 | 1 | 1 | 1 | 1 | 0.5 | 0.5 | 0.5 | 0.5 | 0.5 | 0.5 | 0.5 | 0.5 | 1 | 1 | 1 | 1 | 1 | 1 | 1 | 1 | 1 | From eQ_Lib.dat in MASControl 2017
D_ERC_All_C_Inf_Yr | Infiltration | MULTIPLIER | Sun | 2014-06-13 | 2014-08-16 | Constant | 1 | [23 empty] | From eQ_Lib.dat in MASControl 2017
D_ERC_All_C_Inf_Yr | Infiltration | MULTIPLIER | Default¦Wkdy | 2014-08-17 | 2014-12-11 | Hourly | 1 | 1 | 1 | 1 | 1 | 1 | 1 | 0.5 | 0.5 | 0.5 | 0.5 | 0.5 | 0.5 | 0.5 | 0.5 | 0.5 | 1 | 1 | 1 | 1 | 1 | 1 | 1 | 1 | From eQ_Lib.dat in MASControl 2017
D_ERC_All_C_Inf_Yr | Infiltration | MULTIPLIER | Sat | 2014-08-17 | 2014-12-11 | Hourly | 1 | 1 | 1 | 1 | 1 | 1 | 1 | 1 | 0.5 | 0.5 | 0.5 | 0.5 | 0.5 | 0.5 | 0.5 | 1 | 1 | 1 | 1 | 1 | 1 | 1 | 1 | 1 | From eQ_Lib.dat in MASControl 2017
D_ERC_All_C_Inf_Yr | Infiltration | MULTIPLIER | Sun | 2014-08-17 | 2014-12-11 | Constant | 1 | [23 empty] | From eQ_Lib.dat in MASControl 2017
D_ERC_All_C_Inf_Yr | Infiltration | MULTIPLIER | Default¦Wkdy | 2014-12-12 | 2014-12-31 | Constant | 1 | [23 empty] | From eQ_Lib.dat in MASControl 2017
D_ERC_All_C_Inf_Yr | Infiltration | MULTIPLIER | Sat | 2014-12-12 | 2014-12-31 | Hourly | 1 | 1 | 1 | 1 | 1 | 1 | 1 | 0.5 | 0.5 | 0.5 | 0.5 | 0.5 | 0.5 | 0.5 | 0.5 | 1 | 1 | 1 | 1 | 1 | 1 | 1 | 1 | 1 | From eQ_Lib.dat in MASControl 2017
D_ERC_All_C_Inf_Yr | Infiltration | MULTIPLIER | Sun | 2014-12-12 | 2014-12-31 | Constant | 1 | [23 empty] | From eQ_Lib.dat in MASControl 2017
D_ERC_All_C_Inf_Yr | Infiltration | MULTIPLIER | WntrDsn | 2014-01-01 | 2014-12-31 | Constant | 1 | [23 empty] | From eQ_Lib.dat in MASControl 2017
D_ERC_All_C_Inf_Yr | Infiltration | MULTIPLIER | SmrDsn | 2014-01-01 | 2014-12-31 | Hourly | 1 | 1 | 1 | 1 | 1 | 1 | 1 | 0.5 | 0.5 | 0.5 | 0.5 | 0.5 | 0.5 | 0.5 | 0.5 | 0.5 | 1 | 1 | 1 | 1 | 1 | 1 | 1 | 1 | From eQ_Lib.dat in MASControl 2017
D_ERC_All_C_Inf_Yr | Infiltration | MULTIPLIER | Hol | 2014-01-01 | 2014-12-31 | Constant | 1 | [23 empty] | From eQ_Lib.dat in MASControl 2017
D_ERC_All_CTemp_Yr | Thermostat Setpoint | C | Default¦Wkdy | 2014-01-01 | 2014-01-04 | Constant | 24.4 | [23 empty] | From eQ_Lib.dat in MASControl 2017; Removed setback
D_ERC_All_CTemp_Yr | Thermostat Setpoint | C | Sat | 2014-01-01 | 2014-01-04 | Hourly | 24.4 | 24.4 | 24.4 | 24.4 | 24.4 | 24.4 | 24.4 | 24.4 | 24.4 | 24.4 | 24.4 | 24.4 | 24.4 | 24.4 | 24.4 | 24.4 | 24.4 | 24.4 | 24.4 | 24.4 | 24.4 | 24.4 | 24.4 | 24.4 | From eQ_Lib.dat in MASControl 2017; Removed setback
D_ERC_All_CTemp_Yr | Thermostat Setpoint | C | Sun | 2014-01-01 | 2014-01-04 | Constant | 24.4 | [23 empty] | From eQ_Lib.dat in MASControl 2017; Removed setback
D_ERC_All_CTemp_Yr | Thermostat Setpoint | C | Default¦Wkdy | 2014-01-05 | 2014-04-03 | Hourly | 24.4 | 24.4 | 24.4 | 24.4 | 24.4 | 24.4 | 24.4 | 24.4 | 24.4 | 24.4 | 24.4 | 24.4 | 24.4 | 24.4 | 24.4 | 24.4 | 24.4 | 24.4 | 24.4 | 24.4 | 24.4 | 24.4 | 24.4 | 24.4 | From eQ_Lib.dat in MASControl 2017; Removed setback
D_ERC_All_CTemp_Yr | Thermostat Setpoint | C | Sat | 2014-01-05 | 2014-04-03 | Hourly | 24.4 | 24.4 | 24.4 | 24.4 | 24.4 | 24.4 | 24.4 | 24.4 | 24.4 | 24.4 | 24.4 | 24.4 | 24.4 | 24.4 | 24.4 | 24.4 | 24.4 | 24.4 | 24.4 | 24.4 | 24.4 | 24.4 | 24.4 | 24.4 | From eQ_Lib.dat in MASControl 2017; Removed setback
D_ERC_All_CTemp_Yr | Thermostat Setpoint | C | Sun | 2014-01-05 | 2014-04-03 | Constant | 24.4 | [23 empty] | From eQ_Lib.dat in MASControl 2017; Removed setback
D_ERC_All_CTemp_Yr | Thermostat Setpoint | C | Default¦Wkdy | 2014-04-04 | 2014-04-12 | Constant | 24.4 | [23 empty] | From eQ_Lib.dat in MASControl 2017; Removed setback
D_ERC_All_CTemp_Yr | Thermostat Setpoint | C | Sat | 2014-04-04 | 2014-04-12 | Hourly | 24.4 | 24.4 | 24.4 | 24.4 | 24.4 | 24.4 | 24.4 | 24.4 | 24.4 | 24.4 | 24.4 | 24.4 | 24.4 | 24.4 | 24.4 | 24.4 | 24.4 | 24.4 | 24.4 | 24.4 | 24.4 | 24.4 | 24.4 | 24.4 | From eQ_Lib.dat in MASControl 2017; Removed setback
D_ERC_All_CTemp_Yr | Thermostat Setpoint | C | Sun | 2014-04-04 | 2014-04-12 | Constant | 24.4 | [23 empty] | From eQ_Lib.dat in MASControl 2017; Removed setback
D_ERC_All_CTemp_Yr | Thermostat Setpoint | C | Default¦Wkdy | 2014-04-13 | 2014-06-12 | Hourly | 24.4 | 24.4 | 24.4 | 24.4 | 24.4 | 24.4 | 24.4 | 24.4 | 24.4 | 24.4 | 24.4 | 24.4 | 24.4 | 24.4 | 24.4 | 24.4 | 24.4 | 24.4 | 24.4 | 24.4 | 24.4 | 24.4 | 24.4 | 24.4 | From eQ_Lib.dat in MASControl 2017; Removed setback
D_ERC_All_CTemp_Yr | Thermostat Setpoint | C | Sat | 2014-04-13 | 2014-06-12 | Hourly | 24.4 | 24.4 | 24.4 | 24.4 | 24.4 | 24.4 | 24.4 | 24.4 | 24.4 | 24.4 | 24.4 | 24.4 | 24.4 | 24.4 | 24.4 | 24.4 | 24.4 | 24.4 | 24.4 | 24.4 | 24.4 | 24.4 | 24.4 | 24.4 | From eQ_Lib.dat in MASControl 2017; Removed setback
D_ERC_All_CTemp_Yr | Thermostat Setpoint | C | Sun | 2014-04-13 | 2014-06-12 | Constant | 24.4 | [23 empty] | From eQ_Lib.dat in MASControl 2017; Removed setback
D_ERC_All_CTemp_Yr | Thermostat Setpoint | C | Default¦Wkdy | 2014-06-13 | 2014-08-16 | Constant | 24.4 | [23 empty] | From eQ_Lib.dat in MASControl 2017; Removed setback
D_ERC_All_CTemp_Yr | Thermostat Setpoint | C | Sat | 2014-06-13 | 2014-08-16 | Hourly | 24.4 | 24.4 | 24.4 | 24.4 | 24.4 | 24.4 | 24.4 | 24.4 | 24.4 | 24.4 | 24.4 | 24.4 | 24.4 | 24.4 | 24.4 | 24.4 | 24.4 | 24.4 | 24.4 | 24.4 | 24.4 | 24.4 | 24.4 | 24.4 | From eQ_Lib.dat in MASControl 2017; Removed setback
D_ERC_All_CTemp_Yr | Thermostat Setpoint | C | Sun | 2014-06-13 | 2014-08-16 | Constant | 24.4 | [23 empty] | From eQ_Lib.dat in MASControl 2017; Removed setback
D_ERC_All_CTemp_Yr | Thermostat Setpoint | C | Default¦Wkdy | 2014-08-17 | 2014-12-11 | Hourly | 24.4 | 24.4 | 24.4 | 24.4 | 24.4 | 24.4 | 24.4 | 24.4 | 24.4 | 24.4 | 24.4 | 24.4 | 24.4 | 24.4 | 24.4 | 24.4 | 24.4 | 24.4 | 24.4 | 24.4 | 24.4 | 24.4 | 24.4 | 24.4 | From eQ_Lib.dat in MASControl 2017; Removed setback
D_ERC_All_CTemp_Yr | Thermostat Setpoint | C | Sat | 2014-08-17 | 2014-12-11 | Hourly | 24.4 | 24.4 | 24.4 | 24.4 | 24.4 | 24.4 | 24.4 | 24.4 | 24.4 | 24.4 | 24.4 | 24.4 | 24.4 | 24.4 | 24.4 | 24.4 | 24.4 | 24.4 | 24.4 | 24.4 | 24.4 | 24.4 | 24.4 | 24.4 | From eQ_Lib.dat in MASControl 2017; Removed setback
D_ERC_All_CTemp_Yr | Thermostat Setpoint | C | Sun | 2014-08-17 | 2014-12-11 | Constant | 24.4 | [23 empty] | From eQ_Lib.dat in MASControl 2017; Removed setback
D_ERC_All_CTemp_Yr | Thermostat Setpoint | C | Default¦Wkdy | 2014-12-12 | 2014-12-31 | Constant | 24.4 | [23 empty] | From eQ_Lib.dat in MASControl 2017; Removed setback
D_ERC_All_CTemp_Yr | Thermostat Setpoint | C | Sat | 2014-12-12 | 2014-12-31 | Hourly | 24.4 | 24.4 | 24.4 | 24.4 | 24.4 | 24.4 | 24.4 | 24.4 | 24.4 | 24.4 | 24.4 | 24.4 | 24.4 | 24.4 | 24.4 | 24.4 | 24.4 | 24.4 | 24.4 | 24.4 | 24.4 | 24.4 | 24.4 | 24.4 | From eQ_Lib.dat in MASControl 2017; Removed setback
D_ERC_All_CTemp_Yr | Thermostat Setpoint | C | Sun | 2014-12-12 | 2014-12-31 | Constant | 24.4 | [23 empty] | From eQ_Lib.dat in MASControl 2017; Removed setback
D_ERC_All_CTemp_Yr | Thermostat Setpoint | C | WntrDsn | 2014-01-01 | 2014-12-31 | Constant | 24.4 | [23 empty] | From eQ_Lib.dat in MASControl 2017; Removed setback
D_ERC_All_CTemp_Yr | Thermostat Setpoint | C | SmrDsn | 2014-01-01 | 2014-12-31 | Hourly | 24.4 | 24.4 | 24.4 | 24.4 | 24.4 | 24.4 | 24.4 | 24.4 | 24.4 | 24.4 | 24.4 | 24.4 | 24.4 | 24.4 | 24.4 | 24.4 | 24.4 | 24.4 | 24.4 | 24.4 | 24.4 | 24.4 | 24.4 | 24.4 | From eQ_Lib.dat in MASControl 2017; Removed setback
D_ERC_All_CTemp_Yr | Thermostat Setpoint | C | Hol | 2014-01-01 | 2014-12-31 | Constant | 24.4 | [23 empty] | From eQ_Lib.dat in MASControl 2017; Removed setback
D_ERC_All_DHW_DHW_Yr | Service Water Heating | FRACTION | Default¦SmrDsn¦WntrDsn | 2014-01-01 | 2014-01-04 | Constant | 0 | [23 empty] | From eQ_Lib.dat in MASControl 2017
D_ERC_All_DHW_DHW_Yr | Service Water Heating | FRACTION | Default¦Wkdy | 2014-01-05 | 2014-04-03 | Hourly | 0 | 0 | 0 | 0 | 0 | 0 | 0 | 0.6 | 0.6 | 1 | 1 | 1 | 1 | 1 | 0.5 | 0.5 | 0.5 | 0.5 | 0.1 | 0 | 0 | 0 | 0 | 0 | From eQ_Lib.dat in MASControl 2017
D_ERC_All_DHW_DHW_Yr | Service Water Heating | FRACTION | Sat | 2014-01-05 | 2014-04-03 | Hourly | 0 | 0 | 0 | 0 | 0 | 0 | 0 | 0.3 | 0.3 | 0.3 | 0.3 | 0.3 | 0.3 | 0.3 | 0.3 | 0.3 | 0 | 0 | 0 | 0 | 0 | 0 | 0 | 0 | From eQ_Lib.dat in MASControl 2017
D_ERC_All_DHW_DHW_Yr | Service Water Heating | FRACTION | Sun | 2014-01-05 | 2014-04-03 | Constant | 0 | [23 empty] | From eQ_Lib.dat in MASControl 2017
D_ERC_All_DHW_DHW_Yr | Service Water Heating | FRACTION | Default¦SmrDsn¦WntrDsn | 2014-04-04 | 2014-04-12 | Constant | 0 | [23 empty] | From eQ_Lib.dat in MASControl 2017
D_ERC_All_DHW_DHW_Yr | Service Water Heating | FRACTION | Default¦Wkdy | 2014-04-13 | 2014-06-12 | Hourly | 0 | 0 | 0 | 0 | 0 | 0 | 0 | 0.6 | 0.6 | 1 | 1 | 1 | 1 | 1 | 0.5 | 0.5 | 0.5 | 0.5 | 0.1 | 0 | 0 | 0 | 0 | 0 | From eQ_Lib.dat in MASControl 2017
D_ERC_All_DHW_DHW_Yr | Service Water Heating | FRACTION | Sat | 2014-04-13 | 2014-06-12 | Hourly | 0 | 0 | 0 | 0 | 0 | 0 | 0 | 0.3 | 0.3 | 0.3 | 0.3 | 0.3 | 0.3 | 0.3 | 0.3 | 0.3 | 0 | 0 | 0 | 0 | 0 | 0 | 0 | 0 | From eQ_Lib.dat in MASControl 2017
D_ERC_All_DHW_DHW_Yr | Service Water Heating | FRACTION | Sun | 2014-04-13 | 2014-06-12 | Constant | 0 | [23 empty] | From eQ_Lib.dat in MASControl 2017
D_ERC_All_DHW_DHW_Yr | Service Water Heating | FRACTION | Default¦SmrDsn¦WntrDsn | 2014-06-13 | 2014-08-16 | Constant | 0 | [23 empty] | From eQ_Lib.dat in MASControl 2017
D_ERC_All_DHW_DHW_Yr | Service Water Heating | FRACTION | Default¦Wkdy | 2014-08-17 | 2014-12-11 | Hourly | 0 | 0 | 0 | 0 | 0 | 0 | 0 | 0.6 | 0.6 | 1 | 1 | 1 | 1 | 1 | 0.5 | 0.5 | 0.5 | 0.5 | 0.1 | 0 | 0 | 0 | 0 | 0 | From eQ_Lib.dat in MASControl 2017
D_ERC_All_DHW_DHW_Yr | Service Water Heating | FRACTION | Sat | 2014-08-17 | 2014-12-11 | Hourly | 0 | 0 | 0 | 0 | 0 | 0 | 0 | 0.3 | 0.3 | 0.3 | 0.3 | 0.3 | 0.3 | 0.3 | 0.3 | 0.3 | 0 | 0 | 0 | 0 | 0 | 0 | 0 | 0 | From eQ_Lib.dat in MASControl 2017
D_ERC_All_DHW_DHW_Yr | Service Water Heating | FRACTION | Sun | 2014-08-17 | 2014-12-11 | Constant | 0 | [23 empty] | From eQ_Lib.dat in MASControl 2017
D_ERC_All_DHW_DHW_Yr | Service Water Heating | FRACTION | Default¦SmrDsn¦WntrDsn | 2014-12-12 | 2014-12-31 | Constant | 0 | [23 empty] | From eQ_Lib.dat in MASControl 2017
D_ERC_All_DHW_DHW_Yr | Service Water Heating | FRACTION | WntrDsn | 2014-01-01 | 2014-12-31 | Hourly | 0 | 0 | 0 | 0 | 0 | 0 | 0 | 0.6 | 0.6 | 1 | 1 | 1 | 1 | 1 | 0.5 | 0.5 | 0.5 | 0.5 | 0.1 | 0 | 0 | 0 | 0 | 0 | From eQ_Lib.dat in MASControl 2017
D_ERC_All_DHW_DHW_Yr | Service Water Heating | FRACTION | SmrDsn | 2014-01-01 | 2014-12-31 | Hourly | 0 | 0 | 0 | 0 | 0 | 0 | 0 | 0.6 | 0.6 | 1 | 1 | 1 | 1 | 1 | 0.5 | 0.5 | 0.5 | 0.5 | 0.1 | 0 | 0 | 0 | 0 | 0 | From eQ_Lib.dat in MASControl 2017
D_ERC_All_DHW_DHW_Yr | Service Water Heating | FRACTION | Hol | 2014-01-01 | 2014-12-31 | Constant | 0 | [23 empty] | From eQ_Lib.dat in MASControl 2017
D_ERC_All_Fan_Yr | Fan | ON/OFF/FLAG | Default¦Wkdy | 2014-01-01 | 2014-01-04 | Constant | 0 | [23 empty] | From eQ_Lib.dat in MASControl 2017
D_ERC_All_Fan_Yr | Fan | ON/OFF/FLAG | Sat | 2014-01-01 | 2014-01-04 | Hourly | 0 | 0 | 0 | 0 | 0 | 0 | 0 | 1 | 1 | 1 | 1 | 1 | 1 | 1 | 1 | 0 | 0 | 0 | 0 | 0 | 0 | 0 | 0 | 0 | From eQ_Lib.dat in MASControl 2017
D_ERC_All_Fan_Yr | Fan | ON/OFF/FLAG | Sun | 2014-01-01 | 2014-01-04 | Constant | 0 | [23 empty] | From eQ_Lib.dat in MASControl 2017
D_ERC_All_Fan_Yr | Fan | ON/OFF/FLAG | Default¦Wkdy | 2014-01-05 | 2014-04-03 | Hourly | 0 | 0 | 0 | 0 | 0 | 0 | 0 | 1 | 1 | 1 | 1 | 1 | 1 | 1 | 1 | 1 | 0 | 0 | 0 | 0 | 0 | 0 | 0 | 0 | From eQ_Lib.dat in MASControl 2017
D_ERC_All_Fan_Yr | Fan | ON/OFF/FLAG | Sat | 2014-01-05 | 2014-04-03 | Hourly | 0 | 0 | 0 | 0 | 0 | 0 | 0 | 0 | 1 | 1 | 1 | 1 | 1 | 1 | 1 | 0 | 0 | 0 | 0 | 0 | 0 | 0 | 0 | 0 | From eQ_Lib.dat in MASControl 2017
D_ERC_All_Fan_Yr | Fan | ON/OFF/FLAG | Sun | 2014-01-05 | 2014-04-03 | Constant | 0 | [23 empty] | From eQ_Lib.dat in MASControl 2017
D_ERC_All_Fan_Yr | Fan | ON/OFF/FLAG | Default¦Wkdy | 2014-04-04 | 2014-04-12 | Constant | 0 | [23 empty] | From eQ_Lib.dat in MASControl 2017
D_ERC_All_Fan_Yr | Fan | ON/OFF/FLAG | Sat | 2014-04-04 | 2014-04-12 | Hourly | 0 | 0 | 0 | 0 | 0 | 0 | 0 | 1 | 1 | 1 | 1 | 1 | 1 | 1 | 1 | 0 | 0 | 0 | 0 | 0 | 0 | 0 | 0 | 0 | From eQ_Lib.dat in MASControl 2017
D_ERC_All_Fan_Yr | Fan | ON/OFF/FLAG | Sun | 2014-04-04 | 2014-04-12 | Constant | 0 | [23 empty] | From eQ_Lib.dat in MASControl 2017
D_ERC_All_Fan_Yr | Fan | ON/OFF/FLAG | Default¦Wkdy | 2014-04-13 | 2014-06-12 | Hourly | 0 | 0 | 0 | 0 | 0 | 0 | 0 | 1 | 1 | 1 | 1 | 1 | 1 | 1 | 1 | 1 | 0 | 0 | 0 | 0 | 0 | 0 | 0 | 0 | From eQ_Lib.dat in MASControl 2017
D_ERC_All_Fan_Yr | Fan | ON/OFF/FLAG | Sat | 2014-04-13 | 2014-06-12 | Hourly | 0 | 0 | 0 | 0 | 0 | 0 | 0 | 0 | 1 | 1 | 1 | 1 | 1 | 1 | 1 | 0 | 0 | 0 | 0 | 0 | 0 | 0 | 0 | 0 | From eQ_Lib.dat in MASControl 2017
D_ERC_All_Fan_Yr | Fan | ON/OFF/FLAG | Sun | 2014-04-13 | 2014-06-12 | Constant | 0 | [23 empty] | From eQ_Lib.dat in MASControl 2017
D_ERC_All_Fan_Yr | Fan | ON/OFF/FLAG | Default¦Wkdy | 2014-06-13 | 2014-08-16 | Constant | 0 | [23 empty] | From eQ_Lib.dat in MASControl 2017
D_ERC_All_Fan_Yr | Fan | ON/OFF/FLAG | Sat | 2014-06-13 | 2014-08-16 | Hourly | 0 | 0 | 0 | 0 | 0 | 0 | 0 | 1 | 1 | 1 | 1 | 1 | 1 | 1 | 1 | 0 | 0 | 0 | 0 | 0 | 0 | 0 | 0 | 0 | From eQ_Lib.dat in MASControl 2017
D_ERC_All_Fan_Yr | Fan | ON/OFF/FLAG | Sun | 2014-06-13 | 2014-08-16 | Constant | 0 | [23 empty] | From eQ_Lib.dat in MASControl 2017
D_ERC_All_Fan_Yr | Fan | ON/OFF/FLAG | Default¦Wkdy | 2014-08-17 | 2014-12-11 | Hourly | 0 | 0 | 0 | 0 | 0 | 0 | 0 | 1 | 1 | 1 | 1 | 1 | 1 | 1 | 1 | 1 | 0 | 0 | 0 | 0 | 0 | 0 | 0 | 0 | From eQ_Lib.dat in MASControl 2017
D_ERC_All_Fan_Yr | Fan | ON/OFF/FLAG | Sat | 2014-08-17 | 2014-12-11 | Hourly | 0 | 0 | 0 | 0 | 0 | 0 | 0 | 0 | 1 | 1 | 1 | 1 | 1 | 1 | 1 | 0 | 0 | 0 | 0 | 0 | 0 | 0 | 0 | 0 | From eQ_Lib.dat in MASControl 2017
D_ERC_All_Fan_Yr | Fan | ON/OFF/FLAG | Sun | 2014-08-17 | 2014-12-11 | Constant | 0 | [23 empty] | From eQ_Lib.dat in MASControl 2017
D_ERC_All_Fan_Yr | Fan | ON/OFF/FLAG | Default¦Wkdy | 2014-12-12 | 2014-12-31 | Constant | 0 | [23 empty] | From eQ_Lib.dat in MASControl 2017
D_ERC_All_Fan_Yr | Fan | ON/OFF/FLAG | Sat | 2014-12-12 | 2014-12-31 | Hourly | 0 | 0 | 0 | 0 | 0 | 0 | 0 | 1 | 1 | 1 | 1 | 1 | 1 | 1 | 1 | 0 | 0 | 0 | 0 | 0 | 0 | 0 | 0 | 0 | From eQ_Lib.dat in MASControl 2017
D_ERC_All_Fan_Yr | Fan | ON/OFF/FLAG | Sun | 2014-12-12 | 2014-12-31 | Constant | 0 | [23 empty] | From eQ_Lib.dat in MASControl 2017
D_ERC_All_Fan_Yr | Fan | ON/OFF/FLAG | WntrDsn | 2014-01-01 | 2014-12-31 | Constant | 0 | [23 empty] | From eQ_Lib.dat in MASControl 2017
D_ERC_All_Fan_Yr | Fan | ON/OFF/FLAG | SmrDsn | 2014-01-01 | 2014-12-31 | Hourly | 0 | 0 | 0 | 0 | 0 | 0 | 0 | 1 | 1 | 1 | 1 | 1 | 1 | 1 | 1 | 1 | 0 | 0 | 0 | 0 | 0 | 0 | 0 | 0 | From eQ_Lib.dat in MASControl 2017
D_ERC_All_Fan_Yr | Fan | ON/OFF/FLAG | Hol | 2014-01-01 | 2014-12-31 | Constant | 0 | [23 empty] | From eQ_Lib.dat in MASControl 2017
D_ERC_All_HTemp_Yr | Thermostat Setpoint | C | Default¦Wkdy | 2014-01-01 | 2014-01-04 | Constant | 21.1 | [23 empty] | From eQ_Lib.dat in MASControl 2017; Removed setback
D_ERC_All_HTemp_Yr | Thermostat Setpoint | C | Sat | 2014-01-01 | 2014-01-04 | Hourly | 21.1 | 21.1 | 21.1 | 21.1 | 21.1 | 21.1 | 21.1 | 21.1 | 21.1 | 21.1 | 21.1 | 21.1 | 21.1 | 21.1 | 21.1 | 21.1 | 21.1 | 21.1 | 21.1 | 21.1 | 21.1 | 21.1 | 21.1 | 21.1 | From eQ_Lib.dat in MASControl 2017; Removed setback
D_ERC_All_HTemp_Yr | Thermostat Setpoint | C | Sun | 2014-01-01 | 2014-01-04 | Constant | 21.1 | [23 empty] | From eQ_Lib.dat in MASControl 2017; Removed setback
D_ERC_All_HTemp_Yr | Thermostat Setpoint | C | Default¦Wkdy | 2014-01-05 | 2014-04-03 | Hourly | 21.1 | 21.1 | 21.1 | 21.1 | 21.1 | 21.1 | 21.1 | 21.1 | 21.1 | 21.1 | 21.1 | 21.1 | 21.1 | 21.1 | 21.1 | 21.1 | 21.1 | 21.1 | 21.1 | 21.1 | 21.1 | 21.1 | 21.1 | 21.1 | From eQ_Lib.dat in MASControl 2017; Removed setback
D_ERC_All_HTemp_Yr | Thermostat Setpoint | C | Sat | 2014-01-05 | 2014-04-03 | Hourly | 21.1 | 21.1 | 21.1 | 21.1 | 21.1 | 21.1 | 21.1 | 21.1 | 21.1 | 21.1 | 21.1 | 21.1 | 21.1 | 21.1 | 21.1 | 21.1 | 21.1 | 21.1 | 21.1 | 21.1 | 21.1 | 21.1 | 21.1 | 21.1 | From eQ_Lib.dat in MASControl 2017; Removed setback
D_ERC_All_HTemp_Yr | Thermostat Setpoint | C | Sun | 2014-01-05 | 2014-04-03 | Constant | 21.1 | [23 empty] | From eQ_Lib.dat in MASControl 2017; Removed setback
D_ERC_All_HTemp_Yr | Thermostat Setpoint | C | Default¦Wkdy | 2014-04-04 | 2014-04-12 | Constant | 21.1 | [23 empty] | From eQ_Lib.dat in MASControl 2017; Removed setback
D_ERC_All_HTemp_Yr | Thermostat Setpoint | C | Sat | 2014-04-04 | 2014-04-12 | Hourly | 21.1 | 21.1 | 21.1 | 21.1 | 21.1 | 21.1 | 21.1 | 21.1 | 21.1 | 21.1 | 21.1 | 21.1 | 21.1 | 21.1 | 21.1 | 21.1 | 21.1 | 21.1 | 21.1 | 21.1 | 21.1 | 21.1 | 21.1 | 21.1 | From eQ_Lib.dat in MASControl 2017; Removed setback
D_ERC_All_HTemp_Yr | Thermostat Setpoint | C | Sun | 2014-04-04 | 2014-04-12 | Constant | 21.1 | [23 empty] | From eQ_Lib.dat in MASControl 2017; Removed setback
D_ERC_All_HTemp_Yr | Thermostat Setpoint | C | Default¦Wkdy | 2014-04-13 | 2014-06-12 | Hourly | 21.1 | 21.1 | 21.1 | 21.1 | 21.1 | 21.1 | 21.1 | 21.1 | 21.1 | 21.1 | 21.1 | 21.1 | 21.1 | 21.1 | 21.1 | 21.1 | 21.1 | 21.1 | 21.1 | 21.1 | 21.1 | 21.1 | 21.1 | 21.1 | From eQ_Lib.dat in MASControl 2017; Removed setback
D_ERC_All_HTemp_Yr | Thermostat Setpoint | C | Sat | 2014-04-13 | 2014-06-12 | Hourly | 21.1 | 21.1 | 21.1 | 21.1 | 21.1 | 21.1 | 21.1 | 21.1 | 21.1 | 21.1 | 21.1 | 21.1 | 21.1 | 21.1 | 21.1 | 21.1 | 21.1 | 21.1 | 21.1 | 21.1 | 21.1 | 21.1 | 21.1 | 21.1 | From eQ_Lib.dat in MASControl 2017; Removed setback
D_ERC_All_HTemp_Yr | Thermostat Setpoint | C | Sun | 2014-04-13 | 2014-06-12 | Constant | 21.1 | [23 empty] | From eQ_Lib.dat in MASControl 2017; Removed setback
D_ERC_All_HTemp_Yr | Thermostat Setpoint | C | Default¦Wkdy | 2014-06-13 | 2014-08-16 | Constant | 21.1 | [23 empty] | From eQ_Lib.dat in MASControl 2017; Removed setback
D_ERC_All_HTemp_Yr | Thermostat Setpoint | C | Sat | 2014-06-13 | 2014-08-16 | Hourly | 21.1 | 21.1 | 21.1 | 21.1 | 21.1 | 21.1 | 21.1 | 21.1 | 21.1 | 21.1 | 21.1 | 21.1 | 21.1 | 21.1 | 21.1 | 21.1 | 21.1 | 21.1 | 21.1 | 21.1 | 21.1 | 21.1 | 21.1 | 21.1 | From eQ_Lib.dat in MASControl 2017; Removed setback
D_ERC_All_HTemp_Yr | Thermostat Setpoint | C | Sun | 2014-06-13 | 2014-08-16 | Constant | 21.1 | [23 empty] | From eQ_Lib.dat in MASControl 2017; Removed setback
D_ERC_All_HTemp_Yr | Thermostat Setpoint | C | Default¦Wkdy | 2014-08-17 | 2014-12-11 | Hourly | 21.1 | 21.1 | 21.1 | 21.1 | 21.1 | 21.1 | 21.1 | 21.1 | 21.1 | 21.1 | 21.1 | 21.1 | 21.1 | 21.1 | 21.1 | 21.1 | 21.1 | 21.1 | 21.1 | 21.1 | 21.1 | 21.1 | 21.1 | 21.1 | From eQ_Lib.dat in MASControl 2017; Removed setback
D_ERC_All_HTemp_Yr | Thermostat Setpoint | C | Sat | 2014-08-17 | 2014-12-11 | Hourly | 21.1 | 21.1 | 21.1 | 21.1 | 21.1 | 21.1 | 21.1 | 21.1 | 21.1 | 21.1 | 21.1 | 21.1 | 21.1 | 21.1 | 21.1 | 21.1 | 21.1 | 21.1 | 21.1 | 21.1 | 21.1 | 21.1 | 21.1 | 21.1 | From eQ_Lib.dat in MASControl 2017; Removed setback
D_ERC_All_HTemp_Yr | Thermostat Setpoint | C | Sun | 2014-08-17 | 2014-12-11 | Constant | 21.1 | [23 empty] | From eQ_Lib.dat in MASControl 2017; Removed setback
D_ERC_All_HTemp_Yr | Thermostat Setpoint | C | Default¦Wkdy | 2014-12-12 | 2014-12-31 | Constant | 21.1 | [23 empty] | From eQ_Lib.dat in MASControl 2017; Removed setback
D_ERC_All_HTemp_Yr | Thermostat Setpoint | C | Sat | 2014-12-12 | 2014-12-31 | Hourly | 21.1 | 21.1 | 21.1 | 21.1 | 21.1 | 21.1 | 21.1 | 21.1 | 21.1 | 21.1 | 21.1 | 21.1 | 21.1 | 21.1 | 21.1 | 21.1 | 21.1 | 21.1 | 21.1 | 21.1 | 21.1 | 21.1 | 21.1 | 21.1 | From eQ_Lib.dat in MASControl 2017; Removed setback
D_ERC_All_HTemp_Yr | Thermostat Setpoint | C | Sun | 2014-12-12 | 2014-12-31 | Constant | 21.1 | [23 empty] | From eQ_Lib.dat in MASControl 2017; Removed setback
D_ERC_All_HTemp_Yr | Thermostat Setpoint | C | WntrDsn | 2014-01-01 | 2014-12-31 | Constant | 21.1 | [23 empty] | From eQ_Lib.dat in MASControl 2017; Removed setback
D_ERC_All_HTemp_Yr | Thermostat Setpoint | C | SmrDsn | 2014-01-01 | 2014-12-31 | Hourly | 21.1 | 21.1 | 21.1 | 21.1 | 21.1 | 21.1 | 21.1 | 21.1 | 21.1 | 21.1 | 21.1 | 21.1 | 21.1 | 21.1 | 21.1 | 21.1 | 21.1 | 21.1 | 21.1 | 21.1 | 21.1 | 21.1 | 21.1 | 21.1 | From eQ_Lib.dat in MASControl 2017; Removed setback
D_ERC_All_HTemp_Yr | Thermostat Setpoint | C | Hol | 2014-01-01 | 2014-12-31 | Constant | 21.1 | [23 empty] | From eQ_Lib.dat in MASControl 2017; Removed setback
D_ERC_All_MinOA_Yr | OutdoorAir | FRAC/DESIGN | Default¦Wkdy | 2014-01-01 | 2014-01-04 | Constant | 0 | [23 empty] | From eQ_Lib.dat in MASControl 2017
D_ERC_All_MinOA_Yr | OutdoorAir | FRAC/DESIGN | Sat | 2014-01-01 | 2014-01-04 | Hourly | 0 | 0 | 0 | 0 | 0 | 0 | 0 | -999 | -999 | -999 | -999 | -999 | -999 | -999 | -999 | 0 | 0 | 0 | 0 | 0 | 0 | 0 | 0 | 0 | From eQ_Lib.dat in MASControl 2017
D_ERC_All_MinOA_Yr | OutdoorAir | FRAC/DESIGN | Sun | 2014-01-01 | 2014-01-04 | Constant | 0 | [23 empty] | From eQ_Lib.dat in MASControl 2017
D_ERC_All_MinOA_Yr | OutdoorAir | FRAC/DESIGN | Default¦Wkdy | 2014-01-05 | 2014-04-03 | Hourly | 0 | 0 | 0 | 0 | 0 | 0 | 0 | -999 | -999 | -999 | -999 | -999 | -999 | -999 | -999 | -999 | 0 | 0 | 0 | 0 | 0 | 0 | 0 | 0 | From eQ_Lib.dat in MASControl 2017
D_ERC_All_MinOA_Yr | OutdoorAir | FRAC/DESIGN | Sat | 2014-01-05 | 2014-04-03 | Hourly | 0 | 0 | 0 | 0 | 0 | 0 | 0 | 0 | -999 | -999 | -999 | -999 | -999 | -999 | -999 | 0 | 0 | 0 | 0 | 0 | 0 | 0 | 0 | 0 | From eQ_Lib.dat in MASControl 2017
D_ERC_All_MinOA_Yr | OutdoorAir | FRAC/DESIGN | Sun | 2014-01-05 | 2014-04-03 | Constant | 0 | [23 empty] | From eQ_Lib.dat in MASControl 2017
D_ERC_All_MinOA_Yr | OutdoorAir | FRAC/DESIGN | Default¦Wkdy | 2014-04-04 | 2014-04-12 | Constant | 0 | [23 empty] | From eQ_Lib.dat in MASControl 2017
D_ERC_All_MinOA_Yr | OutdoorAir | FRAC/DESIGN | Sat | 2014-04-04 | 2014-04-12 | Hourly | 0 | 0 | 0 | 0 | 0 | 0 | 0 | -999 | -999 | -999 | -999 | -999 | -999 | -999 | -999 | 0 | 0 | 0 | 0 | 0 | 0 | 0 | 0 | 0 | From eQ_Lib.dat in MASControl 2017
D_ERC_All_MinOA_Yr | OutdoorAir | FRAC/DESIGN | Sun | 2014-04-04 | 2014-04-12 | Constant | 0 | [23 empty] | From eQ_Lib.dat in MASControl 2017
D_ERC_All_MinOA_Yr | OutdoorAir | FRAC/DESIGN | Default¦Wkdy | 2014-04-13 | 2014-06-12 | Hourly | 0 | 0 | 0 | 0 | 0 | 0 | 0 | -999 | -999 | -999 | -999 | -999 | -999 | -999 | -999 | -999 | 0 | 0 | 0 | 0 | 0 | 0 | 0 | 0 | From eQ_Lib.dat in MASControl 2017
D_ERC_All_MinOA_Yr | OutdoorAir | FRAC/DESIGN | Sat | 2014-04-13 | 2014-06-12 | Hourly | 0 | 0 | 0 | 0 | 0 | 0 | 0 | 0 | -999 | -999 | -999 | -999 | -999 | -999 | -999 | 0 | 0 | 0 | 0 | 0 | 0 | 0 | 0 | 0 | From eQ_Lib.dat in MASControl 2017
D_ERC_All_MinOA_Yr | OutdoorAir | FRAC/DESIGN | Sun | 2014-04-13 | 2014-06-12 | Constant | 0 | [23 empty] | From eQ_Lib.dat in MASControl 2017
D_ERC_All_MinOA_Yr | OutdoorAir | FRAC/DESIGN | Default¦Wkdy | 2014-06-13 | 2014-08-16 | Constant | 0 | [23 empty] | From eQ_Lib.dat in MASControl 2017
D_ERC_All_MinOA_Yr | OutdoorAir | FRAC/DESIGN | Sat | 2014-06-13 | 2014-08-16 | Hourly | 0 | 0 | 0 | 0 | 0 | 0 | 0 | -999 | -999 | -999 | -999 | -999 | -999 | -999 | -999 | 0 | 0 | 0 | 0 | 0 | 0 | 0 | 0 | 0 | From eQ_Lib.dat in MASControl 2017
D_ERC_All_MinOA_Yr | OutdoorAir | FRAC/DESIGN | Sun | 2014-06-13 | 2014-08-16 | Constant | 0 | [23 empty] | From eQ_Lib.dat in MASControl 2017
D_ERC_All_MinOA_Yr | OutdoorAir | FRAC/DESIGN | Default¦Wkdy | 2014-08-17 | 2014-12-11 | Hourly | 0 | 0 | 0 | 0 | 0 | 0 | 0 | -999 | -999 | -999 | -999 | -999 | -999 | -999 | -999 | -999 | 0 | 0 | 0 | 0 | 0 | 0 | 0 | 0 | From eQ_Lib.dat in MASControl 2017
D_ERC_All_MinOA_Yr | OutdoorAir | FRAC/DESIGN | Sat | 2014-08-17 | 2014-12-11 | Hourly | 0 | 0 | 0 | 0 | 0 | 0 | 0 | 0 | -999 | -999 | -999 | -999 | -999 | -999 | -999 | 0 | 0 | 0 | 0 | 0 | 0 | 0 | 0 | 0 | From eQ_Lib.dat in MASControl 2017
D_ERC_All_MinOA_Yr | OutdoorAir | FRAC/DESIGN | Sun | 2014-08-17 | 2014-12-11 | Constant | 0 | [23 empty] | From eQ_Lib.dat in MASControl 2017
D_ERC_All_MinOA_Yr | OutdoorAir | FRAC/DESIGN | Default¦Wkdy | 2014-12-12 | 2014-12-31 | Constant | 0 | [23 empty] | From eQ_Lib.dat in MASControl 2017
D_ERC_All_MinOA_Yr | OutdoorAir | FRAC/DESIGN | Sat | 2014-12-12 | 2014-12-31 | Hourly | 0 | 0 | 0 | 0 | 0 | 0 | 0 | -999 | -999 | -999 | -999 | -999 | -999 | -999 | -999 | 0 | 0 | 0 | 0 | 0 | 0 | 0 | 0 | 0 | From eQ_Lib.dat in MASControl 2017
D_ERC_All_MinOA_Yr | OutdoorAir | FRAC/DESIGN | Sun | 2014-12-12 | 2014-12-31 | Constant | 0 | [23 empty] | From eQ_Lib.dat in MASControl 2017
D_ERC_All_MinOA_Yr | OutdoorAir | FRAC/DESIGN | WntrDsn | 2014-01-01 | 2014-12-31 | Hourly | 0 | 0 | 0 | 0 | 0 | 0 | 0 | -999 | -999 | -999 | -999 | -999 | -999 | -999 | -999 | -999 | 0 | 0 | 0 | 0 | 0 | 0 | 0 | 0 | From eQ_Lib.dat in MASControl 2017
D_ERC_All_MinOA_Yr | OutdoorAir | FRAC/DESIGN | SmrDsn | 2014-01-01 | 2014-12-31 | Constant | 0 | [23 empty] | From eQ_Lib.dat in MASControl 2017
D_ERC_All_MinOA_Yr | OutdoorAir | FRAC/DESIGN | Hol | 2014-01-01 | 2014-12-31 | Constant | 0 | [23 empty] | From eQ_Lib.dat in MASControl 2017
D_ERC_All_P_Inf_Yr | Infiltration | MULTIPLIER | Default¦Wkdy | 2014-01-01 | 2014-01-04 | Constant | 1 | [23 empty] | From eQ_Lib.dat in MASControl 2017
D_ERC_All_P_Inf_Yr | Infiltration | MULTIPLIER | Sat | 2014-01-01 | 2014-01-04 | Hourly | 1 | 1 | 1 | 1 | 1 | 1 | 1 | 0.5 | 0.5 | 0.5 | 0.5 | 0.5 | 0.5 | 0.5 | 0.5 | 1 | 1 | 1 | 1 | 1 | 1 | 1 | 1 | 1 | From eQ_Lib.dat in MASControl 2017
D_ERC_All_P_Inf_Yr | Infiltration | MULTIPLIER | Sun | 2014-01-01 | 2014-01-04 | Constant | 1 | [23 empty] | From eQ_Lib.dat in MASControl 2017
D_ERC_All_P_Inf_Yr | Infiltration | MULTIPLIER | Default¦Wkdy | 2014-01-05 | 2014-04-03 | Hourly | 1 | 1 | 1 | 1 | 1 | 1 | 1 | 0.5 | 0.5 | 0.5 | 0.5 | 0.5 | 0.5 | 0.5 | 0.5 | 0.5 | 1 | 1 | 1 | 1 | 1 | 1 | 1 | 1 | From eQ_Lib.dat in MASControl 2017
D_ERC_All_P_Inf_Yr | Infiltration | MULTIPLIER | Sat | 2014-01-05 | 2014-04-03 | Hourly | 1 | 1 | 1 | 1 | 1 | 1 | 1 | 1 | 0.5 | 0.5 | 0.5 | 0.5 | 0.5 | 0.5 | 0.5 | 1 | 1 | 1 | 1 | 1 | 1 | 1 | 1 | 1 | From eQ_Lib.dat in MASControl 2017
D_ERC_All_P_Inf_Yr | Infiltration | MULTIPLIER | Sun | 2014-01-05 | 2014-04-03 | Constant | 1 | [23 empty] | From eQ_Lib.dat in MASControl 2017
D_ERC_All_P_Inf_Yr | Infiltration | MULTIPLIER | Default¦Wkdy | 2014-04-04 | 2014-04-12 | Constant | 1 | [23 empty] | From eQ_Lib.dat in MASControl 2017
D_ERC_All_P_Inf_Yr | Infiltration | MULTIPLIER | Sat | 2014-04-04 | 2014-04-12 | Hourly | 1 | 1 | 1 | 1 | 1 | 1 | 1 | 0.5 | 0.5 | 0.5 | 0.5 | 0.5 | 0.5 | 0.5 | 0.5 | 1 | 1 | 1 | 1 | 1 | 1 | 1 | 1 | 1 | From eQ_Lib.dat in MASControl 2017
D_ERC_All_P_Inf_Yr | Infiltration | MULTIPLIER | Sun | 2014-04-04 | 2014-04-12 | Constant | 1 | [23 empty] | From eQ_Lib.dat in MASControl 2017
D_ERC_All_P_Inf_Yr | Infiltration | MULTIPLIER | Default¦Wkdy | 2014-04-13 | 2014-06-12 | Hourly | 1 | 1 | 1 | 1 | 1 | 1 | 1 | 0.5 | 0.5 | 0.5 | 0.5 | 0.5 | 0.5 | 0.5 | 0.5 | 0.5 | 1 | 1 | 1 | 1 | 1 | 1 | 1 | 1 | From eQ_Lib.dat in MASControl 2017
D_ERC_All_P_Inf_Yr | Infiltration | MULTIPLIER | Sat | 2014-04-13 | 2014-06-12 | Hourly | 1 | 1 | 1 | 1 | 1 | 1 | 1 | 1 | 0.5 | 0.5 | 0.5 | 0.5 | 0.5 | 0.5 | 0.5 | 1 | 1 | 1 | 1 | 1 | 1 | 1 | 1 | 1 | From eQ_Lib.dat in MASControl 2017
D_ERC_All_P_Inf_Yr | Infiltration | MULTIPLIER | Sun | 2014-04-13 | 2014-06-12 | Constant | 1 | [23 empty] | From eQ_Lib.dat in MASControl 2017
D_ERC_All_P_Inf_Yr | Infiltration | MULTIPLIER | Default¦Wkdy | 2014-06-13 | 2014-08-16 | Constant | 1 | [23 empty] | From eQ_Lib.dat in MASControl 2017
D_ERC_All_P_Inf_Yr | Infiltration | MULTIPLIER | Sat | 2014-06-13 | 2014-08-16 | Hourly | 1 | 1 | 1 | 1 | 1 | 1 | 1 | 0.5 | 0.5 | 0.5 | 0.5 | 0.5 | 0.5 | 0.5 | 0.5 | 1 | 1 | 1 | 1 | 1 | 1 | 1 | 1 | 1 | From eQ_Lib.dat in MASControl 2017
D_ERC_All_P_Inf_Yr | Infiltration | MULTIPLIER | Sun | 2014-06-13 | 2014-08-16 | Constant | 1 | [23 empty] | From eQ_Lib.dat in MASControl 2017
D_ERC_All_P_Inf_Yr | Infiltration | MULTIPLIER | Default¦Wkdy | 2014-08-17 | 2014-12-11 | Hourly | 1 | 1 | 1 | 1 | 1 | 1 | 1 | 0.5 | 0.5 | 0.5 | 0.5 | 0.5 | 0.5 | 0.5 | 0.5 | 0.5 | 1 | 1 | 1 | 1 | 1 | 1 | 1 | 1 | From eQ_Lib.dat in MASControl 2017
D_ERC_All_P_Inf_Yr | Infiltration | MULTIPLIER | Sat | 2014-08-17 | 2014-12-11 | Hourly | 1 | 1 | 1 | 1 | 1 | 1 | 1 | 1 | 0.5 | 0.5 | 0.5 | 0.5 | 0.5 | 0.5 | 0.5 | 1 | 1 | 1 | 1 | 1 | 1 | 1 | 1 | 1 | From eQ_Lib.dat in MASControl 2017
D_ERC_All_P_Inf_Yr | Infiltration | MULTIPLIER | Sun | 2014-08-17 | 2014-12-11 | Constant | 1 | [23 empty] | From eQ_Lib.dat in MASControl 2017
D_ERC_All_P_Inf_Yr | Infiltration | MULTIPLIER | Default¦Wkdy | 2014-12-12 | 2014-12-31 | Constant | 1 | [23 empty] | From eQ_Lib.dat in MASControl 2017
D_ERC_All_P_Inf_Yr | Infiltration | MULTIPLIER | Sat | 2014-12-12 | 2014-12-31 | Hourly | 1 | 1 | 1 | 1 | 1 | 1 | 1 | 0.5 | 0.5 | 0.5 | 0.5 | 0.5 | 0.5 | 0.5 | 0.5 | 1 | 1 | 1 | 1 | 1 | 1 | 1 | 1 | 1 | From eQ_Lib.dat in MASControl 2017
D_ERC_All_P_Inf_Yr | Infiltration | MULTIPLIER | Sun | 2014-12-12 | 2014-12-31 | Constant | 1 | [23 empty] | From eQ_Lib.dat in MASControl 2017
D_ERC_All_P_Inf_Yr | Infiltration | MULTIPLIER | WntrDsn | 2014-01-01 | 2014-12-31 | Constant | 1 | [23 empty] | From eQ_Lib.dat in MASControl 2017
D_ERC_All_P_Inf_Yr | Infiltration | MULTIPLIER | SmrDsn | 2014-01-01 | 2014-12-31 | Hourly | 1 | 1 | 1 | 1 | 1 | 1 | 1 | 0.5 | 0.5 | 0.5 | 0.5 | 0.5 | 0.5 | 0.5 | 0.5 | 0.5 | 1 | 1 | 1 | 1 | 1 | 1 | 1 | 1 | From eQ_Lib.dat in MASControl 2017
D_ERC_All_P_Inf_Yr | Infiltration | MULTIPLIER | Hol | 2014-01-01 | 2014-12-31 | Constant | 1 | [23 empty] | From eQ_Lib.dat in MASControl 2017
D_ERC_Clrm_LitCFL_Yr | Lighting | FRACTION | Default¦Wkdy | 2014-01-01 | 2014-01-04 | Constant | 0.02 | [23 empty] | From eQ_Lib.dat in MASControl 2017
D_ERC_Clrm_LitCFL_Yr | Lighting | FRACTION | Sat | 2014-01-01 | 2014-01-04 | Hourly | 0.05 | 0.05 | 0.05 | 0.05 | 0.05 | 0.05 | 0.05 | 0.225 | 0.225 | 0.225 | 0.225 | 0.225 | 0.225 | 0.225 | 0.225 | 0.225 | 0.05 | 0.05 | 0.05 | 0.05 | 0.05 | 0.05 | 0.05 | 0.05 | From eQ_Lib.dat in MASControl 2017
D_ERC_Clrm_LitCFL_Yr | Lighting | FRACTION | Sun | 2014-01-01 | 2014-01-04 | Constant | 0.02 | [23 empty] | From eQ_Lib.dat in MASControl 2017
D_ERC_Clrm_LitCFL_Yr | Lighting | FRACTION | Default¦Wkdy | 2014-01-05 | 2014-04-03 | Hourly | 0.065 | 0.065 | 0.065 | 0.065 | 0.065 | 0.6063 | 0.6063 | 0.6063 | 0.6063 | 1 | 1 | 1 | 1 | 1 | 1 | 0.5571 | 0.5571 | 0.5571 | 0.5571 | 0.3603 | 0.1142 | 0.1142 | 0.1142 | 0.1142 | From eQ_Lib.dat in MASControl 2017
D_ERC_Clrm_LitCFL_Yr | Lighting | FRACTION | Sat | 2014-01-05 | 2014-04-03 | Hourly | 0.065 | 0.065 | 0.065 | 0.065 | 0.065 | 0.065 | 0.065 | 0.4 | 0.4 | 0.4 | 0.4 | 0.4 | 0.4 | 0.4 | 0.4 | 0.4 | 0.065 | 0.065 | 0.065 | 0.065 | 0.065 | 0.065 | 0.065 | 0.065 | From eQ_Lib.dat in MASControl 2017
D_ERC_Clrm_LitCFL_Yr | Lighting | FRACTION | Sun | 2014-01-05 | 2014-04-03 | Constant | 0.05 | [23 empty] | From eQ_Lib.dat in MASControl 2017
D_ERC_Clrm_LitCFL_Yr | Lighting | FRACTION | Default¦Wkdy | 2014-04-04 | 2014-04-12 | Constant | 0.02 | [23 empty] | From eQ_Lib.dat in MASControl 2017
D_ERC_Clrm_LitCFL_Yr | Lighting | FRACTION | Sat | 2014-04-04 | 2014-04-12 | Hourly | 0.05 | 0.05 | 0.05 | 0.05 | 0.05 | 0.05 | 0.05 | 0.225 | 0.225 | 0.225 | 0.225 | 0.225 | 0.225 | 0.225 | 0.225 | 0.225 | 0.05 | 0.05 | 0.05 | 0.05 | 0.05 | 0.05 | 0.05 | 0.05 | From eQ_Lib.dat in MASControl 2017
D_ERC_Clrm_LitCFL_Yr | Lighting | FRACTION | Sun | 2014-04-04 | 2014-04-12 | Constant | 0.02 | [23 empty] | From eQ_Lib.dat in MASControl 2017
D_ERC_Clrm_LitCFL_Yr | Lighting | FRACTION | Default¦Wkdy | 2014-04-13 | 2014-06-12 | Hourly | 0.065 | 0.065 | 0.065 | 0.065 | 0.065 | 0.6063 | 0.6063 | 0.6063 | 0.6063 | 1 | 1 | 1 | 1 | 1 | 1 | 0.5571 | 0.5571 | 0.5571 | 0.5571 | 0.3603 | 0.1142 | 0.1142 | 0.1142 | 0.1142 | From eQ_Lib.dat in MASControl 2017
D_ERC_Clrm_LitCFL_Yr | Lighting | FRACTION | Sat | 2014-04-13 | 2014-06-12 | Hourly | 0.065 | 0.065 | 0.065 | 0.065 | 0.065 | 0.065 | 0.065 | 0.4 | 0.4 | 0.4 | 0.4 | 0.4 | 0.4 | 0.4 | 0.4 | 0.4 | 0.065 | 0.065 | 0.065 | 0.065 | 0.065 | 0.065 | 0.065 | 0.065 | From eQ_Lib.dat in MASControl 2017
D_ERC_Clrm_LitCFL_Yr | Lighting | FRACTION | Sun | 2014-04-13 | 2014-06-12 | Constant | 0.05 | [23 empty] | From eQ_Lib.dat in MASControl 2017
D_ERC_Clrm_LitCFL_Yr | Lighting | FRACTION | Default¦Wkdy | 2014-06-13 | 2014-08-16 | Constant | 0.02 | [23 empty] | From eQ_Lib.dat in MASControl 2017
D_ERC_Clrm_LitCFL_Yr | Lighting | FRACTION | Sat | 2014-06-13 | 2014-08-16 | Hourly | 0.05 | 0.05 | 0.05 | 0.05 | 0.05 | 0.05 | 0.05 | 0.225 | 0.225 | 0.225 | 0.225 | 0.225 | 0.225 | 0.225 | 0.225 | 0.225 | 0.05 | 0.05 | 0.05 | 0.05 | 0.05 | 0.05 | 0.05 | 0.05 | From eQ_Lib.dat in MASControl 2017
D_ERC_Clrm_LitCFL_Yr | Lighting | FRACTION | Sun | 2014-06-13 | 2014-08-16 | Constant | 0.02 | [23 empty] | From eQ_Lib.dat in MASControl 2017
D_ERC_Clrm_LitCFL_Yr | Lighting | FRACTION | Default¦Wkdy | 2014-08-17 | 2014-12-11 | Hourly | 0.065 | 0.065 | 0.065 | 0.065 | 0.065 | 0.6063 | 0.6063 | 0.6063 | 0.6063 | 1 | 1 | 1 | 1 | 1 | 1 | 0.5571 | 0.5571 | 0.5571 | 0.5571 | 0.3603 | 0.1142 | 0.1142 | 0.1142 | 0.1142 | From eQ_Lib.dat in MASControl 2017
D_ERC_Clrm_LitCFL_Yr | Lighting | FRACTION | Sat | 2014-08-17 | 2014-12-11 | Hourly | 0.065 | 0.065 | 0.065 | 0.065 | 0.065 | 0.065 | 0.065 | 0.4 | 0.4 | 0.4 | 0.4 | 0.4 | 0.4 | 0.4 | 0.4 | 0.4 | 0.065 | 0.065 | 0.065 | 0.065 | 0.065 | 0.065 | 0.065 | 0.065 | From eQ_Lib.dat in MASControl 2017
D_ERC_Clrm_LitCFL_Yr | Lighting | FRACTION | Sun | 2014-08-17 | 2014-12-11 | Constant | 0.05 | [23 empty] | From eQ_Lib.dat in MASControl 2017
D_ERC_Clrm_LitCFL_Yr | Lighting | FRACTION | Default¦Wkdy | 2014-12-12 | 2014-12-31 | Constant | 0.02 | [23 empty] | From eQ_Lib.dat in MASControl 2017
D_ERC_Clrm_LitCFL_Yr | Lighting | FRACTION | Sat | 2014-12-12 | 2014-12-31 | Hourly | 0.05 | 0.05 | 0.05 | 0.05 | 0.05 | 0.05 | 0.05 | 0.225 | 0.225 | 0.225 | 0.225 | 0.225 | 0.225 | 0.225 | 0.225 | 0.225 | 0.05 | 0.05 | 0.05 | 0.05 | 0.05 | 0.05 | 0.05 | 0.05 | From eQ_Lib.dat in MASControl 2017
D_ERC_Clrm_LitCFL_Yr | Lighting | FRACTION | Sun | 2014-12-12 | 2014-12-31 | Constant | 0.02 | [23 empty] | From eQ_Lib.dat in MASControl 2017
D_ERC_Clrm_LitCFL_Yr | Lighting | FRACTION | WntrDsn | 2014-01-01 | 2014-12-31 | Constant | 0 | [23 empty] | From eQ_Lib.dat in MASControl 2017
D_ERC_Clrm_LitCFL_Yr | Lighting | FRACTION | SmrDsn | 2014-01-01 | 2014-12-31 | Constant | 1 | [23 empty] | From eQ_Lib.dat in MASControl 2017
D_ERC_Clrm_LitCFL_Yr | Lighting | FRACTION | Hol | 2014-01-01 | 2014-12-31 | Constant | 0.02 | [23 empty] | From eQ_Lib.dat in MASControl 2017
D_ERC_Clrm_LitEx_Yr | Lighting | FRACTION | SmrDsn | 2014-01-01 | 2014-12-31 | Constant | 1 | [23 empty] | From eQ_Lib.dat in MASControl 2017
D_ERC_Clrm_LitEx_Yr | Lighting | FRACTION | WntrDsn | 2014-01-01 | 2014-12-31 | Constant | 0 | [23 empty] | From eQ_Lib.dat in MASControl 2017
D_ERC_Clrm_LitEx_Yr | Lighting | FRACTION | Default¦Hol | 2014-01-01 | 2014-12-31 | Constant | 1 | [23 empty] | From eQ_Lib.dat in MASControl 2017
D_ERC_Clrm_LitLF_Yr | Lighting | FRACTION | Default¦Wkdy | 2014-01-01 | 2014-01-04 | Constant | 0.02 | [23 empty] | From eQ_Lib.dat in MASControl 2017
D_ERC_Clrm_LitLF_Yr | Lighting | FRACTION | Sat | 2014-01-01 | 2014-01-04 | Hourly | 0.05 | 0.05 | 0.05 | 0.05 | 0.05 | 0.05 | 0.05 | 0.225 | 0.225 | 0.225 | 0.225 | 0.225 | 0.225 | 0.225 | 0.225 | 0.225 | 0.05 | 0.05 | 0.05 | 0.05 | 0.05 | 0.05 | 0.05 | 0.05 | From eQ_Lib.dat in MASControl 2017
D_ERC_Clrm_LitLF_Yr | Lighting | FRACTION | Sun | 2014-01-01 | 2014-01-04 | Constant | 0.02 | [23 empty] | From eQ_Lib.dat in MASControl 2017
D_ERC_Clrm_LitLF_Yr | Lighting | FRACTION | Default¦Wkdy | 2014-01-05 | 2014-04-03 | Hourly | 0.05 | 0.05 | 0.05 | 0.05 | 0.05 | 0.6 | 0.6 | 0.6 | 0.6 | 1 | 1 | 1 | 1 | 1 | 1 | 0.55 | 0.55 | 0.55 | 0.55 | 0.35 | 0.1 | 0.1 | 0.1 | 0.1 | From eQ_Lib.dat in MASControl 2017
D_ERC_Clrm_LitLF_Yr | Lighting | FRACTION | Sat | 2014-01-05 | 2014-04-03 | Hourly | 0.05 | 0.05 | 0.05 | 0.05 | 0.05 | 0.05 | 0.05 | 0.4 | 0.4 | 0.4 | 0.4 | 0.4 | 0.4 | 0.4 | 0.4 | 0.4 | 0.05 | 0.05 | 0.05 | 0.05 | 0.05 | 0.05 | 0.05 | 0.05 | From eQ_Lib.dat in MASControl 2017
D_ERC_Clrm_LitLF_Yr | Lighting | FRACTION | Sun | 2014-01-05 | 2014-04-03 | Constant | 0.05 | [23 empty] | From eQ_Lib.dat in MASControl 2017
D_ERC_Clrm_LitLF_Yr | Lighting | FRACTION | Default¦Wkdy | 2014-04-04 | 2014-04-12 | Constant | 0.02 | [23 empty] | From eQ_Lib.dat in MASControl 2017
D_ERC_Clrm_LitLF_Yr | Lighting | FRACTION | Sat | 2014-04-04 | 2014-04-12 | Hourly | 0.05 | 0.05 | 0.05 | 0.05 | 0.05 | 0.05 | 0.05 | 0.225 | 0.225 | 0.225 | 0.225 | 0.225 | 0.225 | 0.225 | 0.225 | 0.225 | 0.05 | 0.05 | 0.05 | 0.05 | 0.05 | 0.05 | 0.05 | 0.05 | From eQ_Lib.dat in MASControl 2017
D_ERC_Clrm_LitLF_Yr | Lighting | FRACTION | Sun | 2014-04-04 | 2014-04-12 | Constant | 0.02 | [23 empty] | From eQ_Lib.dat in MASControl 2017
D_ERC_Clrm_LitLF_Yr | Lighting | FRACTION | Default¦Wkdy | 2014-04-13 | 2014-06-12 | Hourly | 0.05 | 0.05 | 0.05 | 0.05 | 0.05 | 0.6 | 0.6 | 0.6 | 0.6 | 1 | 1 | 1 | 1 | 1 | 1 | 0.55 | 0.55 | 0.55 | 0.55 | 0.35 | 0.1 | 0.1 | 0.1 | 0.1 | From eQ_Lib.dat in MASControl 2017
D_ERC_Clrm_LitLF_Yr | Lighting | FRACTION | Sat | 2014-04-13 | 2014-06-12 | Hourly | 0.05 | 0.05 | 0.05 | 0.05 | 0.05 | 0.05 | 0.05 | 0.4 | 0.4 | 0.4 | 0.4 | 0.4 | 0.4 | 0.4 | 0.4 | 0.4 | 0.05 | 0.05 | 0.05 | 0.05 | 0.05 | 0.05 | 0.05 | 0.05 | From eQ_Lib.dat in MASControl 2017
D_ERC_Clrm_LitLF_Yr | Lighting | FRACTION | Sun | 2014-04-13 | 2014-06-12 | Constant | 0.05 | [23 empty] | From eQ_Lib.dat in MASControl 2017
D_ERC_Clrm_LitLF_Yr | Lighting | FRACTION | Default¦Wkdy | 2014-06-13 | 2014-08-16 | Constant | 0.02 | [23 empty] | From eQ_Lib.dat in MASControl 2017
D_ERC_Clrm_LitLF_Yr | Lighting | FRACTION | Sat | 2014-06-13 | 2014-08-16 | Hourly | 0.05 | 0.05 | 0.05 | 0.05 | 0.05 | 0.05 | 0.05 | 0.225 | 0.225 | 0.225 | 0.225 | 0.225 | 0.225 | 0.225 | 0.225 | 0.225 | 0.05 | 0.05 | 0.05 | 0.05 | 0.05 | 0.05 | 0.05 | 0.05 | From eQ_Lib.dat in MASControl 2017
D_ERC_Clrm_LitLF_Yr | Lighting | FRACTION | Sun | 2014-06-13 | 2014-08-16 | Constant | 0.02 | [23 empty] | From eQ_Lib.dat in MASControl 2017
D_ERC_Clrm_LitLF_Yr | Lighting | FRACTION | Default¦Wkdy | 2014-08-17 | 2014-12-11 | Hourly | 0.05 | 0.05 | 0.05 | 0.05 | 0.05 | 0.6 | 0.6 | 0.6 | 0.6 | 1 | 1 | 1 | 1 | 1 | 1 | 0.55 | 0.55 | 0.55 | 0.55 | 0.35 | 0.1 | 0.1 | 0.1 | 0.1 | From eQ_Lib.dat in MASControl 2017
D_ERC_Clrm_LitLF_Yr | Lighting | FRACTION | Sat | 2014-08-17 | 2014-12-11 | Hourly | 0.05 | 0.05 | 0.05 | 0.05 | 0.05 | 0.05 | 0.05 | 0.4 | 0.4 | 0.4 | 0.4 | 0.4 | 0.4 | 0.4 | 0.4 | 0.4 | 0.05 | 0.05 | 0.05 | 0.05 | 0.05 | 0.05 | 0.05 | 0.05 | From eQ_Lib.dat in MASControl 2017
D_ERC_Clrm_LitLF_Yr | Lighting | FRACTION | Sun | 2014-08-17 | 2014-12-11 | Constant | 0.05 | [23 empty] | From eQ_Lib.dat in MASControl 2017
D_ERC_Clrm_LitLF_Yr | Lighting | FRACTION | Default¦Wkdy | 2014-12-12 | 2014-12-31 | Constant | 0.02 | [23 empty] | From eQ_Lib.dat in MASControl 2017
D_ERC_Clrm_LitLF_Yr | Lighting | FRACTION | Sat | 2014-12-12 | 2014-12-31 | Hourly | 0.05 | 0.05 | 0.05 | 0.05 | 0.05 | 0.05 | 0.05 | 0.225 | 0.225 | 0.225 | 0.225 | 0.225 | 0.225 | 0.225 | 0.225 | 0.225 | 0.05 | 0.05 | 0.05 | 0.05 | 0.05 | 0.05 | 0.05 | 0.05 | From eQ_Lib.dat in MASControl 2017
D_ERC_Clrm_LitLF_Yr | Lighting | FRACTION | Sun | 2014-12-12 | 2014-12-31 | Constant | 0.02 | [23 empty] | From eQ_Lib.dat in MASControl 2017
D_ERC_Clrm_LitLF_Yr | Lighting | FRACTION | WntrDsn | 2014-01-01 | 2014-12-31 | Constant | 0 | [23 empty] | From eQ_Lib.dat in MASControl 2017
D_ERC_Clrm_LitLF_Yr | Lighting | FRACTION | SmrDsn | 2014-01-01 | 2014-12-31 | Constant | 1 | [23 empty] | From eQ_Lib.dat in MASControl 2017
D_ERC_Clrm_LitLF_Yr | Lighting | FRACTION | Hol | 2014-01-01 | 2014-12-31 | Constant | 0.02 | [23 empty] | From eQ_Lib.dat in MASControl 2017
D_ERC_Clrm_LitSp_Yr | Lighting | FRACTION | Default¦Wkdy | 2014-01-01 | 2014-01-04 | Constant | 0.02 | [23 empty] | From eQ_Lib.dat in MASControl 2017
D_ERC_Clrm_LitSp_Yr | Lighting | FRACTION | Sat | 2014-01-01 | 2014-01-04 | Hourly | 0.05 | 0.05 | 0.05 | 0.05 | 0.05 | 0.05 | 0.05 | 0.225 | 0.225 | 0.225 | 0.225 | 0.225 | 0.225 | 0.225 | 0.225 | 0.225 | 0.05 | 0.05 | 0.05 | 0.05 | 0.05 | 0.05 | 0.05 | 0.05 | From eQ_Lib.dat in MASControl 2017
D_ERC_Clrm_LitSp_Yr | Lighting | FRACTION | Sun | 2014-01-01 | 2014-01-04 | Constant | 0.02 | [23 empty] | From eQ_Lib.dat in MASControl 2017
D_ERC_Clrm_LitSp_Yr | Lighting | FRACTION | Default¦Wkdy | 2014-01-05 | 2014-04-03 | Hourly | 0.05 | 0.05 | 0.05 | 0.05 | 0.05 | 0.6 | 0.6 | 0.6 | 0.6 | 1 | 1 | 1 | 1 | 1 | 1 | 0.55 | 0.55 | 0.55 | 0.55 | 0.35 | 0.1 | 0.1 | 0.1 | 0.1 | From eQ_Lib.dat in MASControl 2017
D_ERC_Clrm_LitSp_Yr | Lighting | FRACTION | Sat | 2014-01-05 | 2014-04-03 | Hourly | 0.05 | 0.05 | 0.05 | 0.05 | 0.05 | 0.05 | 0.05 | 0.3 | 0.3 | 0.3 | 0.3 | 0.3 | 0.3 | 0.3 | 0.3 | 0.3 | 0.05 | 0.05 | 0.05 | 0.05 | 0.05 | 0.05 | 0.05 | 0.05 | From eQ_Lib.dat in MASControl 2017
D_ERC_Clrm_LitSp_Yr | Lighting | FRACTION | Sun | 2014-01-05 | 2014-04-03 | Constant | 0.05 | [23 empty] | From eQ_Lib.dat in MASControl 2017
D_ERC_Clrm_LitSp_Yr | Lighting | FRACTION | Default¦Wkdy | 2014-04-04 | 2014-04-12 | Constant | 0.02 | [23 empty] | From eQ_Lib.dat in MASControl 2017
D_ERC_Clrm_LitSp_Yr | Lighting | FRACTION | Sat | 2014-04-04 | 2014-04-12 | Hourly | 0.05 | 0.05 | 0.05 | 0.05 | 0.05 | 0.05 | 0.05 | 0.225 | 0.225 | 0.225 | 0.225 | 0.225 | 0.225 | 0.225 | 0.225 | 0.225 | 0.05 | 0.05 | 0.05 | 0.05 | 0.05 | 0.05 | 0.05 | 0.05 | From eQ_Lib.dat in MASControl 2017
D_ERC_Clrm_LitSp_Yr | Lighting | FRACTION | Sun | 2014-04-04 | 2014-04-12 | Constant | 0.02 | [23 empty] | From eQ_Lib.dat in MASControl 2017
D_ERC_Clrm_LitSp_Yr | Lighting | FRACTION | Default¦Wkdy | 2014-04-13 | 2014-06-12 | Hourly | 0.05 | 0.05 | 0.05 | 0.05 | 0.05 | 0.6 | 0.6 | 0.6 | 0.6 | 1 | 1 | 1 | 1 | 1 | 1 | 0.55 | 0.55 | 0.55 | 0.55 | 0.35 | 0.1 | 0.1 | 0.1 | 0.1 | From eQ_Lib.dat in MASControl 2017
D_ERC_Clrm_LitSp_Yr | Lighting | FRACTION | Sat | 2014-04-13 | 2014-06-12 | Hourly | 0.05 | 0.05 | 0.05 | 0.05 | 0.05 | 0.05 | 0.05 | 0.3 | 0.3 | 0.3 | 0.3 | 0.3 | 0.3 | 0.3 | 0.3 | 0.3 | 0.05 | 0.05 | 0.05 | 0.05 | 0.05 | 0.05 | 0.05 | 0.05 | From eQ_Lib.dat in MASControl 2017
D_ERC_Clrm_LitSp_Yr | Lighting | FRACTION | Sun | 2014-04-13 | 2014-06-12 | Constant | 0.05 | [23 empty] | From eQ_Lib.dat in MASControl 2017
D_ERC_Clrm_LitSp_Yr | Lighting | FRACTION | Default¦Wkdy | 2014-06-13 | 2014-08-16 | Constant | 0.02 | [23 empty] | From eQ_Lib.dat in MASControl 2017
D_ERC_Clrm_LitSp_Yr | Lighting | FRACTION | Sat | 2014-06-13 | 2014-08-16 | Hourly | 0.05 | 0.05 | 0.05 | 0.05 | 0.05 | 0.05 | 0.05 | 0.225 | 0.225 | 0.225 | 0.225 | 0.225 | 0.225 | 0.225 | 0.225 | 0.225 | 0.05 | 0.05 | 0.05 | 0.05 | 0.05 | 0.05 | 0.05 | 0.05 | From eQ_Lib.dat in MASControl 2017
D_ERC_Clrm_LitSp_Yr | Lighting | FRACTION | Sun | 2014-06-13 | 2014-08-16 | Constant | 0.02 | [23 empty] | From eQ_Lib.dat in MASControl 2017
D_ERC_Clrm_LitSp_Yr | Lighting | FRACTION | Default¦Wkdy | 2014-08-17 | 2014-12-11 | Hourly | 0.05 | 0.05 | 0.05 | 0.05 | 0.05 | 0.6 | 0.6 | 0.6 | 0.6 | 1 | 1 | 1 | 1 | 1 | 1 | 0.55 | 0.55 | 0.55 | 0.55 | 0.35 | 0.1 | 0.1 | 0.1 | 0.1 | From eQ_Lib.dat in MASControl 2017
D_ERC_Clrm_LitSp_Yr | Lighting | FRACTION | Sat | 2014-08-17 | 2014-12-11 | Hourly | 0.05 | 0.05 | 0.05 | 0.05 | 0.05 | 0.05 | 0.05 | 0.3 | 0.3 | 0.3 | 0.3 | 0.3 | 0.3 | 0.3 | 0.3 | 0.3 | 0.05 | 0.05 | 0.05 | 0.05 | 0.05 | 0.05 | 0.05 | 0.05 | From eQ_Lib.dat in MASControl 2017
D_ERC_Clrm_LitSp_Yr | Lighting | FRACTION | Sun | 2014-08-17 | 2014-12-11 | Constant | 0.05 | [23 empty] | From eQ_Lib.dat in MASControl 2017
D_ERC_Clrm_LitSp_Yr | Lighting | FRACTION | Default¦Wkdy | 2014-12-12 | 2014-12-31 | Constant | 0.02 | [23 empty] | From eQ_Lib.dat in MASControl 2017
D_ERC_Clrm_LitSp_Yr | Lighting | FRACTION | Sat | 2014-12-12 | 2014-12-31 | Hourly | 0.05 | 0.05 | 0.05 | 0.05 | 0.05 | 0.05 | 0.05 | 0.225 | 0.225 | 0.225 | 0.225 | 0.225 | 0.225 | 0.225 | 0.225 | 0.225 | 0.05 | 0.05 | 0.05 | 0.05 | 0.05 | 0.05 | 0.05 | 0.05 | From eQ_Lib.dat in MASControl 2017
D_ERC_Clrm_LitSp_Yr | Lighting | FRACTION | Sun | 2014-12-12 | 2014-12-31 | Constant | 0.02 | [23 empty] | From eQ_Lib.dat in MASControl 2017
D_ERC_Clrm_LitSp_Yr | Lighting | FRACTION | WntrDsn | 2014-01-01 | 2014-12-31 | Constant | 0 | [23 empty] | From eQ_Lib.dat in MASControl 2017
D_ERC_Clrm_LitSp_Yr | Lighting | FRACTION | SmrDsn | 2014-01-01 | 2014-12-31 | Constant | 1 | [23 empty] | From eQ_Lib.dat in MASControl 2017
D_ERC_Clrm_LitSp_Yr | Lighting | FRACTION | Hol | 2014-01-01 | 2014-12-31 | Constant | 0.02 | [23 empty] | From eQ_Lib.dat in MASControl 2017
D_ERC_Clrm_Misc_Yr | Equipment | FRACTION | Default¦Wkdy | 2014-01-01 | 2014-01-04 | Constant | 0.01 | [23 empty] | From eQ_Lib.dat in MASControl 2017
D_ERC_Clrm_Misc_Yr | Equipment | FRACTION | Sat | 2014-01-01 | 2014-01-04 | Hourly | 0.05 | 0.05 | 0.05 | 0.05 | 0.05 | 0.05 | 0.05 | 0.3 | 0.3 | 0.3 | 0.3 | 0.3 | 0.3 | 0.3 | 0.3 | 0.3 | 0.05 | 0.05 | 0.05 | 0.05 | 0.05 | 0.05 | 0.05 | 0.05 | From eQ_Lib.dat in MASControl 2017
D_ERC_Clrm_Misc_Yr | Equipment | FRACTION | Sun | 2014-01-01 | 2014-01-04 | Constant | 0.01 | [23 empty] | From eQ_Lib.dat in MASControl 2017
D_ERC_Clrm_Misc_Yr | Equipment | FRACTION | Default¦Wkdy | 2014-01-05 | 2014-04-03 | Hourly | 0.05 | 0.05 | 0.05 | 0.05 | 0.05 | 0.05 | 0.05 | 0.05 | 0.05 | 0.8 | 1 | 1 | 1 | 1 | 1 | 0.55 | 0.55 | 0.35 | 0.35 | 0.35 | 0.1 | 0.1 | 0.1 | 0.1 | From eQ_Lib.dat in MASControl 2017
D_ERC_Clrm_Misc_Yr | Equipment | FRACTION | Sat | 2014-01-05 | 2014-04-03 | Hourly | 0.05 | 0.05 | 0.05 | 0.05 | 0.05 | 0.05 | 0.05 | 0.4 | 0.4 | 0.4 | 0.4 | 0.4 | 0.4 | 0.4 | 0.4 | 0.4 | 0.05 | 0.05 | 0.05 | 0.05 | 0.05 | 0.05 | 0.05 | 0.05 | From eQ_Lib.dat in MASControl 2017
D_ERC_Clrm_Misc_Yr | Equipment | FRACTION | Sun | 2014-01-05 | 2014-04-03 | Constant | 0.05 | [23 empty] | From eQ_Lib.dat in MASControl 2017
D_ERC_Clrm_Misc_Yr | Equipment | FRACTION | Default¦Wkdy | 2014-04-04 | 2014-04-12 | Constant | 0.01 | [23 empty] | From eQ_Lib.dat in MASControl 2017
D_ERC_Clrm_Misc_Yr | Equipment | FRACTION | Sat | 2014-04-04 | 2014-04-12 | Hourly | 0.05 | 0.05 | 0.05 | 0.05 | 0.05 | 0.05 | 0.05 | 0.3 | 0.3 | 0.3 | 0.3 | 0.3 | 0.3 | 0.3 | 0.3 | 0.3 | 0.05 | 0.05 | 0.05 | 0.05 | 0.05 | 0.05 | 0.05 | 0.05 | From eQ_Lib.dat in MASControl 2017
D_ERC_Clrm_Misc_Yr | Equipment | FRACTION | Sun | 2014-04-04 | 2014-04-12 | Constant | 0.01 | [23 empty] | From eQ_Lib.dat in MASControl 2017
D_ERC_Clrm_Misc_Yr | Equipment | FRACTION | Default¦Wkdy | 2014-04-13 | 2014-06-12 | Hourly | 0.05 | 0.05 | 0.05 | 0.05 | 0.05 | 0.05 | 0.05 | 0.05 | 0.05 | 0.8 | 1 | 1 | 1 | 1 | 1 | 0.55 | 0.55 | 0.35 | 0.35 | 0.35 | 0.1 | 0.1 | 0.1 | 0.1 | From eQ_Lib.dat in MASControl 2017
D_ERC_Clrm_Misc_Yr | Equipment | FRACTION | Sat | 2014-04-13 | 2014-06-12 | Hourly | 0.05 | 0.05 | 0.05 | 0.05 | 0.05 | 0.05 | 0.05 | 0.4 | 0.4 | 0.4 | 0.4 | 0.4 | 0.4 | 0.4 | 0.4 | 0.4 | 0.05 | 0.05 | 0.05 | 0.05 | 0.05 | 0.05 | 0.05 | 0.05 | From eQ_Lib.dat in MASControl 2017
D_ERC_Clrm_Misc_Yr | Equipment | FRACTION | Sun | 2014-04-13 | 2014-06-12 | Constant | 0.05 | [23 empty] | From eQ_Lib.dat in MASControl 2017
D_ERC_Clrm_Misc_Yr | Equipment | FRACTION | Default¦Wkdy | 2014-06-13 | 2014-08-16 | Constant | 0.01 | [23 empty] | From eQ_Lib.dat in MASControl 2017
D_ERC_Clrm_Misc_Yr | Equipment | FRACTION | Sat | 2014-06-13 | 2014-08-16 | Hourly | 0.05 | 0.05 | 0.05 | 0.05 | 0.05 | 0.05 | 0.05 | 0.3 | 0.3 | 0.3 | 0.3 | 0.3 | 0.3 | 0.3 | 0.3 | 0.3 | 0.05 | 0.05 | 0.05 | 0.05 | 0.05 | 0.05 | 0.05 | 0.05 | From eQ_Lib.dat in MASControl 2017
D_ERC_Clrm_Misc_Yr | Equipment | FRACTION | Sun | 2014-06-13 | 2014-08-16 | Constant | 0.01 | [23 empty] | From eQ_Lib.dat in MASControl 2017
D_ERC_Clrm_Misc_Yr | Equipment | FRACTION | Default¦Wkdy | 2014-08-17 | 2014-12-11 | Hourly | 0.05 | 0.05 | 0.05 | 0.05 | 0.05 | 0.05 | 0.05 | 0.05 | 0.05 | 0.8 | 1 | 1 | 1 | 1 | 1 | 0.55 | 0.55 | 0.35 | 0.35 | 0.35 | 0.1 | 0.1 | 0.1 | 0.1 | From eQ_Lib.dat in MASControl 2017
D_ERC_Clrm_Misc_Yr | Equipment | FRACTION | Sat | 2014-08-17 | 2014-12-11 | Hourly | 0.05 | 0.05 | 0.05 | 0.05 | 0.05 | 0.05 | 0.05 | 0.4 | 0.4 | 0.4 | 0.4 | 0.4 | 0.4 | 0.4 | 0.4 | 0.4 | 0.05 | 0.05 | 0.05 | 0.05 | 0.05 | 0.05 | 0.05 | 0.05 | From eQ_Lib.dat in MASControl 2017
D_ERC_Clrm_Misc_Yr | Equipment | FRACTION | Sun | 2014-08-17 | 2014-12-11 | Constant | 0.05 | [23 empty] | From eQ_Lib.dat in MASControl 2017
D_ERC_Clrm_Misc_Yr | Equipment | FRACTION | Default¦Wkdy | 2014-12-12 | 2014-12-31 | Constant | 0.01 | [23 empty] | From eQ_Lib.dat in MASControl 2017
D_ERC_Clrm_Misc_Yr | Equipment | FRACTION | Sat | 2014-12-12 | 2014-12-31 | Hourly | 0.05 | 0.05 | 0.05 | 0.05 | 0.05 | 0.05 | 0.05 | 0.3 | 0.3 | 0.3 | 0.3 | 0.3 | 0.3 | 0.3 | 0.3 | 0.3 | 0.05 | 0.05 | 0.05 | 0.05 | 0.05 | 0.05 | 0.05 | 0.05 | From eQ_Lib.dat in MASControl 2017
D_ERC_Clrm_Misc_Yr | Equipment | FRACTION | Sun | 2014-12-12 | 2014-12-31 | Constant | 0.01 | [23 empty] | From eQ_Lib.dat in MASControl 2017
D_ERC_Clrm_Misc_Yr | Equipment | FRACTION | WntrDsn | 2014-01-01 | 2014-12-31 | Constant | 0 | [23 empty] | From eQ_Lib.dat in MASControl 2017
D_ERC_Clrm_Misc_Yr | Equipment | FRACTION | SmrDsn | 2014-01-01 | 2014-12-31 | Constant | 1 | [23 empty] | From eQ_Lib.dat in MASControl 2017
D_ERC_Clrm_Misc_Yr | Equipment | FRACTION | Hol | 2014-01-01 | 2014-12-31 | Constant | 0.01 | [23 empty] | From eQ_Lib.dat in MASControl 2017
D_ERC_Clrm_Occup_Yr | Occupancy | FRACTION | Default¦Wkdy | 2014-01-01 | 2014-01-04 | Constant | 0 | [23 empty] | From eQ_Lib.dat in MASControl 2017
D_ERC_Clrm_Occup_Yr | Occupancy | FRACTION | Sat | 2014-01-01 | 2014-01-04 | Hourly | 0 | 0 | 0 | 0 | 0 | 0 | 0 | 0.15 | 0.15 | 0.15 | 0.15 | 0.15 | 0.15 | 0.15 | 0.15 | 0.15 | 0 | 0 | 0 | 0 | 0 | 0 | 0 | 0 | From eQ_Lib.dat in MASControl 2017
D_ERC_Clrm_Occup_Yr | Occupancy | FRACTION | Sun | 2014-01-01 | 2014-01-04 | Constant | 0 | [23 empty] | From eQ_Lib.dat in MASControl 2017
D_ERC_Clrm_Occup_Yr | Occupancy | FRACTION | Default¦Wkdy | 2014-01-05 | 2014-04-03 | Hourly | 0 | 0 | 0 | 0 | 0 | 0 | 0 | 0.6 | 0.6 | 1 | 1 | 1 | 1 | 1 | 0.5 | 0.5 | 0.5 | 0.5 | 0.1 | 0 | 0 | 0 | 0 | 0 | From eQ_Lib.dat in MASControl 2017
D_ERC_Clrm_Occup_Yr | Occupancy | FRACTION | Sat | 2014-01-05 | 2014-04-03 | Hourly | 0 | 0 | 0 | 0 | 0 | 0 | 0 | 0.3 | 0.3 | 0.3 | 0.3 | 0.3 | 0.3 | 0.3 | 0.3 | 0.3 | 0 | 0 | 0 | 0 | 0 | 0 | 0 | 0 | From eQ_Lib.dat in MASControl 2017
D_ERC_Clrm_Occup_Yr | Occupancy | FRACTION | Sun | 2014-01-05 | 2014-04-03 | Constant | 0 | [23 empty] | From eQ_Lib.dat in MASControl 2017
D_ERC_Clrm_Occup_Yr | Occupancy | FRACTION | Default¦Wkdy | 2014-04-04 | 2014-04-12 | Constant | 0 | [23 empty] | From eQ_Lib.dat in MASControl 2017
D_ERC_Clrm_Occup_Yr | Occupancy | FRACTION | Sat | 2014-04-04 | 2014-04-12 | Hourly | 0 | 0 | 0 | 0 | 0 | 0 | 0 | 0.15 | 0.15 | 0.15 | 0.15 | 0.15 | 0.15 | 0.15 | 0.15 | 0.15 | 0 | 0 | 0 | 0 | 0 | 0 | 0 | 0 | From eQ_Lib.dat in MASControl 2017
D_ERC_Clrm_Occup_Yr | Occupancy | FRACTION | Sun | 2014-04-04 | 2014-04-12 | Constant | 0 | [23 empty] | From eQ_Lib.dat in MASControl 2017
D_ERC_Clrm_Occup_Yr | Occupancy | FRACTION | Default¦Wkdy | 2014-04-13 | 2014-06-12 | Hourly | 0 | 0 | 0 | 0 | 0 | 0 | 0 | 0.6 | 0.6 | 1 | 1 | 1 | 1 | 1 | 0.5 | 0.5 | 0.5 | 0.5 | 0.1 | 0 | 0 | 0 | 0 | 0 | From eQ_Lib.dat in MASControl 2017
D_ERC_Clrm_Occup_Yr | Occupancy | FRACTION | Sat | 2014-04-13 | 2014-06-12 | Hourly | 0 | 0 | 0 | 0 | 0 | 0 | 0 | 0.3 | 0.3 | 0.3 | 0.3 | 0.3 | 0.3 | 0.3 | 0.3 | 0.3 | 0 | 0 | 0 | 0 | 0 | 0 | 0 | 0 | From eQ_Lib.dat in MASControl 2017
D_ERC_Clrm_Occup_Yr | Occupancy | FRACTION | Sun | 2014-04-13 | 2014-06-12 | Constant | 0 | [23 empty] | From eQ_Lib.dat in MASControl 2017
D_ERC_Clrm_Occup_Yr | Occupancy | FRACTION | Default¦Wkdy | 2014-06-13 | 2014-08-16 | Constant | 0 | [23 empty] | From eQ_Lib.dat in MASControl 2017
D_ERC_Clrm_Occup_Yr | Occupancy | FRACTION | Sat | 2014-06-13 | 2014-08-16 | Hourly | 0 | 0 | 0 | 0 | 0 | 0 | 0 | 0.15 | 0.15 | 0.15 | 0.15 | 0.15 | 0.15 | 0.15 | 0.15 | 0.15 | 0 | 0 | 0 | 0 | 0 | 0 | 0 | 0 | From eQ_Lib.dat in MASControl 2017
D_ERC_Clrm_Occup_Yr | Occupancy | FRACTION | Sun | 2014-06-13 | 2014-08-16 | Constant | 0 | [23 empty] | From eQ_Lib.dat in MASControl 2017
D_ERC_Clrm_Occup_Yr | Occupancy | FRACTION | Default¦Wkdy | 2014-08-17 | 2014-12-11 | Hourly | 0 | 0 | 0 | 0 | 0 | 0 | 0 | 0.6 | 0.6 | 1 | 1 | 1 | 1 | 1 | 0.5 | 0.5 | 0.5 | 0.5 | 0.1 | 0 | 0 | 0 | 0 | 0 | From eQ_Lib.dat in MASControl 2017
D_ERC_Clrm_Occup_Yr | Occupancy | FRACTION | Sat | 2014-08-17 | 2014-12-11 | Hourly | 0 | 0 | 0 | 0 | 0 | 0 | 0 | 0.3 | 0.3 | 0.3 | 0.3 | 0.3 | 0.3 | 0.3 | 0.3 | 0.3 | 0 | 0 | 0 | 0 | 0 | 0 | 0 | 0 | From eQ_Lib.dat in MASControl 2017
D_ERC_Clrm_Occup_Yr | Occupancy | FRACTION | Sun | 2014-08-17 | 2014-12-11 | Constant | 0 | [23 empty] | From eQ_Lib.dat in MASControl 2017
D_ERC_Clrm_Occup_Yr | Occupancy | FRACTION | Default¦Wkdy | 2014-12-12 | 2014-12-31 | Constant | 0 | [23 empty] | From eQ_Lib.dat in MASControl 2017
D_ERC_Clrm_Occup_Yr | Occupancy | FRACTION | Sat | 2014-12-12 | 2014-12-31 | Hourly | 0 | 0 | 0 | 0 | 0 | 0 | 0 | 0.15 | 0.15 | 0.15 | 0.15 | 0.15 | 0.15 | 0.15 | 0.15 | 0.15 | 0 | 0 | 0 | 0 | 0 | 0 | 0 | 0 | From eQ_Lib.dat in MASControl 2017
D_ERC_Clrm_Occup_Yr | Occupancy | FRACTION | Sun | 2014-12-12 | 2014-12-31 | Constant | 0 | [23 empty] | From eQ_Lib.dat in MASControl 2017
D_ERC_Clrm_Occup_Yr | Occupancy | FRACTION | WntrDsn | 2014-01-01 | 2014-12-31 | Constant | 0 | [23 empty] | From eQ_Lib.dat in MASControl 2017
D_ERC_Clrm_Occup_Yr | Occupancy | FRACTION | SmrDsn | 2014-01-01 | 2014-12-31 | Constant | 1 | [23 empty] | From eQ_Lib.dat in MASControl 2017
D_ERC_Clrm_Occup_Yr | Occupancy | FRACTION | Hol | 2014-01-01 | 2014-12-31 | Constant | 0 | [23 empty] | From eQ_Lib.dat in MASControl 2017
D_ESe_All_C_Inf_Yr | Infiltration | MULTIPLIER | Default¦SmrDsn¦WntrDsn | 2014-01-01 | 2014-01-04 | Constant | 1 | [23 empty] | From eQ_Lib.dat in MASControl 2017
D_ESe_All_C_Inf_Yr | Infiltration | MULTIPLIER | Default¦Wkdy | 2014-01-05 | 2014-04-03 | Hourly | 1 | 1 | 1 | 1 | 1 | 1 | 0.5 | 0.5 | 0.5 | 0.5 | 0.5 | 0.5 | 0.5 | 0.5 | 0.5 | 0.5 | 0.5 | 0.5 | 0.5 | 1 | 1 | 1 | 1 | 1 | From eQ_Lib.dat in MASControl 2017
D_ESe_All_C_Inf_Yr | Infiltration | MULTIPLIER | Sat | 2014-01-05 | 2014-04-03 | Hourly | 1 | 1 | 1 | 1 | 1 | 1 | 0.5 | 0.5 | 0.5 | 0.5 | 0.5 | 0.5 | 0.5 | 0.5 | 0.5 | 0.5 | 0.5 | 1 | 1 | 1 | 1 | 1 | 1 | 1 | From eQ_Lib.dat in MASControl 2017
D_ESe_All_C_Inf_Yr | Infiltration | MULTIPLIER | Sun | 2014-01-05 | 2014-04-03 | Constant | 1 | [23 empty] | From eQ_Lib.dat in MASControl 2017
D_ESe_All_C_Inf_Yr | Infiltration | MULTIPLIER | Default¦SmrDsn¦WntrDsn | 2014-04-04 | 2014-04-12 | Constant | 1 | [23 empty] | From eQ_Lib.dat in MASControl 2017
D_ESe_All_C_Inf_Yr | Infiltration | MULTIPLIER | Default¦Wkdy | 2014-04-13 | 2014-06-12 | Hourly | 1 | 1 | 1 | 1 | 1 | 1 | 0.5 | 0.5 | 0.5 | 0.5 | 0.5 | 0.5 | 0.5 | 0.5 | 0.5 | 0.5 | 0.5 | 0.5 | 0.5 | 1 | 1 | 1 | 1 | 1 | From eQ_Lib.dat in MASControl 2017
D_ESe_All_C_Inf_Yr | Infiltration | MULTIPLIER | Sat | 2014-04-13 | 2014-06-12 | Hourly | 1 | 1 | 1 | 1 | 1 | 1 | 0.5 | 0.5 | 0.5 | 0.5 | 0.5 | 0.5 | 0.5 | 0.5 | 0.5 | 0.5 | 0.5 | 1 | 1 | 1 | 1 | 1 | 1 | 1 | From eQ_Lib.dat in MASControl 2017
D_ESe_All_C_Inf_Yr | Infiltration | MULTIPLIER | Sun | 2014-04-13 | 2014-06-12 | Constant | 1 | [23 empty] | From eQ_Lib.dat in MASControl 2017
D_ESe_All_C_Inf_Yr | Infiltration | MULTIPLIER | Default¦SmrDsn¦WntrDsn | 2014-06-13 | 2014-08-16 | Constant | 1 | [23 empty] | From eQ_Lib.dat in MASControl 2017
D_ESe_All_C_Inf_Yr | Infiltration | MULTIPLIER | Default¦Wkdy | 2014-08-17 | 2014-12-11 | Hourly | 1 | 1 | 1 | 1 | 1 | 1 | 0.5 | 0.5 | 0.5 | 0.5 | 0.5 | 0.5 | 0.5 | 0.5 | 0.5 | 0.5 | 0.5 | 0.5 | 0.5 | 1 | 1 | 1 | 1 | 1 | From eQ_Lib.dat in MASControl 2017
D_ESe_All_C_Inf_Yr | Infiltration | MULTIPLIER | Sat | 2014-08-17 | 2014-12-11 | Hourly | 1 | 1 | 1 | 1 | 1 | 1 | 0.5 | 0.5 | 0.5 | 0.5 | 0.5 | 0.5 | 0.5 | 0.5 | 0.5 | 0.5 | 0.5 | 1 | 1 | 1 | 1 | 1 | 1 | 1 | From eQ_Lib.dat in MASControl 2017
D_ESe_All_C_Inf_Yr | Infiltration | MULTIPLIER | Sun | 2014-08-17 | 2014-12-11 | Constant | 1 | [23 empty] | From eQ_Lib.dat in MASControl 2017
D_ESe_All_C_Inf_Yr | Infiltration | MULTIPLIER | Default¦SmrDsn¦WntrDsn | 2014-12-12 | 2014-12-31 | Constant | 1 | [23 empty] | From eQ_Lib.dat in MASControl 2017
D_ESe_All_C_Inf_Yr | Infiltration | MULTIPLIER | WntrDsn | 2014-01-01 | 2014-12-31 | Hourly | 1 | 1 | 1 | 1 | 1 | 1 | 0.5 | 0.5 | 0.5 | 0.5 | 0.5 | 0.5 | 0.5 | 0.5 | 0.5 | 0.5 | 0.5 | 0.5 | 0.5 | 1 | 1 | 1 | 1 | 1 | From eQ_Lib.dat in MASControl 2017
D_ESe_All_C_Inf_Yr | Infiltration | MULTIPLIER | SmrDsn | 2014-01-01 | 2014-12-31 | Hourly | 1 | 1 | 1 | 1 | 1 | 1 | 0.5 | 0.5 | 0.5 | 0.5 | 0.5 | 0.5 | 0.5 | 0.5 | 0.5 | 0.5 | 0.5 | 0.5 | 0.5 | 1 | 1 | 1 | 1 | 1 | From eQ_Lib.dat in MASControl 2017
D_ESe_All_C_Inf_Yr | Infiltration | MULTIPLIER | Hol | 2014-01-01 | 2014-12-31 | Constant | 1 | [23 empty] | From eQ_Lib.dat in MASControl 2017
D_ESe_All_CTemp_Yr | Thermostat Setpoint | C | Default¦SmrDsn¦WntrDsn | 2014-01-01 | 2014-01-04 | Constant | 24.4 | [23 empty] | From eQ_Lib.dat in MASControl 2017; Removed setback
D_ESe_All_CTemp_Yr | Thermostat Setpoint | C | Default¦Wkdy | 2014-01-05 | 2014-04-03 | Hourly | 24.4 | 24.4 | 24.4 | 24.4 | 24.4 | 24.4 | 24.4 | 24.4 | 24.4 | 24.4 | 24.4 | 24.4 | 24.4 | 24.4 | 24.4 | 24.4 | 24.4 | 24.4 | 24.4 | 24.4 | 24.4 | 24.4 | 24.4 | 24.4 | From eQ_Lib.dat in MASControl 2017; Removed setback
D_ESe_All_CTemp_Yr | Thermostat Setpoint | C | Sat | 2014-01-05 | 2014-04-03 | Hourly | 24.4 | 24.4 | 24.4 | 24.4 | 24.4 | 24.4 | 24.4 | 24.4 | 24.4 | 24.4 | 24.4 | 24.4 | 24.4 | 24.4 | 24.4 | 24.4 | 24.4 | 24.4 | 24.4 | 24.4 | 24.4 | 24.4 | 24.4 | 24.4 | From eQ_Lib.dat in MASControl 2017; Removed setback
D_ESe_All_CTemp_Yr | Thermostat Setpoint | C | Sun | 2014-01-05 | 2014-04-03 | Constant | 24.4 | [23 empty] | From eQ_Lib.dat in MASControl 2017; Removed setback
D_ESe_All_CTemp_Yr | Thermostat Setpoint | C | Default¦SmrDsn¦WntrDsn | 2014-04-04 | 2014-04-12 | Constant | 24.4 | [23 empty] | From eQ_Lib.dat in MASControl 2017; Removed setback
D_ESe_All_CTemp_Yr | Thermostat Setpoint | C | Default¦Wkdy | 2014-04-13 | 2014-06-12 | Hourly | 24.4 | 24.4 | 24.4 | 24.4 | 24.4 | 24.4 | 24.4 | 24.4 | 24.4 | 24.4 | 24.4 | 24.4 | 24.4 | 24.4 | 24.4 | 24.4 | 24.4 | 24.4 | 24.4 | 24.4 | 24.4 | 24.4 | 24.4 | 24.4 | From eQ_Lib.dat in MASControl 2017; Removed setback
D_ESe_All_CTemp_Yr | Thermostat Setpoint | C | Sat | 2014-04-13 | 2014-06-12 | Hourly | 24.4 | 24.4 | 24.4 | 24.4 | 24.4 | 24.4 | 24.4 | 24.4 | 24.4 | 24.4 | 24.4 | 24.4 | 24.4 | 24.4 | 24.4 | 24.4 | 24.4 | 24.4 | 24.4 | 24.4 | 24.4 | 24.4 | 24.4 | 24.4 | From eQ_Lib.dat in MASControl 2017; Removed setback
D_ESe_All_CTemp_Yr | Thermostat Setpoint | C | Sun | 2014-04-13 | 2014-06-12 | Constant | 24.4 | [23 empty] | From eQ_Lib.dat in MASControl 2017; Removed setback
D_ESe_All_CTemp_Yr | Thermostat Setpoint | C | Default¦SmrDsn¦WntrDsn | 2014-06-13 | 2014-08-16 | Constant | 24.4 | [23 empty] | From eQ_Lib.dat in MASControl 2017; Removed setback
D_ESe_All_CTemp_Yr | Thermostat Setpoint | C | Default¦Wkdy | 2014-08-17 | 2014-12-11 | Hourly | 24.4 | 24.4 | 24.4 | 24.4 | 24.4 | 24.4 | 24.4 | 24.4 | 24.4 | 24.4 | 24.4 | 24.4 | 24.4 | 24.4 | 24.4 | 24.4 | 24.4 | 24.4 | 24.4 | 24.4 | 24.4 | 24.4 | 24.4 | 24.4 | From eQ_Lib.dat in MASControl 2017; Removed setback
D_ESe_All_CTemp_Yr | Thermostat Setpoint | C | Sat | 2014-08-17 | 2014-12-11 | Hourly | 24.4 | 24.4 | 24.4 | 24.4 | 24.4 | 24.4 | 24.4 | 24.4 | 24.4 | 24.4 | 24.4 | 24.4 | 24.4 | 24.4 | 24.4 | 24.4 | 24.4 | 24.4 | 24.4 | 24.4 | 24.4 | 24.4 | 24.4 | 24.4 | From eQ_Lib.dat in MASControl 2017; Removed setback
D_ESe_All_CTemp_Yr | Thermostat Setpoint | C | Sun | 2014-08-17 | 2014-12-11 | Constant | 24.4 | [23 empty] | From eQ_Lib.dat in MASControl 2017; Removed setback
D_ESe_All_CTemp_Yr | Thermostat Setpoint | C | Default¦SmrDsn¦WntrDsn | 2014-12-12 | 2014-12-31 | Constant | 24.4 | [23 empty] | From eQ_Lib.dat in MASControl 2017; Removed setback
D_ESe_All_CTemp_Yr | Thermostat Setpoint | C | WntrDsn | 2014-01-01 | 2014-12-31 | Hourly | 24.4 | 24.4 | 24.4 | 24.4 | 24.4 | 24.4 | 24.4 | 24.4 | 24.4 | 24.4 | 24.4 | 24.4 | 24.4 | 24.4 | 24.4 | 24.4 | 24.4 | 24.4 | 24.4 | 24.4 | 24.4 | 24.4 | 24.4 | 24.4 | From eQ_Lib.dat in MASControl 2017; Removed setback
D_ESe_All_CTemp_Yr | Thermostat Setpoint | C | SmrDsn | 2014-01-01 | 2014-12-31 | Hourly | 24.4 | 24.4 | 24.4 | 24.4 | 24.4 | 24.4 | 24.4 | 24.4 | 24.4 | 24.4 | 24.4 | 24.4 | 24.4 | 24.4 | 24.4 | 24.4 | 24.4 | 24.4 | 24.4 | 24.4 | 24.4 | 24.4 | 24.4 | 24.4 | From eQ_Lib.dat in MASControl 2017; Removed setback
D_ESe_All_CTemp_Yr | Thermostat Setpoint | C | Hol | 2014-01-01 | 2014-12-31 | Constant | 24.4 | [23 empty] | From eQ_Lib.dat in MASControl 2017; Removed setback
D_ESe_All_DHW_DHW_Yr | Service Water Heating | FRACTION | Default¦SmrDsn¦WntrDsn | 2014-01-01 | 2014-01-04 | Constant | 0 | [23 empty] | From eQ_Lib.dat in MASControl 2017
D_ESe_All_DHW_DHW_Yr | Service Water Heating | FRACTION | Default¦Wkdy | 2014-01-05 | 2014-04-03 | Hourly | 0 | 0 | 0 | 0 | 0 | 0 | 0 | 0.6 | 0.6 | 1 | 1 | 1 | 1 | 1 | 0.5 | 0.5 | 0.5 | 0.5 | 0.1 | 0 | 0 | 0 | 0 | 0 | From eQ_Lib.dat in MASControl 2017
D_ESe_All_DHW_DHW_Yr | Service Water Heating | FRACTION | Sat | 2014-01-05 | 2014-04-03 | Hourly | 0 | 0 | 0 | 0 | 0 | 0 | 0 | 0.3 | 0.3 | 0.3 | 0.3 | 0.3 | 0.3 | 0.3 | 0.3 | 0.3 | 0 | 0 | 0 | 0 | 0 | 0 | 0 | 0 | From eQ_Lib.dat in MASControl 2017
D_ESe_All_DHW_DHW_Yr | Service Water Heating | FRACTION | Sun | 2014-01-05 | 2014-04-03 | Constant | 0 | [23 empty] | From eQ_Lib.dat in MASControl 2017
D_ESe_All_DHW_DHW_Yr | Service Water Heating | FRACTION | Default¦SmrDsn¦WntrDsn | 2014-04-04 | 2014-04-12 | Constant | 0 | [23 empty] | From eQ_Lib.dat in MASControl 2017
D_ESe_All_DHW_DHW_Yr | Service Water Heating | FRACTION | Default¦Wkdy | 2014-04-13 | 2014-06-12 | Hourly | 0 | 0 | 0 | 0 | 0 | 0 | 0 | 0.6 | 0.6 | 1 | 1 | 1 | 1 | 1 | 0.5 | 0.5 | 0.5 | 0.5 | 0.1 | 0 | 0 | 0 | 0 | 0 | From eQ_Lib.dat in MASControl 2017
D_ESe_All_DHW_DHW_Yr | Service Water Heating | FRACTION | Sat | 2014-04-13 | 2014-06-12 | Hourly | 0 | 0 | 0 | 0 | 0 | 0 | 0 | 0.3 | 0.3 | 0.3 | 0.3 | 0.3 | 0.3 | 0.3 | 0.3 | 0.3 | 0 | 0 | 0 | 0 | 0 | 0 | 0 | 0 | From eQ_Lib.dat in MASControl 2017
D_ESe_All_DHW_DHW_Yr | Service Water Heating | FRACTION | Sun | 2014-04-13 | 2014-06-12 | Constant | 0 | [23 empty] | From eQ_Lib.dat in MASControl 2017
D_ESe_All_DHW_DHW_Yr | Service Water Heating | FRACTION | Default¦SmrDsn¦WntrDsn | 2014-06-13 | 2014-08-16 | Constant | 0 | [23 empty] | From eQ_Lib.dat in MASControl 2017
D_ESe_All_DHW_DHW_Yr | Service Water Heating | FRACTION | Default¦Wkdy | 2014-08-17 | 2014-12-11 | Hourly | 0 | 0 | 0 | 0 | 0 | 0 | 0 | 0.6 | 0.6 | 1 | 1 | 1 | 1 | 1 | 0.5 | 0.5 | 0.5 | 0.5 | 0.1 | 0 | 0 | 0 | 0 | 0 | From eQ_Lib.dat in MASControl 2017
D_ESe_All_DHW_DHW_Yr | Service Water Heating | FRACTION | Sat | 2014-08-17 | 2014-12-11 | Hourly | 0 | 0 | 0 | 0 | 0 | 0 | 0 | 0.3 | 0.3 | 0.3 | 0.3 | 0.3 | 0.3 | 0.3 | 0.3 | 0.3 | 0 | 0 | 0 | 0 | 0 | 0 | 0 | 0 | From eQ_Lib.dat in MASControl 2017
D_ESe_All_DHW_DHW_Yr | Service Water Heating | FRACTION | Sun | 2014-08-17 | 2014-12-11 | Constant | 0 | [23 empty] | From eQ_Lib.dat in MASControl 2017
D_ESe_All_DHW_DHW_Yr | Service Water Heating | FRACTION | Default¦SmrDsn¦WntrDsn | 2014-12-12 | 2014-12-31 | Constant | 0 | [23 empty] | From eQ_Lib.dat in MASControl 2017
D_ESe_All_DHW_DHW_Yr | Service Water Heating | FRACTION | WntrDsn | 2014-01-01 | 2014-12-31 | Hourly | 0 | 0 | 0 | 0 | 0 | 0 | 0 | 0.6 | 0.6 | 1 | 1 | 1 | 1 | 1 | 0.5 | 0.5 | 0.5 | 0.5 | 0.1 | 0 | 0 | 0 | 0 | 0 | From eQ_Lib.dat in MASControl 2017
D_ESe_All_DHW_DHW_Yr | Service Water Heating | FRACTION | SmrDsn | 2014-01-01 | 2014-12-31 | Hourly | 0 | 0 | 0 | 0 | 0 | 0 | 0 | 0.6 | 0.6 | 1 | 1 | 1 | 1 | 1 | 0.5 | 0.5 | 0.5 | 0.5 | 0.1 | 0 | 0 | 0 | 0 | 0 | From eQ_Lib.dat in MASControl 2017
D_ESe_All_DHW_DHW_Yr | Service Water Heating | FRACTION | Hol | 2014-01-01 | 2014-12-31 | Constant | 0 | [23 empty] | From eQ_Lib.dat in MASControl 2017
D_ESe_All_Fan_Yr | Fan | ON/OFF/FLAG | Default¦SmrDsn¦WntrDsn | 2014-01-01 | 2014-01-04 | Constant | 0 | [23 empty] | From eQ_Lib.dat in MASControl 2017
D_ESe_All_Fan_Yr | Fan | ON/OFF/FLAG | Default¦Wkdy | 2014-01-05 | 2014-04-03 | Hourly | 0 | 0 | 0 | 0 | 0 | 0 | 1 | 1 | 1 | 1 | 1 | 1 | 1 | 1 | 1 | 1 | 1 | 1 | 1 | 0 | 0 | 0 | 0 | 0 | From eQ_Lib.dat in MASControl 2017
D_ESe_All_Fan_Yr | Fan | ON/OFF/FLAG | Sat | 2014-01-05 | 2014-04-03 | Hourly | 0 | 0 | 0 | 0 | 0 | 0 | 1 | 1 | 1 | 1 | 1 | 1 | 1 | 1 | 1 | 1 | 1 | 0 | 0 | 0 | 0 | 0 | 0 | 0 | From eQ_Lib.dat in MASControl 2017
D_ESe_All_Fan_Yr | Fan | ON/OFF/FLAG | Sun | 2014-01-05 | 2014-04-03 | Constant | 0 | [23 empty] | From eQ_Lib.dat in MASControl 2017
D_ESe_All_Fan_Yr | Fan | ON/OFF/FLAG | Default¦SmrDsn¦WntrDsn | 2014-04-04 | 2014-04-12 | Constant | 0 | [23 empty] | From eQ_Lib.dat in MASControl 2017
D_ESe_All_Fan_Yr | Fan | ON/OFF/FLAG | Default¦Wkdy | 2014-04-13 | 2014-06-12 | Hourly | 0 | 0 | 0 | 0 | 0 | 0 | 1 | 1 | 1 | 1 | 1 | 1 | 1 | 1 | 1 | 1 | 1 | 1 | 1 | 0 | 0 | 0 | 0 | 0 | From eQ_Lib.dat in MASControl 2017
D_ESe_All_Fan_Yr | Fan | ON/OFF/FLAG | Sat | 2014-04-13 | 2014-06-12 | Hourly | 0 | 0 | 0 | 0 | 0 | 0 | 1 | 1 | 1 | 1 | 1 | 1 | 1 | 1 | 1 | 1 | 1 | 0 | 0 | 0 | 0 | 0 | 0 | 0 | From eQ_Lib.dat in MASControl 2017
D_ESe_All_Fan_Yr | Fan | ON/OFF/FLAG | Sun | 2014-04-13 | 2014-06-12 | Constant | 0 | [23 empty] | From eQ_Lib.dat in MASControl 2017
D_ESe_All_Fan_Yr | Fan | ON/OFF/FLAG | Default¦SmrDsn¦WntrDsn | 2014-06-13 | 2014-08-16 | Constant | 0 | [23 empty] | From eQ_Lib.dat in MASControl 2017
D_ESe_All_Fan_Yr | Fan | ON/OFF/FLAG | Default¦Wkdy | 2014-08-17 | 2014-12-11 | Hourly | 0 | 0 | 0 | 0 | 0 | 0 | 1 | 1 | 1 | 1 | 1 | 1 | 1 | 1 | 1 | 1 | 1 | 1 | 1 | 0 | 0 | 0 | 0 | 0 | From eQ_Lib.dat in MASControl 2017
D_ESe_All_Fan_Yr | Fan | ON/OFF/FLAG | Sat | 2014-08-17 | 2014-12-11 | Hourly | 0 | 0 | 0 | 0 | 0 | 0 | 1 | 1 | 1 | 1 | 1 | 1 | 1 | 1 | 1 | 1 | 1 | 0 | 0 | 0 | 0 | 0 | 0 | 0 | From eQ_Lib.dat in MASControl 2017
D_ESe_All_Fan_Yr | Fan | ON/OFF/FLAG | Sun | 2014-08-17 | 2014-12-11 | Constant | 0 | [23 empty] | From eQ_Lib.dat in MASControl 2017
D_ESe_All_Fan_Yr | Fan | ON/OFF/FLAG | Default¦SmrDsn¦WntrDsn | 2014-12-12 | 2014-12-31 | Constant | 0 | [23 empty] | From eQ_Lib.dat in MASControl 2017
D_ESe_All_Fan_Yr | Fan | ON/OFF/FLAG | WntrDsn | 2014-01-01 | 2014-12-31 | Hourly | 0 | 0 | 0 | 0 | 0 | 0 | 1 | 1 | 1 | 1 | 1 | 1 | 1 | 1 | 1 | 1 | 1 | 1 | 1 | 0 | 0 | 0 | 0 | 0 | From eQ_Lib.dat in MASControl 2017
D_ESe_All_Fan_Yr | Fan | ON/OFF/FLAG | SmrDsn | 2014-01-01 | 2014-12-31 | Hourly | 0 | 0 | 0 | 0 | 0 | 0 | 1 | 1 | 1 | 1 | 1 | 1 | 1 | 1 | 1 | 1 | 1 | 1 | 1 | 0 | 0 | 0 | 0 | 0 | From eQ_Lib.dat in MASControl 2017
D_ESe_All_Fan_Yr | Fan | ON/OFF/FLAG | Hol | 2014-01-01 | 2014-12-31 | Constant | 0 | [23 empty] | From eQ_Lib.dat in MASControl 2017
D_ESe_All_HTemp_Yr | Thermostat Setpoint | C | Default¦SmrDsn¦WntrDsn | 2014-01-01 | 2014-01-04 | Constant | 21.1 | [23 empty] | From eQ_Lib.dat in MASControl 2017; Removed setback
D_ESe_All_HTemp_Yr | Thermostat Setpoint | C | Default¦Wkdy | 2014-01-05 | 2014-04-03 | Hourly | 21.1 | 21.1 | 21.1 | 21.1 | 21.1 | 21.1 | 21.1 | 21.1 | 21.1 | 21.1 | 21.1 | 21.1 | 21.1 | 21.1 | 21.1 | 21.1 | 21.1 | 21.1 | 21.1 | 21.1 | 21.1 | 21.1 | 21.1 | 21.1 | From eQ_Lib.dat in MASControl 2017; Removed setback
D_ESe_All_HTemp_Yr | Thermostat Setpoint | C | Sat | 2014-01-05 | 2014-04-03 | Hourly | 21.1 | 21.1 | 21.1 | 21.1 | 21.1 | 21.1 | 21.1 | 21.1 | 21.1 | 21.1 | 21.1 | 21.1 | 21.1 | 21.1 | 21.1 | 21.1 | 21.1 | 21.1 | 21.1 | 21.1 | 21.1 | 21.1 | 21.1 | 21.1 | From eQ_Lib.dat in MASControl 2017; Removed setback
D_ESe_All_HTemp_Yr | Thermostat Setpoint | C | Sun | 2014-01-05 | 2014-04-03 | Constant | 21.1 | [23 empty] | From eQ_Lib.dat in MASControl 2017; Removed setback
D_ESe_All_HTemp_Yr | Thermostat Setpoint | C | Default¦SmrDsn¦WntrDsn | 2014-04-04 | 2014-04-12 | Constant | 21.1 | [23 empty] | From eQ_Lib.dat in MASControl 2017; Removed setback
D_ESe_All_HTemp_Yr | Thermostat Setpoint | C | Default¦Wkdy | 2014-04-13 | 2014-06-12 | Hourly | 21.1 | 21.1 | 21.1 | 21.1 | 21.1 | 21.1 | 21.1 | 21.1 | 21.1 | 21.1 | 21.1 | 21.1 | 21.1 | 21.1 | 21.1 | 21.1 | 21.1 | 21.1 | 21.1 | 21.1 | 21.1 | 21.1 | 21.1 | 21.1 | From eQ_Lib.dat in MASControl 2017; Removed setback
D_ESe_All_HTemp_Yr | Thermostat Setpoint | C | Sat | 2014-04-13 | 2014-06-12 | Hourly | 21.1 | 21.1 | 21.1 | 21.1 | 21.1 | 21.1 | 21.1 | 21.1 | 21.1 | 21.1 | 21.1 | 21.1 | 21.1 | 21.1 | 21.1 | 21.1 | 21.1 | 21.1 | 21.1 | 21.1 | 21.1 | 21.1 | 21.1 | 21.1 | From eQ_Lib.dat in MASControl 2017; Removed setback
D_ESe_All_HTemp_Yr | Thermostat Setpoint | C | Sun | 2014-04-13 | 2014-06-12 | Constant | 21.1 | [23 empty] | From eQ_Lib.dat in MASControl 2017; Removed setback
D_ESe_All_HTemp_Yr | Thermostat Setpoint | C | Default¦SmrDsn¦WntrDsn | 2014-06-13 | 2014-08-16 | Constant | 21.1 | [23 empty] | From eQ_Lib.dat in MASControl 2017; Removed setback
D_ESe_All_HTemp_Yr | Thermostat Setpoint | C | Default¦Wkdy | 2014-08-17 | 2014-12-11 | Hourly | 21.1 | 21.1 | 21.1 | 21.1 | 21.1 | 21.1 | 21.1 | 21.1 | 21.1 | 21.1 | 21.1 | 21.1 | 21.1 | 21.1 | 21.1 | 21.1 | 21.1 | 21.1 | 21.1 | 21.1 | 21.1 | 21.1 | 21.1 | 21.1 | From eQ_Lib.dat in MASControl 2017; Removed setback
D_ESe_All_HTemp_Yr | Thermostat Setpoint | C | Sat | 2014-08-17 | 2014-12-11 | Hourly | 21.1 | 21.1 | 21.1 | 21.1 | 21.1 | 21.1 | 21.1 | 21.1 | 21.1 | 21.1 | 21.1 | 21.1 | 21.1 | 21.1 | 21.1 | 21.1 | 21.1 | 21.1 | 21.1 | 21.1 | 21.1 | 21.1 | 21.1 | 21.1 | From eQ_Lib.dat in MASControl 2017; Removed setback
D_ESe_All_HTemp_Yr | Thermostat Setpoint | C | Sun | 2014-08-17 | 2014-12-11 | Constant | 21.1 | [23 empty] | From eQ_Lib.dat in MASControl 2017; Removed setback
D_ESe_All_HTemp_Yr | Thermostat Setpoint | C | Default¦SmrDsn¦WntrDsn | 2014-12-12 | 2014-12-31 | Constant | 21.1 | [23 empty] | From eQ_Lib.dat in MASControl 2017; Removed setback
D_ESe_All_HTemp_Yr | Thermostat Setpoint | C | WntrDsn | 2014-01-01 | 2014-12-31 | Hourly | 21.1 | 21.1 | 21.1 | 21.1 | 21.1 | 21.1 | 21.1 | 21.1 | 21.1 | 21.1 | 21.1 | 21.1 | 21.1 | 21.1 | 21.1 | 21.1 | 21.1 | 21.1 | 21.1 | 21.1 | 21.1 | 21.1 | 21.1 | 21.1 | From eQ_Lib.dat in MASControl 2017; Removed setback
D_ESe_All_HTemp_Yr | Thermostat Setpoint | C | SmrDsn | 2014-01-01 | 2014-12-31 | Hourly | 21.1 | 21.1 | 21.1 | 21.1 | 21.1 | 21.1 | 21.1 | 21.1 | 21.1 | 21.1 | 21.1 | 21.1 | 21.1 | 21.1 | 21.1 | 21.1 | 21.1 | 21.1 | 21.1 | 21.1 | 21.1 | 21.1 | 21.1 | 21.1 | From eQ_Lib.dat in MASControl 2017; Removed setback
D_ESe_All_HTemp_Yr | Thermostat Setpoint | C | Hol | 2014-01-01 | 2014-12-31 | Constant | 21.1 | [23 empty] | From eQ_Lib.dat in MASControl 2017; Removed setback
D_ESe_All_MinOA_Yr | OutdoorAir | FRAC/DESIGN | Default¦SmrDsn¦WntrDsn | 2014-01-01 | 2014-01-04 | Constant | 0 | [23 empty] | From eQ_Lib.dat in MASControl 2017
D_ESe_All_MinOA_Yr | OutdoorAir | FRAC/DESIGN | Default¦Wkdy | 2014-01-05 | 2014-04-03 | Hourly | 0 | 0 | 0 | 0 | 0 | 0 | -999 | -999 | -999 | -999 | -999 | -999 | -999 | -999 | -999 | -999 | -999 | -999 | -999 | 0 | 0 | 0 | 0 | 0 | From eQ_Lib.dat in MASControl 2017
D_ESe_All_MinOA_Yr | OutdoorAir | FRAC/DESIGN | Sat | 2014-01-05 | 2014-04-03 | Hourly | 0 | 0 | 0 | 0 | 0 | 0 | -999 | -999 | -999 | -999 | -999 | -999 | -999 | -999 | -999 | -999 | -999 | 0 | 0 | 0 | 0 | 0 | 0 | 0 | From eQ_Lib.dat in MASControl 2017
D_ESe_All_MinOA_Yr | OutdoorAir | FRAC/DESIGN | Sun | 2014-01-05 | 2014-04-03 | Constant | 0 | [23 empty] | From eQ_Lib.dat in MASControl 2017
D_ESe_All_MinOA_Yr | OutdoorAir | FRAC/DESIGN | Default¦SmrDsn¦WntrDsn | 2014-04-04 | 2014-04-12 | Constant | 0 | [23 empty] | From eQ_Lib.dat in MASControl 2017
D_ESe_All_MinOA_Yr | OutdoorAir | FRAC/DESIGN | Default¦Wkdy | 2014-04-13 | 2014-06-12 | Hourly | 0 | 0 | 0 | 0 | 0 | 0 | -999 | -999 | -999 | -999 | -999 | -999 | -999 | -999 | -999 | -999 | -999 | -999 | -999 | 0 | 0 | 0 | 0 | 0 | From eQ_Lib.dat in MASControl 2017
D_ESe_All_MinOA_Yr | OutdoorAir | FRAC/DESIGN | Sat | 2014-04-13 | 2014-06-12 | Hourly | 0 | 0 | 0 | 0 | 0 | 0 | -999 | -999 | -999 | -999 | -999 | -999 | -999 | -999 | -999 | -999 | -999 | 0 | 0 | 0 | 0 | 0 | 0 | 0 | From eQ_Lib.dat in MASControl 2017
D_ESe_All_MinOA_Yr | OutdoorAir | FRAC/DESIGN | Sun | 2014-04-13 | 2014-06-12 | Constant | 0 | [23 empty] | From eQ_Lib.dat in MASControl 2017
D_ESe_All_MinOA_Yr | OutdoorAir | FRAC/DESIGN | Default¦SmrDsn¦WntrDsn | 2014-06-13 | 2014-08-16 | Constant | 0 | [23 empty] | From eQ_Lib.dat in MASControl 2017
D_ESe_All_MinOA_Yr | OutdoorAir | FRAC/DESIGN | Default¦Wkdy | 2014-08-17 | 2014-12-11 | Hourly | 0 | 0 | 0 | 0 | 0 | 0 | -999 | -999 | -999 | -999 | -999 | -999 | -999 | -999 | -999 | -999 | -999 | -999 | -999 | 0 | 0 | 0 | 0 | 0 | From eQ_Lib.dat in MASControl 2017
D_ESe_All_MinOA_Yr | OutdoorAir | FRAC/DESIGN | Sat | 2014-08-17 | 2014-12-11 | Hourly | 0 | 0 | 0 | 0 | 0 | 0 | -999 | -999 | -999 | -999 | -999 | -999 | -999 | -999 | -999 | -999 | -999 | 0 | 0 | 0 | 0 | 0 | 0 | 0 | From eQ_Lib.dat in MASControl 2017
D_ESe_All_MinOA_Yr | OutdoorAir | FRAC/DESIGN | Sun | 2014-08-17 | 2014-12-11 | Constant | 0 | [23 empty] | From eQ_Lib.dat in MASControl 2017
D_ESe_All_MinOA_Yr | OutdoorAir | FRAC/DESIGN | Default¦SmrDsn¦WntrDsn | 2014-12-12 | 2014-12-31 | Constant | 0 | [23 empty] | From eQ_Lib.dat in MASControl 2017
D_ESe_All_MinOA_Yr | OutdoorAir | FRAC/DESIGN | WntrDsn | 2014-01-01 | 2014-12-31 | Hourly | 0 | 0 | 0 | 0 | 0 | 0 | -999 | -999 | -999 | -999 | -999 | -999 | -999 | -999 | -999 | -999 | -999 | -999 | -999 | 0 | 0 | 0 | 0 | 0 | From eQ_Lib.dat in MASControl 2017
D_ESe_All_MinOA_Yr | OutdoorAir | FRAC/DESIGN | SmrDsn | 2014-01-01 | 2014-12-31 | Hourly | 0 | 0 | 0 | 0 | 0 | 0 | -999 | -999 | -999 | -999 | -999 | -999 | -999 | -999 | -999 | -999 | -999 | -999 | -999 | 0 | 0 | 0 | 0 | 0 | From eQ_Lib.dat in MASControl 2017
D_ESe_All_MinOA_Yr | OutdoorAir | FRAC/DESIGN | Hol | 2014-01-01 | 2014-12-31 | Constant | 0 | [23 empty] | From eQ_Lib.dat in MASControl 2017
D_ESe_All_P_Inf_Yr | Infiltration | MULTIPLIER | Default¦SmrDsn¦WntrDsn | 2014-01-01 | 2014-01-04 | Constant | 1 | [23 empty] | From eQ_Lib.dat in MASControl 2017
D_ESe_All_P_Inf_Yr | Infiltration | MULTIPLIER | Default¦Wkdy | 2014-01-05 | 2014-04-03 | Hourly | 1 | 1 | 1 | 1 | 1 | 1 | 0.5 | 0.5 | 0.5 | 0.5 | 0.5 | 0.5 | 0.5 | 0.5 | 0.5 | 0.5 | 0.5 | 0.5 | 0.5 | 1 | 1 | 1 | 1 | 1 | From eQ_Lib.dat in MASControl 2017
D_ESe_All_P_Inf_Yr | Infiltration | MULTIPLIER | Sat | 2014-01-05 | 2014-04-03 | Hourly | 1 | 1 | 1 | 1 | 1 | 1 | 0.5 | 0.5 | 0.5 | 0.5 | 0.5 | 0.5 | 0.5 | 0.5 | 0.5 | 0.5 | 0.5 | 1 | 1 | 1 | 1 | 1 | 1 | 1 | From eQ_Lib.dat in MASControl 2017
D_ESe_All_P_Inf_Yr | Infiltration | MULTIPLIER | Sun | 2014-01-05 | 2014-04-03 | Constant | 1 | [23 empty] | From eQ_Lib.dat in MASControl 2017
D_ESe_All_P_Inf_Yr | Infiltration | MULTIPLIER | Default¦SmrDsn¦WntrDsn | 2014-04-04 | 2014-04-12 | Constant | 1 | [23 empty] | From eQ_Lib.dat in MASControl 2017
D_ESe_All_P_Inf_Yr | Infiltration | MULTIPLIER | Default¦Wkdy | 2014-04-13 | 2014-06-12 | Hourly | 1 | 1 | 1 | 1 | 1 | 1 | 0.5 | 0.5 | 0.5 | 0.5 | 0.5 | 0.5 | 0.5 | 0.5 | 0.5 | 0.5 | 0.5 | 0.5 | 0.5 | 1 | 1 | 1 | 1 | 1 | From eQ_Lib.dat in MASControl 2017
D_ESe_All_P_Inf_Yr | Infiltration | MULTIPLIER | Sat | 2014-04-13 | 2014-06-12 | Hourly | 1 | 1 | 1 | 1 | 1 | 1 | 0.5 | 0.5 | 0.5 | 0.5 | 0.5 | 0.5 | 0.5 | 0.5 | 0.5 | 0.5 | 0.5 | 1 | 1 | 1 | 1 | 1 | 1 | 1 | From eQ_Lib.dat in MASControl 2017
D_ESe_All_P_Inf_Yr | Infiltration | MULTIPLIER | Sun | 2014-04-13 | 2014-06-12 | Constant | 1 | [23 empty] | From eQ_Lib.dat in MASControl 2017
D_ESe_All_P_Inf_Yr | Infiltration | MULTIPLIER | Default¦SmrDsn¦WntrDsn | 2014-06-13 | 2014-08-16 | Constant | 1 | [23 empty] | From eQ_Lib.dat in MASControl 2017
D_ESe_All_P_Inf_Yr | Infiltration | MULTIPLIER | Default¦Wkdy | 2014-08-17 | 2014-12-11 | Hourly | 1 | 1 | 1 | 1 | 1 | 1 | 0.5 | 0.5 | 0.5 | 0.5 | 0.5 | 0.5 | 0.5 | 0.5 | 0.5 | 0.5 | 0.5 | 0.5 | 0.5 | 1 | 1 | 1 | 1 | 1 | From eQ_Lib.dat in MASControl 2017
D_ESe_All_P_Inf_Yr | Infiltration | MULTIPLIER | Sat | 2014-08-17 | 2014-12-11 | Hourly | 1 | 1 | 1 | 1 | 1 | 1 | 0.5 | 0.5 | 0.5 | 0.5 | 0.5 | 0.5 | 0.5 | 0.5 | 0.5 | 0.5 | 0.5 | 1 | 1 | 1 | 1 | 1 | 1 | 1 | From eQ_Lib.dat in MASControl 2017
D_ESe_All_P_Inf_Yr | Infiltration | MULTIPLIER | Sun | 2014-08-17 | 2014-12-11 | Constant | 1 | [23 empty] | From eQ_Lib.dat in MASControl 2017
D_ESe_All_P_Inf_Yr | Infiltration | MULTIPLIER | Default¦SmrDsn¦WntrDsn | 2014-12-12 | 2014-12-31 | Constant | 1 | [23 empty] | From eQ_Lib.dat in MASControl 2017
D_ESe_All_P_Inf_Yr | Infiltration | MULTIPLIER | WntrDsn | 2014-01-01 | 2014-12-31 | Hourly | 1 | 1 | 1 | 1 | 1 | 1 | 0.5 | 0.5 | 0.5 | 0.5 | 0.5 | 0.5 | 0.5 | 0.5 | 0.5 | 0.5 | 0.5 | 0.5 | 0.5 | 1 | 1 | 1 | 1 | 1 | From eQ_Lib.dat in MASControl 2017
D_ESe_All_P_Inf_Yr | Infiltration | MULTIPLIER | SmrDsn | 2014-01-01 | 2014-12-31 | Hourly | 1 | 1 | 1 | 1 | 1 | 1 | 0.5 | 0.5 | 0.5 | 0.5 | 0.5 | 0.5 | 0.5 | 0.5 | 0.5 | 0.5 | 0.5 | 0.5 | 0.5 | 1 | 1 | 1 | 1 | 1 | From eQ_Lib.dat in MASControl 2017
D_ESe_All_P_Inf_Yr | Infiltration | MULTIPLIER | Hol | 2014-01-01 | 2014-12-31 | Constant | 1 | [23 empty] | From eQ_Lib.dat in MASControl 2017
D_ESe_Caf_LitCFL_Yr | Lighting | FRACTION | SmrDsn | 2014-01-01 | 2014-01-04 | Constant | 1 | [23 empty] | From eQ_Lib.dat in MASControl 2017
D_ESe_Caf_LitCFL_Yr | Lighting | FRACTION | WntrDsn | 2014-01-01 | 2014-01-04 | Constant | 0 | [23 empty] | From eQ_Lib.dat in MASControl 2017
D_ESe_Caf_LitCFL_Yr | Lighting | FRACTION | Default | 2014-01-01 | 2014-01-04 | Constant | 0.02 | [23 empty] | From eQ_Lib.dat in MASControl 2017
D_ESe_Caf_LitCFL_Yr | Lighting | FRACTION | Default¦Wkdy | 2014-01-05 | 2014-04-03 | Hourly | 0.065 | 0.065 | 0.065 | 0.065 | 0.065 | 0.065 | 0.065 | 0.065 | 1 | 1 | 1 | 1 | 1 | 1 | 1 | 1 | 1 | 1 | 0.065 | 0.065 | 0.065 | 0.065 | 0.065 | 0.065 | From eQ_Lib.dat in MASControl 2017
D_ESe_Caf_LitCFL_Yr | Lighting | FRACTION | Sat | 2014-01-05 | 2014-04-03 | Hourly | 0.065 | 0.065 | 0.065 | 0.065 | 0.065 | 0.065 | 0.065 | 0.065 | 0.5 | 0.5 | 0.5 | 0.5 | 0.5 | 0.5 | 0.5 | 0.5 | 0.5 | 0.5 | 0.065 | 0.065 | 0.065 | 0.065 | 0.065 | 0.065 | From eQ_Lib.dat in MASControl 2017
D_ESe_Caf_LitCFL_Yr | Lighting | FRACTION | Sun | 2014-01-05 | 2014-04-03 | Constant | 0.05 | [23 empty] | From eQ_Lib.dat in MASControl 2017
D_ESe_Caf_LitCFL_Yr | Lighting | FRACTION | SmrDsn | 2014-04-04 | 2014-04-12 | Constant | 1 | [23 empty] | From eQ_Lib.dat in MASControl 2017
D_ESe_Caf_LitCFL_Yr | Lighting | FRACTION | WntrDsn | 2014-04-04 | 2014-04-12 | Constant | 0 | [23 empty] | From eQ_Lib.dat in MASControl 2017
D_ESe_Caf_LitCFL_Yr | Lighting | FRACTION | Default | 2014-04-04 | 2014-04-12 | Constant | 0.02 | [23 empty] | From eQ_Lib.dat in MASControl 2017
D_ESe_Caf_LitCFL_Yr | Lighting | FRACTION | Default¦Wkdy | 2014-04-13 | 2014-06-12 | Hourly | 0.065 | 0.065 | 0.065 | 0.065 | 0.065 | 0.065 | 0.065 | 0.065 | 1 | 1 | 1 | 1 | 1 | 1 | 1 | 1 | 1 | 1 | 0.065 | 0.065 | 0.065 | 0.065 | 0.065 | 0.065 | From eQ_Lib.dat in MASControl 2017
D_ESe_Caf_LitCFL_Yr | Lighting | FRACTION | Sat | 2014-04-13 | 2014-06-12 | Hourly | 0.065 | 0.065 | 0.065 | 0.065 | 0.065 | 0.065 | 0.065 | 0.065 | 0.5 | 0.5 | 0.5 | 0.5 | 0.5 | 0.5 | 0.5 | 0.5 | 0.5 | 0.5 | 0.065 | 0.065 | 0.065 | 0.065 | 0.065 | 0.065 | From eQ_Lib.dat in MASControl 2017
D_ESe_Caf_LitCFL_Yr | Lighting | FRACTION | Sun | 2014-04-13 | 2014-06-12 | Constant | 0.05 | [23 empty] | From eQ_Lib.dat in MASControl 2017
D_ESe_Caf_LitCFL_Yr | Lighting | FRACTION | SmrDsn | 2014-06-13 | 2014-08-16 | Constant | 1 | [23 empty] | From eQ_Lib.dat in MASControl 2017
D_ESe_Caf_LitCFL_Yr | Lighting | FRACTION | WntrDsn | 2014-06-13 | 2014-08-16 | Constant | 0 | [23 empty] | From eQ_Lib.dat in MASControl 2017
D_ESe_Caf_LitCFL_Yr | Lighting | FRACTION | Default | 2014-06-13 | 2014-08-16 | Constant | 0.02 | [23 empty] | From eQ_Lib.dat in MASControl 2017
D_ESe_Caf_LitCFL_Yr | Lighting | FRACTION | Default¦Wkdy | 2014-08-17 | 2014-12-11 | Hourly | 0.065 | 0.065 | 0.065 | 0.065 | 0.065 | 0.065 | 0.065 | 0.065 | 1 | 1 | 1 | 1 | 1 | 1 | 1 | 1 | 1 | 1 | 0.065 | 0.065 | 0.065 | 0.065 | 0.065 | 0.065 | From eQ_Lib.dat in MASControl 2017
D_ESe_Caf_LitCFL_Yr | Lighting | FRACTION | Sat | 2014-08-17 | 2014-12-11 | Hourly | 0.065 | 0.065 | 0.065 | 0.065 | 0.065 | 0.065 | 0.065 | 0.065 | 0.5 | 0.5 | 0.5 | 0.5 | 0.5 | 0.5 | 0.5 | 0.5 | 0.5 | 0.5 | 0.065 | 0.065 | 0.065 | 0.065 | 0.065 | 0.065 | From eQ_Lib.dat in MASControl 2017
D_ESe_Caf_LitCFL_Yr | Lighting | FRACTION | Sun | 2014-08-17 | 2014-12-11 | Constant | 0.05 | [23 empty] | From eQ_Lib.dat in MASControl 2017
D_ESe_Caf_LitCFL_Yr | Lighting | FRACTION | SmrDsn | 2014-12-12 | 2014-12-31 | Constant | 1 | [23 empty] | From eQ_Lib.dat in MASControl 2017
D_ESe_Caf_LitCFL_Yr | Lighting | FRACTION | WntrDsn | 2014-12-12 | 2014-12-31 | Constant | 0 | [23 empty] | From eQ_Lib.dat in MASControl 2017
D_ESe_Caf_LitCFL_Yr | Lighting | FRACTION | Default | 2014-12-12 | 2014-12-31 | Constant | 0.02 | [23 empty] | From eQ_Lib.dat in MASControl 2017
D_ESe_Caf_LitCFL_Yr | Lighting | FRACTION | WntrDsn | 2014-01-01 | 2014-12-31 | Constant | 0 | [23 empty] | From eQ_Lib.dat in MASControl 2017
D_ESe_Caf_LitCFL_Yr | Lighting | FRACTION | SmrDsn | 2014-01-01 | 2014-12-31 | Constant | 1 | [23 empty] | From eQ_Lib.dat in MASControl 2017
D_ESe_Caf_LitCFL_Yr | Lighting | FRACTION | Hol | 2014-01-01 | 2014-12-31 | Constant | 0.05 | [23 empty] | From eQ_Lib.dat in MASControl 2017
D_ESe_Caf_LitEx_Yr | Lighting | FRACTION | SmrDsn | 2014-01-01 | 2014-12-31 | Constant | 1 | [23 empty] | From eQ_Lib.dat in MASControl 2017
D_ESe_Caf_LitEx_Yr | Lighting | FRACTION | WntrDsn | 2014-01-01 | 2014-12-31 | Constant | 0 | [23 empty] | From eQ_Lib.dat in MASControl 2017
D_ESe_Caf_LitEx_Yr | Lighting | FRACTION | Default¦Hol | 2014-01-01 | 2014-12-31 | Constant | 1 | [23 empty] | From eQ_Lib.dat in MASControl 2017
D_ESe_Caf_LitLF_Yr | Lighting | FRACTION | SmrDsn | 2014-01-01 | 2014-01-04 | Constant | 1 | [23 empty] | From eQ_Lib.dat in MASControl 2017
D_ESe_Caf_LitLF_Yr | Lighting | FRACTION | WntrDsn | 2014-01-01 | 2014-01-04 | Constant | 0 | [23 empty] | From eQ_Lib.dat in MASControl 2017
D_ESe_Caf_LitLF_Yr | Lighting | FRACTION | Default | 2014-01-01 | 2014-01-04 | Constant | 0.02 | [23 empty] | From eQ_Lib.dat in MASControl 2017
D_ESe_Caf_LitLF_Yr | Lighting | FRACTION | Default¦Wkdy | 2014-01-05 | 2014-04-03 | Hourly | 0.05 | 0.05 | 0.05 | 0.05 | 0.05 | 0.05 | 0.05 | 0.05 | 1 | 1 | 1 | 1 | 1 | 1 | 1 | 1 | 1 | 1 | 0.05 | 0.05 | 0.05 | 0.05 | 0.05 | 0.05 | From eQ_Lib.dat in MASControl 2017
D_ESe_Caf_LitLF_Yr | Lighting | FRACTION | Sat | 2014-01-05 | 2014-04-03 | Hourly | 0.05 | 0.05 | 0.05 | 0.05 | 0.05 | 0.05 | 0.05 | 0.05 | 0.6 | 0.6 | 0.6 | 0.6 | 0.6 | 0.6 | 0.6 | 0.6 | 0.6 | 0.6 | 0.05 | 0.05 | 0.05 | 0.05 | 0.05 | 0.05 | From eQ_Lib.dat in MASControl 2017
D_ESe_Caf_LitLF_Yr | Lighting | FRACTION | Sun | 2014-01-05 | 2014-04-03 | Constant | 0.05 | [23 empty] | From eQ_Lib.dat in MASControl 2017
D_ESe_Caf_LitLF_Yr | Lighting | FRACTION | SmrDsn | 2014-04-04 | 2014-04-12 | Constant | 1 | [23 empty] | From eQ_Lib.dat in MASControl 2017
D_ESe_Caf_LitLF_Yr | Lighting | FRACTION | WntrDsn | 2014-04-04 | 2014-04-12 | Constant | 0 | [23 empty] | From eQ_Lib.dat in MASControl 2017
D_ESe_Caf_LitLF_Yr | Lighting | FRACTION | Default | 2014-04-04 | 2014-04-12 | Constant | 0.02 | [23 empty] | From eQ_Lib.dat in MASControl 2017
D_ESe_Caf_LitLF_Yr | Lighting | FRACTION | Default¦Wkdy | 2014-04-13 | 2014-06-12 | Hourly | 0.05 | 0.05 | 0.05 | 0.05 | 0.05 | 0.05 | 0.05 | 0.05 | 1 | 1 | 1 | 1 | 1 | 1 | 1 | 1 | 1 | 1 | 0.05 | 0.05 | 0.05 | 0.05 | 0.05 | 0.05 | From eQ_Lib.dat in MASControl 2017
D_ESe_Caf_LitLF_Yr | Lighting | FRACTION | Sat | 2014-04-13 | 2014-06-12 | Hourly | 0.05 | 0.05 | 0.05 | 0.05 | 0.05 | 0.05 | 0.05 | 0.05 | 0.6 | 0.6 | 0.6 | 0.6 | 0.6 | 0.6 | 0.6 | 0.6 | 0.6 | 0.6 | 0.05 | 0.05 | 0.05 | 0.05 | 0.05 | 0.05 | From eQ_Lib.dat in MASControl 2017
D_ESe_Caf_LitLF_Yr | Lighting | FRACTION | Sun | 2014-04-13 | 2014-06-12 | Constant | 0.05 | [23 empty] | From eQ_Lib.dat in MASControl 2017
D_ESe_Caf_LitLF_Yr | Lighting | FRACTION | SmrDsn | 2014-06-13 | 2014-08-16 | Constant | 1 | [23 empty] | From eQ_Lib.dat in MASControl 2017
D_ESe_Caf_LitLF_Yr | Lighting | FRACTION | WntrDsn | 2014-06-13 | 2014-08-16 | Constant | 0 | [23 empty] | From eQ_Lib.dat in MASControl 2017
D_ESe_Caf_LitLF_Yr | Lighting | FRACTION | Default | 2014-06-13 | 2014-08-16 | Constant | 0.02 | [23 empty] | From eQ_Lib.dat in MASControl 2017
D_ESe_Caf_LitLF_Yr | Lighting | FRACTION | Default¦Wkdy | 2014-08-17 | 2014-12-11 | Hourly | 0.05 | 0.05 | 0.05 | 0.05 | 0.05 | 0.05 | 0.05 | 0.05 | 1 | 1 | 1 | 1 | 1 | 1 | 1 | 1 | 1 | 1 | 0.05 | 0.05 | 0.05 | 0.05 | 0.05 | 0.05 | From eQ_Lib.dat in MASControl 2017
D_ESe_Caf_LitLF_Yr | Lighting | FRACTION | Sat | 2014-08-17 | 2014-12-11 | Hourly | 0.05 | 0.05 | 0.05 | 0.05 | 0.05 | 0.05 | 0.05 | 0.05 | 0.6 | 0.6 | 0.6 | 0.6 | 0.6 | 0.6 | 0.6 | 0.6 | 0.6 | 0.6 | 0.05 | 0.05 | 0.05 | 0.05 | 0.05 | 0.05 | From eQ_Lib.dat in MASControl 2017
D_ESe_Caf_LitLF_Yr | Lighting | FRACTION | Sun | 2014-08-17 | 2014-12-11 | Constant | 0.05 | [23 empty] | From eQ_Lib.dat in MASControl 2017
D_ESe_Caf_LitLF_Yr | Lighting | FRACTION | SmrDsn | 2014-12-12 | 2014-12-31 | Constant | 1 | [23 empty] | From eQ_Lib.dat in MASControl 2017
D_ESe_Caf_LitLF_Yr | Lighting | FRACTION | WntrDsn | 2014-12-12 | 2014-12-31 | Constant | 0 | [23 empty] | From eQ_Lib.dat in MASControl 2017
D_ESe_Caf_LitLF_Yr | Lighting | FRACTION | Default | 2014-12-12 | 2014-12-31 | Constant | 0.02 | [23 empty] | From eQ_Lib.dat in MASControl 2017
D_ESe_Caf_LitLF_Yr | Lighting | FRACTION | WntrDsn | 2014-01-01 | 2014-12-31 | Constant | 0 | [23 empty] | From eQ_Lib.dat in MASControl 2017
D_ESe_Caf_LitLF_Yr | Lighting | FRACTION | SmrDsn | 2014-01-01 | 2014-12-31 | Constant | 1 | [23 empty] | From eQ_Lib.dat in MASControl 2017
D_ESe_Caf_LitLF_Yr | Lighting | FRACTION | Hol | 2014-01-01 | 2014-12-31 | Constant | 0.05 | [23 empty] | From eQ_Lib.dat in MASControl 2017
D_ESe_Caf_LitSp_Yr | Lighting | FRACTION | SmrDsn | 2014-01-01 | 2014-01-04 | Constant | 1 | [23 empty] | From eQ_Lib.dat in MASControl 2017
D_ESe_Caf_LitSp_Yr | Lighting | FRACTION | WntrDsn | 2014-01-01 | 2014-01-04 | Constant | 0 | [23 empty] | From eQ_Lib.dat in MASControl 2017
D_ESe_Caf_LitSp_Yr | Lighting | FRACTION | Default | 2014-01-01 | 2014-01-04 | Constant | 0.02 | [23 empty] | From eQ_Lib.dat in MASControl 2017
D_ESe_Caf_LitSp_Yr | Lighting | FRACTION | Default¦Wkdy | 2014-01-05 | 2014-04-03 | Hourly | 0.05 | 0.05 | 0.05 | 0.05 | 0.05 | 0.05 | 0.05 | 0.05 | 1 | 1 | 1 | 1 | 1 | 1 | 1 | 1 | 1 | 1 | 0.05 | 0.05 | 0.05 | 0.05 | 0.05 | 0.05 | From eQ_Lib.dat in MASControl 2017
D_ESe_Caf_LitSp_Yr | Lighting | FRACTION | Sat | 2014-01-05 | 2014-04-03 | Hourly | 0.05 | 0.05 | 0.05 | 0.05 | 0.05 | 0.05 | 0.05 | 0.05 | 0.6 | 0.6 | 0.6 | 0.6 | 0.6 | 0.6 | 0.6 | 0.6 | 0.6 | 0.6 | 0.05 | 0.05 | 0.05 | 0.05 | 0.05 | 0.05 | From eQ_Lib.dat in MASControl 2017
D_ESe_Caf_LitSp_Yr | Lighting | FRACTION | Sun | 2014-01-05 | 2014-04-03 | Constant | 0.05 | [23 empty] | From eQ_Lib.dat in MASControl 2017
D_ESe_Caf_LitSp_Yr | Lighting | FRACTION | SmrDsn | 2014-04-04 | 2014-04-12 | Constant | 1 | [23 empty] | From eQ_Lib.dat in MASControl 2017
D_ESe_Caf_LitSp_Yr | Lighting | FRACTION | WntrDsn | 2014-04-04 | 2014-04-12 | Constant | 0 | [23 empty] | From eQ_Lib.dat in MASControl 2017
D_ESe_Caf_LitSp_Yr | Lighting | FRACTION | Default | 2014-04-04 | 2014-04-12 | Constant | 0.02 | [23 empty] | From eQ_Lib.dat in MASControl 2017
D_ESe_Caf_LitSp_Yr | Lighting | FRACTION | Default¦Wkdy | 2014-04-13 | 2014-06-12 | Hourly | 0.05 | 0.05 | 0.05 | 0.05 | 0.05 | 0.05 | 0.05 | 0.05 | 1 | 1 | 1 | 1 | 1 | 1 | 1 | 1 | 1 | 1 | 0.05 | 0.05 | 0.05 | 0.05 | 0.05 | 0.05 | From eQ_Lib.dat in MASControl 2017
D_ESe_Caf_LitSp_Yr | Lighting | FRACTION | Sat | 2014-04-13 | 2014-06-12 | Hourly | 0.05 | 0.05 | 0.05 | 0.05 | 0.05 | 0.05 | 0.05 | 0.05 | 0.6 | 0.6 | 0.6 | 0.6 | 0.6 | 0.6 | 0.6 | 0.6 | 0.6 | 0.6 | 0.05 | 0.05 | 0.05 | 0.05 | 0.05 | 0.05 | From eQ_Lib.dat in MASControl 2017
D_ESe_Caf_LitSp_Yr | Lighting | FRACTION | Sun | 2014-04-13 | 2014-06-12 | Constant | 0.05 | [23 empty] | From eQ_Lib.dat in MASControl 2017
D_ESe_Caf_LitSp_Yr | Lighting | FRACTION | SmrDsn | 2014-06-13 | 2014-08-16 | Constant | 1 | [23 empty] | From eQ_Lib.dat in MASControl 2017
D_ESe_Caf_LitSp_Yr | Lighting | FRACTION | WntrDsn | 2014-06-13 | 2014-08-16 | Constant | 0 | [23 empty] | From eQ_Lib.dat in MASControl 2017
D_ESe_Caf_LitSp_Yr | Lighting | FRACTION | Default | 2014-06-13 | 2014-08-16 | Constant | 0.02 | [23 empty] | From eQ_Lib.dat in MASControl 2017
D_ESe_Caf_LitSp_Yr | Lighting | FRACTION | Default¦Wkdy | 2014-08-17 | 2014-12-11 | Hourly | 0.05 | 0.05 | 0.05 | 0.05 | 0.05 | 0.05 | 0.05 | 0.05 | 1 | 1 | 1 | 1 | 1 | 1 | 1 | 1 | 1 | 1 | 0.05 | 0.05 | 0.05 | 0.05 | 0.05 | 0.05 | From eQ_Lib.dat in MASControl 2017
D_ESe_Caf_LitSp_Yr | Lighting | FRACTION | Sat | 2014-08-17 | 2014-12-11 | Hourly | 0.05 | 0.05 | 0.05 | 0.05 | 0.05 | 0.05 | 0.05 | 0.05 | 0.6 | 0.6 | 0.6 | 0.6 | 0.6 | 0.6 | 0.6 | 0.6 | 0.6 | 0.6 | 0.05 | 0.05 | 0.05 | 0.05 | 0.05 | 0.05 | From eQ_Lib.dat in MASControl 2017
D_ESe_Caf_LitSp_Yr | Lighting | FRACTION | Sun | 2014-08-17 | 2014-12-11 | Constant | 0.05 | [23 empty] | From eQ_Lib.dat in MASControl 2017
D_ESe_Caf_LitSp_Yr | Lighting | FRACTION | SmrDsn | 2014-12-12 | 2014-12-31 | Constant | 1 | [23 empty] | From eQ_Lib.dat in MASControl 2017
D_ESe_Caf_LitSp_Yr | Lighting | FRACTION | WntrDsn | 2014-12-12 | 2014-12-31 | Constant | 0 | [23 empty] | From eQ_Lib.dat in MASControl 2017
D_ESe_Caf_LitSp_Yr | Lighting | FRACTION | Default | 2014-12-12 | 2014-12-31 | Constant | 0.02 | [23 empty] | From eQ_Lib.dat in MASControl 2017
D_ESe_Caf_LitSp_Yr | Lighting | FRACTION | WntrDsn | 2014-01-01 | 2014-12-31 | Constant | 0 | [23 empty] | From eQ_Lib.dat in MASControl 2017
D_ESe_Caf_LitSp_Yr | Lighting | FRACTION | SmrDsn | 2014-01-01 | 2014-12-31 | Constant | 1 | [23 empty] | From eQ_Lib.dat in MASControl 2017
D_ESe_Caf_LitSp_Yr | Lighting | FRACTION | Hol | 2014-01-01 | 2014-12-31 | Constant | 0.05 | [23 empty] | From eQ_Lib.dat in MASControl 2017
D_ESe_Caf_Misc_Yr | Equipment | FRACTION | SmrDsn | 2014-01-01 | 2014-01-04 | Constant | 1 | [23 empty] | From eQ_Lib.dat in MASControl 2017
D_ESe_Caf_Misc_Yr | Equipment | FRACTION | WntrDsn | 2014-01-01 | 2014-01-04 | Constant | 0 | [23 empty] | From eQ_Lib.dat in MASControl 2017
D_ESe_Caf_Misc_Yr | Equipment | FRACTION | Default | 2014-01-01 | 2014-01-04 | Constant | 0.01 | [23 empty] | From eQ_Lib.dat in MASControl 2017
D_ESe_Caf_Misc_Yr | Equipment | FRACTION | Default¦Wkdy | 2014-01-05 | 2014-04-03 | Hourly | 0.05 | 0.05 | 0.05 | 0.05 | 0.05 | 0.05 | 0.05 | 0.2 | 0.4 | 0.6 | 0.8 | 0.9 | 0.9 | 0.8 | 0.6 | 0.4 | 0.2 | 0.05 | 0.05 | 0.05 | 0.05 | 0.05 | 0.05 | 0.05 | From eQ_Lib.dat in MASControl 2017
D_ESe_Caf_Misc_Yr | Equipment | FRACTION | Sat | 2014-01-05 | 2014-04-03 | Hourly | 0.05 | 0.05 | 0.05 | 0.05 | 0.05 | 0.05 | 0.05 | 0.05 | 0.6 | 0.6 | 0.6 | 0.6 | 0.6 | 0.6 | 0.6 | 0.6 | 0.6 | 0.6 | 0.05 | 0.05 | 0.05 | 0.05 | 0.05 | 0.05 | From eQ_Lib.dat in MASControl 2017
D_ESe_Caf_Misc_Yr | Equipment | FRACTION | Sun | 2014-01-05 | 2014-04-03 | Constant | 0.05 | [23 empty] | From eQ_Lib.dat in MASControl 2017
D_ESe_Caf_Misc_Yr | Equipment | FRACTION | SmrDsn | 2014-04-04 | 2014-04-12 | Constant | 1 | [23 empty] | From eQ_Lib.dat in MASControl 2017
D_ESe_Caf_Misc_Yr | Equipment | FRACTION | WntrDsn | 2014-04-04 | 2014-04-12 | Constant | 0 | [23 empty] | From eQ_Lib.dat in MASControl 2017
D_ESe_Caf_Misc_Yr | Equipment | FRACTION | Default | 2014-04-04 | 2014-04-12 | Constant | 0.05 | [23 empty] | From eQ_Lib.dat in MASControl 2017
D_ESe_Caf_Misc_Yr | Equipment | FRACTION | Default¦Wkdy | 2014-04-13 | 2014-06-12 | Hourly | 0.05 | 0.05 | 0.05 | 0.05 | 0.05 | 0.05 | 0.05 | 0.2 | 0.4 | 0.6 | 0.8 | 0.9 | 0.9 | 0.8 | 0.6 | 0.4 | 0.2 | 0.05 | 0.05 | 0.05 | 0.05 | 0.05 | 0.05 | 0.05 | From eQ_Lib.dat in MASControl 2017
D_ESe_Caf_Misc_Yr | Equipment | FRACTION | Sat | 2014-04-13 | 2014-06-12 | Hourly | 0.05 | 0.05 | 0.05 | 0.05 | 0.05 | 0.05 | 0.05 | 0.05 | 0.6 | 0.6 | 0.6 | 0.6 | 0.6 | 0.6 | 0.6 | 0.6 | 0.6 | 0.6 | 0.05 | 0.05 | 0.05 | 0.05 | 0.05 | 0.05 | From eQ_Lib.dat in MASControl 2017
D_ESe_Caf_Misc_Yr | Equipment | FRACTION | Sun | 2014-04-13 | 2014-06-12 | Constant | 0.05 | [23 empty] | From eQ_Lib.dat in MASControl 2017
D_ESe_Caf_Misc_Yr | Equipment | FRACTION | SmrDsn | 2014-06-13 | 2014-08-16 | Constant | 1 | [23 empty] | From eQ_Lib.dat in MASControl 2017
D_ESe_Caf_Misc_Yr | Equipment | FRACTION | WntrDsn | 2014-06-13 | 2014-08-16 | Constant | 0 | [23 empty] | From eQ_Lib.dat in MASControl 2017
D_ESe_Caf_Misc_Yr | Equipment | FRACTION | Default | 2014-06-13 | 2014-08-16 | Constant | 0.05 | [23 empty] | From eQ_Lib.dat in MASControl 2017
D_ESe_Caf_Misc_Yr | Equipment | FRACTION | Default¦Wkdy | 2014-08-17 | 2014-12-11 | Hourly | 0.05 | 0.05 | 0.05 | 0.05 | 0.05 | 0.05 | 0.05 | 0.2 | 0.4 | 0.6 | 0.8 | 0.9 | 0.9 | 0.8 | 0.6 | 0.4 | 0.2 | 0.05 | 0.05 | 0.05 | 0.05 | 0.05 | 0.05 | 0.05 | From eQ_Lib.dat in MASControl 2017
D_ESe_Caf_Misc_Yr | Equipment | FRACTION | Sat | 2014-08-17 | 2014-12-11 | Hourly | 0.05 | 0.05 | 0.05 | 0.05 | 0.05 | 0.05 | 0.05 | 0.05 | 0.6 | 0.6 | 0.6 | 0.6 | 0.6 | 0.6 | 0.6 | 0.6 | 0.6 | 0.6 | 0.05 | 0.05 | 0.05 | 0.05 | 0.05 | 0.05 | From eQ_Lib.dat in MASControl 2017
D_ESe_Caf_Misc_Yr | Equipment | FRACTION | Sun | 2014-08-17 | 2014-12-11 | Constant | 0.05 | [23 empty] | From eQ_Lib.dat in MASControl 2017
D_ESe_Caf_Misc_Yr | Equipment | FRACTION | SmrDsn | 2014-12-12 | 2014-12-31 | Constant | 1 | [23 empty] | From eQ_Lib.dat in MASControl 2017
D_ESe_Caf_Misc_Yr | Equipment | FRACTION | WntrDsn | 2014-12-12 | 2014-12-31 | Constant | 0 | [23 empty] | From eQ_Lib.dat in MASControl 2017
D_ESe_Caf_Misc_Yr | Equipment | FRACTION | Default | 2014-12-12 | 2014-12-31 | Constant | 0.05 | [23 empty] | From eQ_Lib.dat in MASControl 2017
D_ESe_Caf_Misc_Yr | Equipment | FRACTION | WntrDsn | 2014-01-01 | 2014-12-31 | Constant | 0 | [23 empty] | From eQ_Lib.dat in MASControl 2017
D_ESe_Caf_Misc_Yr | Equipment | FRACTION | SmrDsn | 2014-01-01 | 2014-12-31 | Constant | 1 | [23 empty] | From eQ_Lib.dat in MASControl 2017
D_ESe_Caf_Misc_Yr | Equipment | FRACTION | Hol | 2014-01-01 | 2014-12-31 | Constant | 0.05 | [23 empty] | From eQ_Lib.dat in MASControl 2017
D_ESe_Caf_Occup_Yr | Occupancy | FRACTION | SmrDsn | 2014-01-01 | 2014-01-04 | Constant | 1 | [23 empty] | From eQ_Lib.dat in MASControl 2017
D_ESe_Caf_Occup_Yr | Occupancy | FRACTION | WntrDsn | 2014-01-01 | 2014-01-04 | Constant | 0 | [23 empty] | From eQ_Lib.dat in MASControl 2017
D_ESe_Caf_Occup_Yr | Occupancy | FRACTION | Default | 2014-01-01 | 2014-01-04 | Constant | 0 | [23 empty] | From eQ_Lib.dat in MASControl 2017
D_ESe_Caf_Occup_Yr | Occupancy | FRACTION | Default¦Wkdy | 2014-01-05 | 2014-04-03 | Hourly | 0 | 0 | 0 | 0 | 0 | 0 | 0 | 0 | 1 | 1 | 1 | 1 | 1 | 1 | 1 | 1 | 1 | 1 | 0 | 0 | 0 | 0 | 0 | 0 | From eQ_Lib.dat in MASControl 2017
D_ESe_Caf_Occup_Yr | Occupancy | FRACTION | Sat | 2014-01-05 | 2014-04-03 | Hourly | 0 | 0 | 0 | 0 | 0 | 0 | 0 | 0 | 0.1 | 0.1 | 0.1 | 0.35 | 0.7 | 0.3 | 0.1 | 0.1 | 0.1 | 0 | 0 | 0 | 0 | 0 | 0 | 0 | From eQ_Lib.dat in MASControl 2017
D_ESe_Caf_Occup_Yr | Occupancy | FRACTION | Sun | 2014-01-05 | 2014-04-03 | Constant | 0 | [23 empty] | From eQ_Lib.dat in MASControl 2017
D_ESe_Caf_Occup_Yr | Occupancy | FRACTION | SmrDsn | 2014-04-04 | 2014-04-12 | Constant | 1 | [23 empty] | From eQ_Lib.dat in MASControl 2017
D_ESe_Caf_Occup_Yr | Occupancy | FRACTION | WntrDsn | 2014-04-04 | 2014-04-12 | Constant | 0 | [23 empty] | From eQ_Lib.dat in MASControl 2017
D_ESe_Caf_Occup_Yr | Occupancy | FRACTION | Default | 2014-04-04 | 2014-04-12 | Constant | 0 | [23 empty] | From eQ_Lib.dat in MASControl 2017
D_ESe_Caf_Occup_Yr | Occupancy | FRACTION | Default¦Wkdy | 2014-04-13 | 2014-06-12 | Hourly | 0 | 0 | 0 | 0 | 0 | 0 | 0 | 0 | 1 | 1 | 1 | 1 | 1 | 1 | 1 | 1 | 1 | 1 | 0 | 0 | 0 | 0 | 0 | 0 | From eQ_Lib.dat in MASControl 2017
D_ESe_Caf_Occup_Yr | Occupancy | FRACTION | Sat | 2014-04-13 | 2014-06-12 | Hourly | 0 | 0 | 0 | 0 | 0 | 0 | 0 | 0 | 0.1 | 0.1 | 0.1 | 0.35 | 0.7 | 0.3 | 0.1 | 0.1 | 0.1 | 0 | 0 | 0 | 0 | 0 | 0 | 0 | From eQ_Lib.dat in MASControl 2017
D_ESe_Caf_Occup_Yr | Occupancy | FRACTION | Sun | 2014-04-13 | 2014-06-12 | Constant | 0 | [23 empty] | From eQ_Lib.dat in MASControl 2017
D_ESe_Caf_Occup_Yr | Occupancy | FRACTION | SmrDsn | 2014-06-13 | 2014-08-16 | Constant | 1 | [23 empty] | From eQ_Lib.dat in MASControl 2017
D_ESe_Caf_Occup_Yr | Occupancy | FRACTION | WntrDsn | 2014-06-13 | 2014-08-16 | Constant | 0 | [23 empty] | From eQ_Lib.dat in MASControl 2017
D_ESe_Caf_Occup_Yr | Occupancy | FRACTION | Default | 2014-06-13 | 2014-08-16 | Constant | 0 | [23 empty] | From eQ_Lib.dat in MASControl 2017
D_ESe_Caf_Occup_Yr | Occupancy | FRACTION | Default¦Wkdy | 2014-08-17 | 2014-12-11 | Hourly | 0 | 0 | 0 | 0 | 0 | 0 | 0 | 0 | 1 | 1 | 1 | 1 | 1 | 1 | 1 | 1 | 1 | 1 | 0 | 0 | 0 | 0 | 0 | 0 | From eQ_Lib.dat in MASControl 2017
D_ESe_Caf_Occup_Yr | Occupancy | FRACTION | Sat | 2014-08-17 | 2014-12-11 | Hourly | 0 | 0 | 0 | 0 | 0 | 0 | 0 | 0 | 0.1 | 0.1 | 0.1 | 0.35 | 0.7 | 0.3 | 0.1 | 0.1 | 0.1 | 0 | 0 | 0 | 0 | 0 | 0 | 0 | From eQ_Lib.dat in MASControl 2017
D_ESe_Caf_Occup_Yr | Occupancy | FRACTION | Sun | 2014-08-17 | 2014-12-11 | Constant | 0 | [23 empty] | From eQ_Lib.dat in MASControl 2017
D_ESe_Caf_Occup_Yr | Occupancy | FRACTION | SmrDsn | 2014-12-12 | 2014-12-31 | Constant | 1 | [23 empty] | From eQ_Lib.dat in MASControl 2017
D_ESe_Caf_Occup_Yr | Occupancy | FRACTION | WntrDsn | 2014-12-12 | 2014-12-31 | Constant | 0 | [23 empty] | From eQ_Lib.dat in MASControl 2017
D_ESe_Caf_Occup_Yr | Occupancy | FRACTION | Default | 2014-12-12 | 2014-12-31 | Constant | 0 | [23 empty] | From eQ_Lib.dat in MASControl 2017
D_ESe_Caf_Occup_Yr | Occupancy | FRACTION | WntrDsn | 2014-01-01 | 2014-12-31 | Constant | 0 | [23 empty] | From eQ_Lib.dat in MASControl 2017
D_ESe_Caf_Occup_Yr | Occupancy | FRACTION | SmrDsn | 2014-01-01 | 2014-12-31 | Constant | 1 | [23 empty] | From eQ_Lib.dat in MASControl 2017
D_ESe_Caf_Occup_Yr | Occupancy | FRACTION | Hol | 2014-01-01 | 2014-12-31 | Constant | 0 | [23 empty] | From eQ_Lib.dat in MASControl 2017
D_ESe_Clrm_LitCFL_Yr | Lighting | FRACTION | SmrDsn | 2014-01-01 | 2014-01-04 | Constant | 1 | [23 empty] | From eQ_Lib.dat in MASControl 2017
D_ESe_Clrm_LitCFL_Yr | Lighting | FRACTION | WntrDsn | 2014-01-01 | 2014-01-04 | Constant | 0 | [23 empty] | From eQ_Lib.dat in MASControl 2017
D_ESe_Clrm_LitCFL_Yr | Lighting | FRACTION | Default | 2014-01-01 | 2014-01-04 | Constant | 0.02 | [23 empty] | From eQ_Lib.dat in MASControl 2017
D_ESe_Clrm_LitCFL_Yr | Lighting | FRACTION | Default¦Wkdy | 2014-01-05 | 2014-04-03 | Hourly | 0.065 | 0.065 | 0.065 | 0.065 | 0.065 | 0.6063 | 0.6063 | 0.6063 | 0.6063 | 1 | 1 | 1 | 1 | 1 | 1 | 0.5571 | 0.5571 | 0.5571 | 0.5571 | 0.3603 | 0.1142 | 0.1142 | 0.1142 | 0.1142 | From eQ_Lib.dat in MASControl 2017
D_ESe_Clrm_LitCFL_Yr | Lighting | FRACTION | Sat | 2014-01-05 | 2014-04-03 | Hourly | 0.065 | 0.065 | 0.065 | 0.065 | 0.065 | 0.065 | 0.065 | 0.4 | 0.4 | 0.4 | 0.4 | 0.4 | 0.4 | 0.4 | 0.4 | 0.4 | 0.065 | 0.065 | 0.065 | 0.065 | 0.065 | 0.065 | 0.065 | 0.065 | From eQ_Lib.dat in MASControl 2017
D_ESe_Clrm_LitCFL_Yr | Lighting | FRACTION | Sun | 2014-01-05 | 2014-04-03 | Constant | 0.05 | [23 empty] | From eQ_Lib.dat in MASControl 2017
D_ESe_Clrm_LitCFL_Yr | Lighting | FRACTION | SmrDsn | 2014-04-04 | 2014-04-12 | Constant | 1 | [23 empty] | From eQ_Lib.dat in MASControl 2017
D_ESe_Clrm_LitCFL_Yr | Lighting | FRACTION | WntrDsn | 2014-04-04 | 2014-04-12 | Constant | 0 | [23 empty] | From eQ_Lib.dat in MASControl 2017
D_ESe_Clrm_LitCFL_Yr | Lighting | FRACTION | Default | 2014-04-04 | 2014-04-12 | Constant | 0.02 | [23 empty] | From eQ_Lib.dat in MASControl 2017
D_ESe_Clrm_LitCFL_Yr | Lighting | FRACTION | Default¦Wkdy | 2014-04-13 | 2014-06-12 | Hourly | 0.065 | 0.065 | 0.065 | 0.065 | 0.065 | 0.6063 | 0.6063 | 0.6063 | 0.6063 | 1 | 1 | 1 | 1 | 1 | 1 | 0.5571 | 0.5571 | 0.5571 | 0.5571 | 0.3603 | 0.1142 | 0.1142 | 0.1142 | 0.1142 | From eQ_Lib.dat in MASControl 2017
D_ESe_Clrm_LitCFL_Yr | Lighting | FRACTION | Sat | 2014-04-13 | 2014-06-12 | Hourly | 0.065 | 0.065 | 0.065 | 0.065 | 0.065 | 0.065 | 0.065 | 0.4 | 0.4 | 0.4 | 0.4 | 0.4 | 0.4 | 0.4 | 0.4 | 0.4 | 0.065 | 0.065 | 0.065 | 0.065 | 0.065 | 0.065 | 0.065 | 0.065 | From eQ_Lib.dat in MASControl 2017
D_ESe_Clrm_LitCFL_Yr | Lighting | FRACTION | Sun | 2014-04-13 | 2014-06-12 | Constant | 0.05 | [23 empty] | From eQ_Lib.dat in MASControl 2017
D_ESe_Clrm_LitCFL_Yr | Lighting | FRACTION | SmrDsn | 2014-06-13 | 2014-08-16 | Constant | 1 | [23 empty] | From eQ_Lib.dat in MASControl 2017
D_ESe_Clrm_LitCFL_Yr | Lighting | FRACTION | WntrDsn | 2014-06-13 | 2014-08-16 | Constant | 0 | [23 empty] | From eQ_Lib.dat in MASControl 2017
D_ESe_Clrm_LitCFL_Yr | Lighting | FRACTION | Default | 2014-06-13 | 2014-08-16 | Constant | 0.02 | [23 empty] | From eQ_Lib.dat in MASControl 2017
D_ESe_Clrm_LitCFL_Yr | Lighting | FRACTION | Default¦Wkdy | 2014-08-17 | 2014-12-11 | Hourly | 0.065 | 0.065 | 0.065 | 0.065 | 0.065 | 0.6063 | 0.6063 | 0.6063 | 0.6063 | 1 | 1 | 1 | 1 | 1 | 1 | 0.5571 | 0.5571 | 0.5571 | 0.5571 | 0.3603 | 0.1142 | 0.1142 | 0.1142 | 0.1142 | From eQ_Lib.dat in MASControl 2017
D_ESe_Clrm_LitCFL_Yr | Lighting | FRACTION | Sat | 2014-08-17 | 2014-12-11 | Hourly | 0.065 | 0.065 | 0.065 | 0.065 | 0.065 | 0.065 | 0.065 | 0.4 | 0.4 | 0.4 | 0.4 | 0.4 | 0.4 | 0.4 | 0.4 | 0.4 | 0.065 | 0.065 | 0.065 | 0.065 | 0.065 | 0.065 | 0.065 | 0.065 | From eQ_Lib.dat in MASControl 2017
D_ESe_Clrm_LitCFL_Yr | Lighting | FRACTION | Sun | 2014-08-17 | 2014-12-11 | Constant | 0.05 | [23 empty] | From eQ_Lib.dat in MASControl 2017
D_ESe_Clrm_LitCFL_Yr | Lighting | FRACTION | SmrDsn | 2014-12-12 | 2014-12-31 | Constant | 1 | [23 empty] | From eQ_Lib.dat in MASControl 2017
D_ESe_Clrm_LitCFL_Yr | Lighting | FRACTION | WntrDsn | 2014-12-12 | 2014-12-31 | Constant | 0 | [23 empty] | From eQ_Lib.dat in MASControl 2017
D_ESe_Clrm_LitCFL_Yr | Lighting | FRACTION | Default | 2014-12-12 | 2014-12-31 | Constant | 0.02 | [23 empty] | From eQ_Lib.dat in MASControl 2017
D_ESe_Clrm_LitCFL_Yr | Lighting | FRACTION | WntrDsn | 2014-01-01 | 2014-12-31 | Constant | 0 | [23 empty] | From eQ_Lib.dat in MASControl 2017
D_ESe_Clrm_LitCFL_Yr | Lighting | FRACTION | SmrDsn | 2014-01-01 | 2014-12-31 | Constant | 1 | [23 empty] | From eQ_Lib.dat in MASControl 2017
D_ESe_Clrm_LitCFL_Yr | Lighting | FRACTION | Hol | 2014-01-01 | 2014-12-31 | Constant | 0.05 | [23 empty] | From eQ_Lib.dat in MASControl 2017
D_ESe_Clrm_LitEx_Yr | Lighting | FRACTION | SmrDsn | 2014-01-01 | 2014-12-31 | Constant | 1 | [23 empty] | From eQ_Lib.dat in MASControl 2017
D_ESe_Clrm_LitEx_Yr | Lighting | FRACTION | WntrDsn | 2014-01-01 | 2014-12-31 | Constant | 0 | [23 empty] | From eQ_Lib.dat in MASControl 2017
D_ESe_Clrm_LitEx_Yr | Lighting | FRACTION | Default¦Hol | 2014-01-01 | 2014-12-31 | Constant | 1 | [23 empty] | From eQ_Lib.dat in MASControl 2017
D_ESe_Clrm_LitLF_Yr | Lighting | FRACTION | SmrDsn | 2014-01-01 | 2014-01-04 | Constant | 1 | [23 empty] | From eQ_Lib.dat in MASControl 2017
D_ESe_Clrm_LitLF_Yr | Lighting | FRACTION | WntrDsn | 2014-01-01 | 2014-01-04 | Constant | 0 | [23 empty] | From eQ_Lib.dat in MASControl 2017
D_ESe_Clrm_LitLF_Yr | Lighting | FRACTION | Default | 2014-01-01 | 2014-01-04 | Constant | 0.02 | [23 empty] | From eQ_Lib.dat in MASControl 2017
D_ESe_Clrm_LitLF_Yr | Lighting | FRACTION | Default¦Wkdy | 2014-01-05 | 2014-04-03 | Hourly | 0.05 | 0.05 | 0.05 | 0.05 | 0.05 | 0.6 | 0.6 | 0.6 | 0.6 | 1 | 1 | 1 | 1 | 1 | 1 | 0.55 | 0.55 | 0.55 | 0.55 | 0.35 | 0.1 | 0.1 | 0.1 | 0.1 | From eQ_Lib.dat in MASControl 2017
D_ESe_Clrm_LitLF_Yr | Lighting | FRACTION | Sat | 2014-01-05 | 2014-04-03 | Hourly | 0.05 | 0.05 | 0.05 | 0.05 | 0.05 | 0.05 | 0.05 | 0.4 | 0.4 | 0.4 | 0.4 | 0.4 | 0.4 | 0.4 | 0.4 | 0.4 | 0.05 | 0.05 | 0.05 | 0.05 | 0.05 | 0.05 | 0.05 | 0.05 | From eQ_Lib.dat in MASControl 2017
D_ESe_Clrm_LitLF_Yr | Lighting | FRACTION | Sun | 2014-01-05 | 2014-04-03 | Constant | 0.05 | [23 empty] | From eQ_Lib.dat in MASControl 2017
D_ESe_Clrm_LitLF_Yr | Lighting | FRACTION | SmrDsn | 2014-04-04 | 2014-04-12 | Constant | 1 | [23 empty] | From eQ_Lib.dat in MASControl 2017
D_ESe_Clrm_LitLF_Yr | Lighting | FRACTION | WntrDsn | 2014-04-04 | 2014-04-12 | Constant | 0 | [23 empty] | From eQ_Lib.dat in MASControl 2017
D_ESe_Clrm_LitLF_Yr | Lighting | FRACTION | Default | 2014-04-04 | 2014-04-12 | Constant | 0.02 | [23 empty] | From eQ_Lib.dat in MASControl 2017
D_ESe_Clrm_LitLF_Yr | Lighting | FRACTION | Default¦Wkdy | 2014-04-13 | 2014-06-12 | Hourly | 0.05 | 0.05 | 0.05 | 0.05 | 0.05 | 0.6 | 0.6 | 0.6 | 0.6 | 1 | 1 | 1 | 1 | 1 | 1 | 0.55 | 0.55 | 0.55 | 0.55 | 0.35 | 0.1 | 0.1 | 0.1 | 0.1 | From eQ_Lib.dat in MASControl 2017
D_ESe_Clrm_LitLF_Yr | Lighting | FRACTION | Sat | 2014-04-13 | 2014-06-12 | Hourly | 0.05 | 0.05 | 0.05 | 0.05 | 0.05 | 0.05 | 0.05 | 0.4 | 0.4 | 0.4 | 0.4 | 0.4 | 0.4 | 0.4 | 0.4 | 0.4 | 0.05 | 0.05 | 0.05 | 0.05 | 0.05 | 0.05 | 0.05 | 0.05 | From eQ_Lib.dat in MASControl 2017
D_ESe_Clrm_LitLF_Yr | Lighting | FRACTION | Sun | 2014-04-13 | 2014-06-12 | Constant | 0.05 | [23 empty] | From eQ_Lib.dat in MASControl 2017
D_ESe_Clrm_LitLF_Yr | Lighting | FRACTION | SmrDsn | 2014-06-13 | 2014-08-16 | Constant | 1 | [23 empty] | From eQ_Lib.dat in MASControl 2017
D_ESe_Clrm_LitLF_Yr | Lighting | FRACTION | WntrDsn | 2014-06-13 | 2014-08-16 | Constant | 0 | [23 empty] | From eQ_Lib.dat in MASControl 2017
D_ESe_Clrm_LitLF_Yr | Lighting | FRACTION | Default | 2014-06-13 | 2014-08-16 | Constant | 0.02 | [23 empty] | From eQ_Lib.dat in MASControl 2017
D_ESe_Clrm_LitLF_Yr | Lighting | FRACTION | Default¦Wkdy | 2014-08-17 | 2014-12-11 | Hourly | 0.05 | 0.05 | 0.05 | 0.05 | 0.05 | 0.6 | 0.6 | 0.6 | 0.6 | 1 | 1 | 1 | 1 | 1 | 1 | 0.55 | 0.55 | 0.55 | 0.55 | 0.35 | 0.1 | 0.1 | 0.1 | 0.1 | From eQ_Lib.dat in MASControl 2017
D_ESe_Clrm_LitLF_Yr | Lighting | FRACTION | Sat | 2014-08-17 | 2014-12-11 | Hourly | 0.05 | 0.05 | 0.05 | 0.05 | 0.05 | 0.05 | 0.05 | 0.4 | 0.4 | 0.4 | 0.4 | 0.4 | 0.4 | 0.4 | 0.4 | 0.4 | 0.05 | 0.05 | 0.05 | 0.05 | 0.05 | 0.05 | 0.05 | 0.05 | From eQ_Lib.dat in MASControl 2017
D_ESe_Clrm_LitLF_Yr | Lighting | FRACTION | Sun | 2014-08-17 | 2014-12-11 | Constant | 0.05 | [23 empty] | From eQ_Lib.dat in MASControl 2017
D_ESe_Clrm_LitLF_Yr | Lighting | FRACTION | SmrDsn | 2014-12-12 | 2014-12-31 | Constant | 1 | [23 empty] | From eQ_Lib.dat in MASControl 2017
D_ESe_Clrm_LitLF_Yr | Lighting | FRACTION | WntrDsn | 2014-12-12 | 2014-12-31 | Constant | 0 | [23 empty] | From eQ_Lib.dat in MASControl 2017
D_ESe_Clrm_LitLF_Yr | Lighting | FRACTION | Default | 2014-12-12 | 2014-12-31 | Constant | 0.02 | [23 empty] | From eQ_Lib.dat in MASControl 2017
D_ESe_Clrm_LitLF_Yr | Lighting | FRACTION | WntrDsn | 2014-01-01 | 2014-12-31 | Constant | 0 | [23 empty] | From eQ_Lib.dat in MASControl 2017
D_ESe_Clrm_LitLF_Yr | Lighting | FRACTION | SmrDsn | 2014-01-01 | 2014-12-31 | Constant | 1 | [23 empty] | From eQ_Lib.dat in MASControl 2017
D_ESe_Clrm_LitLF_Yr | Lighting | FRACTION | Hol | 2014-01-01 | 2014-12-31 | Constant | 0.05 | [23 empty] | From eQ_Lib.dat in MASControl 2017
D_ESe_Clrm_LitSp_Yr | Lighting | FRACTION | SmrDsn | 2014-01-01 | 2014-01-04 | Constant | 1 | [23 empty] | From eQ_Lib.dat in MASControl 2017
D_ESe_Clrm_LitSp_Yr | Lighting | FRACTION | WntrDsn | 2014-01-01 | 2014-01-04 | Constant | 0 | [23 empty] | From eQ_Lib.dat in MASControl 2017
D_ESe_Clrm_LitSp_Yr | Lighting | FRACTION | Default | 2014-01-01 | 2014-01-04 | Constant | 0.02 | [23 empty] | From eQ_Lib.dat in MASControl 2017
D_ESe_Clrm_LitSp_Yr | Lighting | FRACTION | Default¦Wkdy | 2014-01-05 | 2014-04-03 | Hourly | 0.05 | 0.05 | 0.05 | 0.05 | 0.05 | 0.6 | 0.6 | 0.6 | 0.6 | 1 | 1 | 1 | 1 | 1 | 1 | 0.55 | 0.55 | 0.55 | 0.55 | 0.35 | 0.1 | 0.1 | 0.1 | 0.1 | From eQ_Lib.dat in MASControl 2017
D_ESe_Clrm_LitSp_Yr | Lighting | FRACTION | Sat | 2014-01-05 | 2014-04-03 | Hourly | 0.05 | 0.05 | 0.05 | 0.05 | 0.05 | 0.05 | 0.05 | 0.3 | 0.3 | 0.3 | 0.3 | 0.3 | 0.3 | 0.3 | 0.3 | 0.3 | 0.05 | 0.05 | 0.05 | 0.05 | 0.05 | 0.05 | 0.05 | 0.05 | From eQ_Lib.dat in MASControl 2017
D_ESe_Clrm_LitSp_Yr | Lighting | FRACTION | Sun | 2014-01-05 | 2014-04-03 | Constant | 0.05 | [23 empty] | From eQ_Lib.dat in MASControl 2017
D_ESe_Clrm_LitSp_Yr | Lighting | FRACTION | SmrDsn | 2014-04-04 | 2014-04-12 | Constant | 1 | [23 empty] | From eQ_Lib.dat in MASControl 2017
D_ESe_Clrm_LitSp_Yr | Lighting | FRACTION | WntrDsn | 2014-04-04 | 2014-04-12 | Constant | 0 | [23 empty] | From eQ_Lib.dat in MASControl 2017
D_ESe_Clrm_LitSp_Yr | Lighting | FRACTION | Default | 2014-04-04 | 2014-04-12 | Constant | 0.02 | [23 empty] | From eQ_Lib.dat in MASControl 2017
D_ESe_Clrm_LitSp_Yr | Lighting | FRACTION | Default¦Wkdy | 2014-04-13 | 2014-06-12 | Hourly | 0.05 | 0.05 | 0.05 | 0.05 | 0.05 | 0.6 | 0.6 | 0.6 | 0.6 | 1 | 1 | 1 | 1 | 1 | 1 | 0.55 | 0.55 | 0.55 | 0.55 | 0.35 | 0.1 | 0.1 | 0.1 | 0.1 | From eQ_Lib.dat in MASControl 2017
D_ESe_Clrm_LitSp_Yr | Lighting | FRACTION | Sat | 2014-04-13 | 2014-06-12 | Hourly | 0.05 | 0.05 | 0.05 | 0.05 | 0.05 | 0.05 | 0.05 | 0.3 | 0.3 | 0.3 | 0.3 | 0.3 | 0.3 | 0.3 | 0.3 | 0.3 | 0.05 | 0.05 | 0.05 | 0.05 | 0.05 | 0.05 | 0.05 | 0.05 | From eQ_Lib.dat in MASControl 2017
D_ESe_Clrm_LitSp_Yr | Lighting | FRACTION | Sun | 2014-04-13 | 2014-06-12 | Constant | 0.05 | [23 empty] | From eQ_Lib.dat in MASControl 2017
D_ESe_Clrm_LitSp_Yr | Lighting | FRACTION | SmrDsn | 2014-06-13 | 2014-08-16 | Constant | 1 | [23 empty] | From eQ_Lib.dat in MASControl 2017
D_ESe_Clrm_LitSp_Yr | Lighting | FRACTION | WntrDsn | 2014-06-13 | 2014-08-16 | Constant | 0 | [23 empty] | From eQ_Lib.dat in MASControl 2017
D_ESe_Clrm_LitSp_Yr | Lighting | FRACTION | Default | 2014-06-13 | 2014-08-16 | Constant | 0.02 | [23 empty] | From eQ_Lib.dat in MASControl 2017
D_ESe_Clrm_LitSp_Yr | Lighting | FRACTION | Default¦Wkdy | 2014-08-17 | 2014-12-11 | Hourly | 0.05 | 0.05 | 0.05 | 0.05 | 0.05 | 0.6 | 0.6 | 0.6 | 0.6 | 1 | 1 | 1 | 1 | 1 | 1 | 0.55 | 0.55 | 0.55 | 0.55 | 0.35 | 0.1 | 0.1 | 0.1 | 0.1 | From eQ_Lib.dat in MASControl 2017
D_ESe_Clrm_LitSp_Yr | Lighting | FRACTION | Sat | 2014-08-17 | 2014-12-11 | Hourly | 0.05 | 0.05 | 0.05 | 0.05 | 0.05 | 0.05 | 0.05 | 0.3 | 0.3 | 0.3 | 0.3 | 0.3 | 0.3 | 0.3 | 0.3 | 0.3 | 0.05 | 0.05 | 0.05 | 0.05 | 0.05 | 0.05 | 0.05 | 0.05 | From eQ_Lib.dat in MASControl 2017
D_ESe_Clrm_LitSp_Yr | Lighting | FRACTION | Sun | 2014-08-17 | 2014-12-11 | Constant | 0.05 | [23 empty] | From eQ_Lib.dat in MASControl 2017
D_ESe_Clrm_LitSp_Yr | Lighting | FRACTION | SmrDsn | 2014-12-12 | 2014-12-31 | Constant | 1 | [23 empty] | From eQ_Lib.dat in MASControl 2017
D_ESe_Clrm_LitSp_Yr | Lighting | FRACTION | WntrDsn | 2014-12-12 | 2014-12-31 | Constant | 0 | [23 empty] | From eQ_Lib.dat in MASControl 2017
D_ESe_Clrm_LitSp_Yr | Lighting | FRACTION | Default | 2014-12-12 | 2014-12-31 | Constant | 0.02 | [23 empty] | From eQ_Lib.dat in MASControl 2017
D_ESe_Clrm_LitSp_Yr | Lighting | FRACTION | WntrDsn | 2014-01-01 | 2014-12-31 | Constant | 0 | [23 empty] | From eQ_Lib.dat in MASControl 2017
D_ESe_Clrm_LitSp_Yr | Lighting | FRACTION | SmrDsn | 2014-01-01 | 2014-12-31 | Constant | 1 | [23 empty] | From eQ_Lib.dat in MASControl 2017
D_ESe_Clrm_LitSp_Yr | Lighting | FRACTION | Hol | 2014-01-01 | 2014-12-31 | Constant | 0.05 | [23 empty] | From eQ_Lib.dat in MASControl 2017
D_ESe_Clrm_Misc_Yr | Equipment | FRACTION | SmrDsn | 2014-01-01 | 2014-01-04 | Constant | 1 | [23 empty] | From eQ_Lib.dat in MASControl 2017
D_ESe_Clrm_Misc_Yr | Equipment | FRACTION | WntrDsn | 2014-01-01 | 2014-01-04 | Constant | 0 | [23 empty] | From eQ_Lib.dat in MASControl 2017
D_ESe_Clrm_Misc_Yr | Equipment | FRACTION | Default | 2014-01-01 | 2014-01-04 | Constant | 0.05 | [23 empty] | From eQ_Lib.dat in MASControl 2017
D_ESe_Clrm_Misc_Yr | Equipment | FRACTION | Default¦Wkdy | 2014-01-05 | 2014-04-03 | Hourly | 0.05 | 0.05 | 0.05 | 0.05 | 0.05 | 0.05 | 0.3 | 0.5 | 0.7 | 0.8 | 0.8 | 0.8 | 0.8 | 0.8 | 0.8 | 0.6 | 0.4 | 0.35 | 0.35 | 0.35 | 0.1 | 0.1 | 0.1 | 0.1 | From eQ_Lib.dat in MASControl 2017
D_ESe_Clrm_Misc_Yr | Equipment | FRACTION | Sat | 2014-01-05 | 2014-04-03 | Hourly | 0.05 | 0.05 | 0.05 | 0.05 | 0.05 | 0.05 | 0.05 | 0.4 | 0.4 | 0.4 | 0.4 | 0.4 | 0.4 | 0.4 | 0.4 | 0.4 | 0.05 | 0.05 | 0.05 | 0.05 | 0.05 | 0.05 | 0.05 | 0.05 | From eQ_Lib.dat in MASControl 2017
D_ESe_Clrm_Misc_Yr | Equipment | FRACTION | Sun | 2014-01-05 | 2014-04-03 | Constant | 0.05 | [23 empty] | From eQ_Lib.dat in MASControl 2017
D_ESe_Clrm_Misc_Yr | Equipment | FRACTION | SmrDsn | 2014-04-04 | 2014-04-12 | Constant | 1 | [23 empty] | From eQ_Lib.dat in MASControl 2017
D_ESe_Clrm_Misc_Yr | Equipment | FRACTION | WntrDsn | 2014-04-04 | 2014-04-12 | Constant | 0 | [23 empty] | From eQ_Lib.dat in MASControl 2017
D_ESe_Clrm_Misc_Yr | Equipment | FRACTION | Default | 2014-04-04 | 2014-04-12 | Constant | 0.05 | [23 empty] | From eQ_Lib.dat in MASControl 2017
D_ESe_Clrm_Misc_Yr | Equipment | FRACTION | Default¦Wkdy | 2014-04-13 | 2014-06-12 | Hourly | 0.05 | 0.05 | 0.05 | 0.05 | 0.05 | 0.05 | 0.3 | 0.5 | 0.7 | 0.8 | 0.8 | 0.8 | 0.8 | 0.8 | 0.8 | 0.6 | 0.4 | 0.35 | 0.35 | 0.35 | 0.1 | 0.1 | 0.1 | 0.1 | From eQ_Lib.dat in MASControl 2017
D_ESe_Clrm_Misc_Yr | Equipment | FRACTION | Sat | 2014-04-13 | 2014-06-12 | Hourly | 0.05 | 0.05 | 0.05 | 0.05 | 0.05 | 0.05 | 0.05 | 0.4 | 0.4 | 0.4 | 0.4 | 0.4 | 0.4 | 0.4 | 0.4 | 0.4 | 0.05 | 0.05 | 0.05 | 0.05 | 0.05 | 0.05 | 0.05 | 0.05 | From eQ_Lib.dat in MASControl 2017
D_ESe_Clrm_Misc_Yr | Equipment | FRACTION | Sun | 2014-04-13 | 2014-06-12 | Constant | 0.05 | [23 empty] | From eQ_Lib.dat in MASControl 2017
D_ESe_Clrm_Misc_Yr | Equipment | FRACTION | SmrDsn | 2014-06-13 | 2014-08-16 | Constant | 1 | [23 empty] | From eQ_Lib.dat in MASControl 2017
D_ESe_Clrm_Misc_Yr | Equipment | FRACTION | WntrDsn | 2014-06-13 | 2014-08-16 | Constant | 0 | [23 empty] | From eQ_Lib.dat in MASControl 2017
D_ESe_Clrm_Misc_Yr | Equipment | FRACTION | Default | 2014-06-13 | 2014-08-16 | Constant | 0.05 | [23 empty] | From eQ_Lib.dat in MASControl 2017
D_ESe_Clrm_Misc_Yr | Equipment | FRACTION | Default¦Wkdy | 2014-08-17 | 2014-12-11 | Hourly | 0.05 | 0.05 | 0.05 | 0.05 | 0.05 | 0.05 | 0.3 | 0.5 | 0.7 | 0.8 | 0.8 | 0.8 | 0.8 | 0.8 | 0.8 | 0.6 | 0.4 | 0.35 | 0.35 | 0.35 | 0.1 | 0.1 | 0.1 | 0.1 | From eQ_Lib.dat in MASControl 2017
D_ESe_Clrm_Misc_Yr | Equipment | FRACTION | Sat | 2014-08-17 | 2014-12-11 | Hourly | 0.05 | 0.05 | 0.05 | 0.05 | 0.05 | 0.05 | 0.05 | 0.4 | 0.4 | 0.4 | 0.4 | 0.4 | 0.4 | 0.4 | 0.4 | 0.4 | 0.05 | 0.05 | 0.05 | 0.05 | 0.05 | 0.05 | 0.05 | 0.05 | From eQ_Lib.dat in MASControl 2017
D_ESe_Clrm_Misc_Yr | Equipment | FRACTION | Sun | 2014-08-17 | 2014-12-11 | Constant | 0.05 | [23 empty] | From eQ_Lib.dat in MASControl 2017
D_ESe_Clrm_Misc_Yr | Equipment | FRACTION | SmrDsn | 2014-12-12 | 2014-12-31 | Constant | 1 | [23 empty] | From eQ_Lib.dat in MASControl 2017
D_ESe_Clrm_Misc_Yr | Equipment | FRACTION | WntrDsn | 2014-12-12 | 2014-12-31 | Constant | 0 | [23 empty] | From eQ_Lib.dat in MASControl 2017
D_ESe_Clrm_Misc_Yr | Equipment | FRACTION | Default | 2014-12-12 | 2014-12-31 | Constant | 0.05 | [23 empty] | From eQ_Lib.dat in MASControl 2017
D_ESe_Clrm_Misc_Yr | Equipment | FRACTION | WntrDsn | 2014-01-01 | 2014-12-31 | Constant | 0 | [23 empty] | From eQ_Lib.dat in MASControl 2017
D_ESe_Clrm_Misc_Yr | Equipment | FRACTION | SmrDsn | 2014-01-01 | 2014-12-31 | Constant | 1 | [23 empty] | From eQ_Lib.dat in MASControl 2017
D_ESe_Clrm_Misc_Yr | Equipment | FRACTION | Hol | 2014-01-01 | 2014-12-31 | Constant | 0.05 | [23 empty] | From eQ_Lib.dat in MASControl 2017
D_ESe_Clrm_Occup_Yr | Occupancy | FRACTION | SmrDsn | 2014-01-01 | 2014-01-04 | Constant | 1 | [23 empty] | From eQ_Lib.dat in MASControl 2017
D_ESe_Clrm_Occup_Yr | Occupancy | FRACTION | WntrDsn | 2014-01-01 | 2014-01-04 | Constant | 0 | [23 empty] | From eQ_Lib.dat in MASControl 2017
D_ESe_Clrm_Occup_Yr | Occupancy | FRACTION | Default | 2014-01-01 | 2014-01-04 | Constant | 0 | [23 empty] | From eQ_Lib.dat in MASControl 2017
D_ESe_Clrm_Occup_Yr | Occupancy | FRACTION | Default¦Wkdy | 2014-01-05 | 2014-04-03 | Hourly | 0 | 0 | 0 | 0 | 0 | 0 | 0 | 0.6 | 0.6 | 1 | 1 | 1 | 1 | 1 | 0.5 | 0.5 | 0.5 | 0.5 | 0.1 | 0 | 0 | 0 | 0 | 0 | From eQ_Lib.dat in MASControl 2017
D_ESe_Clrm_Occup_Yr | Occupancy | FRACTION | Sat | 2014-01-05 | 2014-04-03 | Hourly | 0 | 0 | 0 | 0 | 0 | 0 | 0 | 0.3 | 0.3 | 0.3 | 0.3 | 0.3 | 0.3 | 0.3 | 0.3 | 0.3 | 0 | 0 | 0 | 0 | 0 | 0 | 0 | 0 | From eQ_Lib.dat in MASControl 2017
D_ESe_Clrm_Occup_Yr | Occupancy | FRACTION | Sun | 2014-01-05 | 2014-04-03 | Constant | 0 | [23 empty] | From eQ_Lib.dat in MASControl 2017
D_ESe_Clrm_Occup_Yr | Occupancy | FRACTION | SmrDsn | 2014-04-04 | 2014-04-12 | Constant | 1 | [23 empty] | From eQ_Lib.dat in MASControl 2017
D_ESe_Clrm_Occup_Yr | Occupancy | FRACTION | WntrDsn | 2014-04-04 | 2014-04-12 | Constant | 0 | [23 empty] | From eQ_Lib.dat in MASControl 2017
D_ESe_Clrm_Occup_Yr | Occupancy | FRACTION | Default | 2014-04-04 | 2014-04-12 | Constant | 0 | [23 empty] | From eQ_Lib.dat in MASControl 2017
D_ESe_Clrm_Occup_Yr | Occupancy | FRACTION | Default¦Wkdy | 2014-04-13 | 2014-06-12 | Hourly | 0 | 0 | 0 | 0 | 0 | 0 | 0 | 0.6 | 0.6 | 1 | 1 | 1 | 1 | 1 | 0.5 | 0.5 | 0.5 | 0.5 | 0.1 | 0 | 0 | 0 | 0 | 0 | From eQ_Lib.dat in MASControl 2017
D_ESe_Clrm_Occup_Yr | Occupancy | FRACTION | Sat | 2014-04-13 | 2014-06-12 | Hourly | 0 | 0 | 0 | 0 | 0 | 0 | 0 | 0.3 | 0.3 | 0.3 | 0.3 | 0.3 | 0.3 | 0.3 | 0.3 | 0.3 | 0 | 0 | 0 | 0 | 0 | 0 | 0 | 0 | From eQ_Lib.dat in MASControl 2017
D_ESe_Clrm_Occup_Yr | Occupancy | FRACTION | Sun | 2014-04-13 | 2014-06-12 | Constant | 0 | [23 empty] | From eQ_Lib.dat in MASControl 2017
D_ESe_Clrm_Occup_Yr | Occupancy | FRACTION | SmrDsn | 2014-06-13 | 2014-08-16 | Constant | 1 | [23 empty] | From eQ_Lib.dat in MASControl 2017
D_ESe_Clrm_Occup_Yr | Occupancy | FRACTION | WntrDsn | 2014-06-13 | 2014-08-16 | Constant | 0 | [23 empty] | From eQ_Lib.dat in MASControl 2017
D_ESe_Clrm_Occup_Yr | Occupancy | FRACTION | Default | 2014-06-13 | 2014-08-16 | Constant | 0 | [23 empty] | From eQ_Lib.dat in MASControl 2017
D_ESe_Clrm_Occup_Yr | Occupancy | FRACTION | Default¦Wkdy | 2014-08-17 | 2014-12-11 | Hourly | 0 | 0 | 0 | 0 | 0 | 0 | 0 | 0.6 | 0.6 | 1 | 1 | 1 | 1 | 1 | 0.5 | 0.5 | 0.5 | 0.5 | 0.1 | 0 | 0 | 0 | 0 | 0 | From eQ_Lib.dat in MASControl 2017
D_ESe_Clrm_Occup_Yr | Occupancy | FRACTION | Sat | 2014-08-17 | 2014-12-11 | Hourly | 0 | 0 | 0 | 0 | 0 | 0 | 0 | 0.3 | 0.3 | 0.3 | 0.3 | 0.3 | 0.3 | 0.3 | 0.3 | 0.3 | 0 | 0 | 0 | 0 | 0 | 0 | 0 | 0 | From eQ_Lib.dat in MASControl 2017
D_ESe_Clrm_Occup_Yr | Occupancy | FRACTION | Sun | 2014-08-17 | 2014-12-11 | Constant | 0 | [23 empty] | From eQ_Lib.dat in MASControl 2017
D_ESe_Clrm_Occup_Yr | Occupancy | FRACTION | SmrDsn | 2014-12-12 | 2014-12-31 | Constant | 1 | [23 empty] | From eQ_Lib.dat in MASControl 2017
D_ESe_Clrm_Occup_Yr | Occupancy | FRACTION | WntrDsn | 2014-12-12 | 2014-12-31 | Constant | 0 | [23 empty] | From eQ_Lib.dat in MASControl 2017
D_ESe_Clrm_Occup_Yr | Occupancy | FRACTION | Default | 2014-12-12 | 2014-12-31 | Constant | 0 | [23 empty] | From eQ_Lib.dat in MASControl 2017
D_ESe_Clrm_Occup_Yr | Occupancy | FRACTION | WntrDsn | 2014-01-01 | 2014-12-31 | Constant | 0 | [23 empty] | From eQ_Lib.dat in MASControl 2017
D_ESe_Clrm_Occup_Yr | Occupancy | FRACTION | SmrDsn | 2014-01-01 | 2014-12-31 | Constant | 1 | [23 empty] | From eQ_Lib.dat in MASControl 2017
D_ESe_Clrm_Occup_Yr | Occupancy | FRACTION | Hol | 2014-01-01 | 2014-12-31 | Constant | 0 | [23 empty] | From eQ_Lib.dat in MASControl 2017
D_ESe_CompCL_LitCFL_Yr | Lighting | FRACTION | SmrDsn | 2014-01-01 | 2014-01-04 | Constant | 1 | [23 empty] | From eQ_Lib.dat in MASControl 2017
D_ESe_CompCL_LitCFL_Yr | Lighting | FRACTION | WntrDsn | 2014-01-01 | 2014-01-04 | Constant | 0 | [23 empty] | From eQ_Lib.dat in MASControl 2017
D_ESe_CompCL_LitCFL_Yr | Lighting | FRACTION | Default | 2014-01-01 | 2014-01-04 | Constant | 0.02 | [23 empty] | From eQ_Lib.dat in MASControl 2017
D_ESe_CompCL_LitCFL_Yr | Lighting | FRACTION | Default¦Wkdy | 2014-01-05 | 2014-04-03 | Hourly | 0.065 | 0.065 | 0.065 | 0.065 | 0.065 | 0.5774 | 0.5774 | 0.5774 | 0.5774 | 0.95 | 0.95 | 0.95 | 0.95 | 0.95 | 0.95 | 0.5308 | 0.5308 | 0.5308 | 0.5308 | 0.3445 | 0.1116 | 0.1116 | 0.1116 | 0.1116 | From eQ_Lib.dat in MASControl 2017
D_ESe_CompCL_LitCFL_Yr | Lighting | FRACTION | Sat | 2014-01-05 | 2014-04-03 | Hourly | 0.065 | 0.065 | 0.065 | 0.065 | 0.065 | 0.065 | 0.065 | 0.45 | 0.45 | 0.45 | 0.45 | 0.45 | 0.45 | 0.45 | 0.45 | 0.45 | 0.065 | 0.065 | 0.065 | 0.065 | 0.065 | 0.065 | 0.065 | 0.065 | From eQ_Lib.dat in MASControl 2017
D_ESe_CompCL_LitCFL_Yr | Lighting | FRACTION | Sun | 2014-01-05 | 2014-04-03 | Constant | 0.05 | [23 empty] | From eQ_Lib.dat in MASControl 2017
D_ESe_CompCL_LitCFL_Yr | Lighting | FRACTION | SmrDsn | 2014-04-04 | 2014-04-12 | Constant | 1 | [23 empty] | From eQ_Lib.dat in MASControl 2017
D_ESe_CompCL_LitCFL_Yr | Lighting | FRACTION | WntrDsn | 2014-04-04 | 2014-04-12 | Constant | 0 | [23 empty] | From eQ_Lib.dat in MASControl 2017
D_ESe_CompCL_LitCFL_Yr | Lighting | FRACTION | Default | 2014-04-04 | 2014-04-12 | Constant | 0.02 | [23 empty] | From eQ_Lib.dat in MASControl 2017
D_ESe_CompCL_LitCFL_Yr | Lighting | FRACTION | Default¦Wkdy | 2014-04-13 | 2014-06-12 | Hourly | 0.065 | 0.065 | 0.065 | 0.065 | 0.065 | 0.5774 | 0.5774 | 0.5774 | 0.5774 | 0.95 | 0.95 | 0.95 | 0.95 | 0.95 | 0.95 | 0.5308 | 0.5308 | 0.5308 | 0.5308 | 0.3445 | 0.1116 | 0.1116 | 0.1116 | 0.1116 | From eQ_Lib.dat in MASControl 2017
D_ESe_CompCL_LitCFL_Yr | Lighting | FRACTION | Sat | 2014-04-13 | 2014-06-12 | Hourly | 0.065 | 0.065 | 0.065 | 0.065 | 0.065 | 0.065 | 0.065 | 0.45 | 0.45 | 0.45 | 0.45 | 0.45 | 0.45 | 0.45 | 0.45 | 0.45 | 0.065 | 0.065 | 0.065 | 0.065 | 0.065 | 0.065 | 0.065 | 0.065 | From eQ_Lib.dat in MASControl 2017
D_ESe_CompCL_LitCFL_Yr | Lighting | FRACTION | Sun | 2014-04-13 | 2014-06-12 | Constant | 0.05 | [23 empty] | From eQ_Lib.dat in MASControl 2017
D_ESe_CompCL_LitCFL_Yr | Lighting | FRACTION | SmrDsn | 2014-06-13 | 2014-08-16 | Constant | 1 | [23 empty] | From eQ_Lib.dat in MASControl 2017
D_ESe_CompCL_LitCFL_Yr | Lighting | FRACTION | WntrDsn | 2014-06-13 | 2014-08-16 | Constant | 0 | [23 empty] | From eQ_Lib.dat in MASControl 2017
D_ESe_CompCL_LitCFL_Yr | Lighting | FRACTION | Default | 2014-06-13 | 2014-08-16 | Constant | 0.02 | [23 empty] | From eQ_Lib.dat in MASControl 2017
D_ESe_CompCL_LitCFL_Yr | Lighting | FRACTION | Default¦Wkdy | 2014-08-17 | 2014-12-11 | Hourly | 0.065 | 0.065 | 0.065 | 0.065 | 0.065 | 0.5774 | 0.5774 | 0.5774 | 0.5774 | 0.95 | 0.95 | 0.95 | 0.95 | 0.95 | 0.95 | 0.5308 | 0.5308 | 0.5308 | 0.5308 | 0.3445 | 0.1116 | 0.1116 | 0.1116 | 0.1116 | From eQ_Lib.dat in MASControl 2017
D_ESe_CompCL_LitCFL_Yr | Lighting | FRACTION | Sat | 2014-08-17 | 2014-12-11 | Hourly | 0.065 | 0.065 | 0.065 | 0.065 | 0.065 | 0.065 | 0.065 | 0.45 | 0.45 | 0.45 | 0.45 | 0.45 | 0.45 | 0.45 | 0.45 | 0.45 | 0.065 | 0.065 | 0.065 | 0.065 | 0.065 | 0.065 | 0.065 | 0.065 | From eQ_Lib.dat in MASControl 2017
D_ESe_CompCL_LitCFL_Yr | Lighting | FRACTION | Sun | 2014-08-17 | 2014-12-11 | Constant | 0.05 | [23 empty] | From eQ_Lib.dat in MASControl 2017
D_ESe_CompCL_LitCFL_Yr | Lighting | FRACTION | SmrDsn | 2014-12-12 | 2014-12-31 | Constant | 1 | [23 empty] | From eQ_Lib.dat in MASControl 2017
D_ESe_CompCL_LitCFL_Yr | Lighting | FRACTION | WntrDsn | 2014-12-12 | 2014-12-31 | Constant | 0 | [23 empty] | From eQ_Lib.dat in MASControl 2017
D_ESe_CompCL_LitCFL_Yr | Lighting | FRACTION | Default | 2014-12-12 | 2014-12-31 | Constant | 0.02 | [23 empty] | From eQ_Lib.dat in MASControl 2017
D_ESe_CompCL_LitCFL_Yr | Lighting | FRACTION | WntrDsn | 2014-01-01 | 2014-12-31 | Constant | 0 | [23 empty] | From eQ_Lib.dat in MASControl 2017
D_ESe_CompCL_LitCFL_Yr | Lighting | FRACTION | SmrDsn | 2014-01-01 | 2014-12-31 | Constant | 1 | [23 empty] | From eQ_Lib.dat in MASControl 2017
D_ESe_CompCL_LitCFL_Yr | Lighting | FRACTION | Hol | 2014-01-01 | 2014-12-31 | Constant | 0.05 | [23 empty] | From eQ_Lib.dat in MASControl 2017
D_ESe_CompCL_LitEx_Yr | Lighting | FRACTION | SmrDsn | 2014-01-01 | 2014-12-31 | Constant | 1 | [23 empty] | From eQ_Lib.dat in MASControl 2017
D_ESe_CompCL_LitEx_Yr | Lighting | FRACTION | WntrDsn | 2014-01-01 | 2014-12-31 | Constant | 0 | [23 empty] | From eQ_Lib.dat in MASControl 2017
D_ESe_CompCL_LitEx_Yr | Lighting | FRACTION | Default¦Hol | 2014-01-01 | 2014-12-31 | Constant | 1 | [23 empty] | From eQ_Lib.dat in MASControl 2017
D_ESe_CompCL_LitLF_Yr | Lighting | FRACTION | SmrDsn | 2014-01-01 | 2014-01-04 | Constant | 1 | [23 empty] | From eQ_Lib.dat in MASControl 2017
D_ESe_CompCL_LitLF_Yr | Lighting | FRACTION | WntrDsn | 2014-01-01 | 2014-01-04 | Constant | 0 | [23 empty] | From eQ_Lib.dat in MASControl 2017
D_ESe_CompCL_LitLF_Yr | Lighting | FRACTION | Default | 2014-01-01 | 2014-01-04 | Constant | 0.02 | [23 empty] | From eQ_Lib.dat in MASControl 2017
D_ESe_CompCL_LitLF_Yr | Lighting | FRACTION | Default¦Wkdy | 2014-01-05 | 2014-04-03 | Hourly | 0.05 | 0.05 | 0.05 | 0.05 | 0.05 | 0.5132 | 0.5132 | 0.5132 | 0.5132 | 0.85 | 0.85 | 0.85 | 0.85 | 0.85 | 0.85 | 0.4711 | 0.4711 | 0.4711 | 0.4711 | 0.3026 | 0.0921 | 0.0921 | 0.0921 | 0.0921 | From eQ_Lib.dat in MASControl 2017
D_ESe_CompCL_LitLF_Yr | Lighting | FRACTION | Sat | 2014-01-05 | 2014-04-03 | Hourly | 0.05 | 0.05 | 0.05 | 0.05 | 0.05 | 0.05 | 0.05 | 0.4 | 0.4 | 0.4 | 0.4 | 0.4 | 0.4 | 0.4 | 0.4 | 0.4 | 0.05 | 0.05 | 0.05 | 0.05 | 0.05 | 0.05 | 0.05 | 0.05 | From eQ_Lib.dat in MASControl 2017
D_ESe_CompCL_LitLF_Yr | Lighting | FRACTION | Sun | 2014-01-05 | 2014-04-03 | Constant | 0.05 | [23 empty] | From eQ_Lib.dat in MASControl 2017
D_ESe_CompCL_LitLF_Yr | Lighting | FRACTION | SmrDsn | 2014-04-04 | 2014-04-12 | Constant | 1 | [23 empty] | From eQ_Lib.dat in MASControl 2017
D_ESe_CompCL_LitLF_Yr | Lighting | FRACTION | WntrDsn | 2014-04-04 | 2014-04-12 | Constant | 0 | [23 empty] | From eQ_Lib.dat in MASControl 2017
D_ESe_CompCL_LitLF_Yr | Lighting | FRACTION | Default | 2014-04-04 | 2014-04-12 | Constant | 0.02 | [23 empty] | From eQ_Lib.dat in MASControl 2017
D_ESe_CompCL_LitLF_Yr | Lighting | FRACTION | Default¦Wkdy | 2014-04-13 | 2014-06-12 | Hourly | 0.05 | 0.05 | 0.05 | 0.05 | 0.05 | 0.5132 | 0.5132 | 0.5132 | 0.5132 | 0.85 | 0.85 | 0.85 | 0.85 | 0.85 | 0.85 | 0.4711 | 0.4711 | 0.4711 | 0.4711 | 0.3026 | 0.0921 | 0.0921 | 0.0921 | 0.0921 | From eQ_Lib.dat in MASControl 2017
D_ESe_CompCL_LitLF_Yr | Lighting | FRACTION | Sat | 2014-04-13 | 2014-06-12 | Hourly | 0.05 | 0.05 | 0.05 | 0.05 | 0.05 | 0.05 | 0.05 | 0.4 | 0.4 | 0.4 | 0.4 | 0.4 | 0.4 | 0.4 | 0.4 | 0.4 | 0.05 | 0.05 | 0.05 | 0.05 | 0.05 | 0.05 | 0.05 | 0.05 | From eQ_Lib.dat in MASControl 2017
D_ESe_CompCL_LitLF_Yr | Lighting | FRACTION | Sun | 2014-04-13 | 2014-06-12 | Constant | 0.05 | [23 empty] | From eQ_Lib.dat in MASControl 2017
D_ESe_CompCL_LitLF_Yr | Lighting | FRACTION | SmrDsn | 2014-06-13 | 2014-08-16 | Constant | 1 | [23 empty] | From eQ_Lib.dat in MASControl 2017
D_ESe_CompCL_LitLF_Yr | Lighting | FRACTION | WntrDsn | 2014-06-13 | 2014-08-16 | Constant | 0 | [23 empty] | From eQ_Lib.dat in MASControl 2017
D_ESe_CompCL_LitLF_Yr | Lighting | FRACTION | Default | 2014-06-13 | 2014-08-16 | Constant | 0.02 | [23 empty] | From eQ_Lib.dat in MASControl 2017
D_ESe_CompCL_LitLF_Yr | Lighting | FRACTION | Default¦Wkdy | 2014-08-17 | 2014-12-11 | Hourly | 0.05 | 0.05 | 0.05 | 0.05 | 0.05 | 0.5132 | 0.5132 | 0.5132 | 0.5132 | 0.85 | 0.85 | 0.85 | 0.85 | 0.85 | 0.85 | 0.4711 | 0.4711 | 0.4711 | 0.4711 | 0.3026 | 0.0921 | 0.0921 | 0.0921 | 0.0921 | From eQ_Lib.dat in MASControl 2017
D_ESe_CompCL_LitLF_Yr | Lighting | FRACTION | Sat | 2014-08-17 | 2014-12-11 | Hourly | 0.05 | 0.05 | 0.05 | 0.05 | 0.05 | 0.05 | 0.05 | 0.4 | 0.4 | 0.4 | 0.4 | 0.4 | 0.4 | 0.4 | 0.4 | 0.4 | 0.05 | 0.05 | 0.05 | 0.05 | 0.05 | 0.05 | 0.05 | 0.05 | From eQ_Lib.dat in MASControl 2017
D_ESe_CompCL_LitLF_Yr | Lighting | FRACTION | Sun | 2014-08-17 | 2014-12-11 | Constant | 0.05 | [23 empty] | From eQ_Lib.dat in MASControl 2017
D_ESe_CompCL_LitLF_Yr | Lighting | FRACTION | SmrDsn | 2014-12-12 | 2014-12-31 | Constant | 1 | [23 empty] | From eQ_Lib.dat in MASControl 2017
D_ESe_CompCL_LitLF_Yr | Lighting | FRACTION | WntrDsn | 2014-12-12 | 2014-12-31 | Constant | 0 | [23 empty] | From eQ_Lib.dat in MASControl 2017
D_ESe_CompCL_LitLF_Yr | Lighting | FRACTION | Default | 2014-12-12 | 2014-12-31 | Constant | 0.02 | [23 empty] | From eQ_Lib.dat in MASControl 2017
D_ESe_CompCL_LitLF_Yr | Lighting | FRACTION | WntrDsn | 2014-01-01 | 2014-12-31 | Constant | 0 | [23 empty] | From eQ_Lib.dat in MASControl 2017
D_ESe_CompCL_LitLF_Yr | Lighting | FRACTION | SmrDsn | 2014-01-01 | 2014-12-31 | Constant | 1 | [23 empty] | From eQ_Lib.dat in MASControl 2017
D_ESe_CompCL_LitLF_Yr | Lighting | FRACTION | Hol | 2014-01-01 | 2014-12-31 | Constant | 0.05 | [23 empty] | From eQ_Lib.dat in MASControl 2017
D_ESe_CompCL_LitSp_Yr | Lighting | FRACTION | SmrDsn | 2014-01-01 | 2014-01-04 | Constant | 1 | [23 empty] | From eQ_Lib.dat in MASControl 2017
D_ESe_CompCL_LitSp_Yr | Lighting | FRACTION | WntrDsn | 2014-01-01 | 2014-01-04 | Constant | 0 | [23 empty] | From eQ_Lib.dat in MASControl 2017
D_ESe_CompCL_LitSp_Yr | Lighting | FRACTION | Default | 2014-01-01 | 2014-01-04 | Constant | 0.02 | [23 empty] | From eQ_Lib.dat in MASControl 2017
D_ESe_CompCL_LitSp_Yr | Lighting | FRACTION | Default¦Wkdy | 2014-01-05 | 2014-04-03 | Hourly | 0.05 | 0.05 | 0.05 | 0.05 | 0.05 | 0.6 | 0.6 | 0.6 | 0.6 | 1 | 1 | 1 | 1 | 1 | 1 | 0.55 | 0.55 | 0.55 | 0.55 | 0.35 | 0.1 | 0.1 | 0.1 | 0.1 | From eQ_Lib.dat in MASControl 2017
D_ESe_CompCL_LitSp_Yr | Lighting | FRACTION | Sat | 2014-01-05 | 2014-04-03 | Hourly | 0.05 | 0.05 | 0.05 | 0.05 | 0.05 | 0.05 | 0.05 | 0.3 | 0.3 | 0.3 | 0.3 | 0.3 | 0.3 | 0.3 | 0.3 | 0.3 | 0.05 | 0.05 | 0.05 | 0.05 | 0.05 | 0.05 | 0.05 | 0.05 | From eQ_Lib.dat in MASControl 2017
D_ESe_CompCL_LitSp_Yr | Lighting | FRACTION | Sun | 2014-01-05 | 2014-04-03 | Constant | 0.05 | [23 empty] | From eQ_Lib.dat in MASControl 2017
D_ESe_CompCL_LitSp_Yr | Lighting | FRACTION | SmrDsn | 2014-04-04 | 2014-04-12 | Constant | 1 | [23 empty] | From eQ_Lib.dat in MASControl 2017
D_ESe_CompCL_LitSp_Yr | Lighting | FRACTION | WntrDsn | 2014-04-04 | 2014-04-12 | Constant | 0 | [23 empty] | From eQ_Lib.dat in MASControl 2017
D_ESe_CompCL_LitSp_Yr | Lighting | FRACTION | Default | 2014-04-04 | 2014-04-12 | Constant | 0.02 | [23 empty] | From eQ_Lib.dat in MASControl 2017
D_ESe_CompCL_LitSp_Yr | Lighting | FRACTION | Default¦Wkdy | 2014-04-13 | 2014-06-12 | Hourly | 0.05 | 0.05 | 0.05 | 0.05 | 0.05 | 0.6 | 0.6 | 0.6 | 0.6 | 1 | 1 | 1 | 1 | 1 | 1 | 0.55 | 0.55 | 0.55 | 0.55 | 0.35 | 0.1 | 0.1 | 0.1 | 0.1 | From eQ_Lib.dat in MASControl 2017
D_ESe_CompCL_LitSp_Yr | Lighting | FRACTION | Sat | 2014-04-13 | 2014-06-12 | Hourly | 0.05 | 0.05 | 0.05 | 0.05 | 0.05 | 0.05 | 0.05 | 0.3 | 0.3 | 0.3 | 0.3 | 0.3 | 0.3 | 0.3 | 0.3 | 0.3 | 0.05 | 0.05 | 0.05 | 0.05 | 0.05 | 0.05 | 0.05 | 0.05 | From eQ_Lib.dat in MASControl 2017
D_ESe_CompCL_LitSp_Yr | Lighting | FRACTION | Sun | 2014-04-13 | 2014-06-12 | Constant | 0.05 | [23 empty] | From eQ_Lib.dat in MASControl 2017
D_ESe_CompCL_LitSp_Yr | Lighting | FRACTION | SmrDsn | 2014-06-13 | 2014-08-16 | Constant | 1 | [23 empty] | From eQ_Lib.dat in MASControl 2017
D_ESe_CompCL_LitSp_Yr | Lighting | FRACTION | WntrDsn | 2014-06-13 | 2014-08-16 | Constant | 0 | [23 empty] | From eQ_Lib.dat in MASControl 2017
D_ESe_CompCL_LitSp_Yr | Lighting | FRACTION | Default | 2014-06-13 | 2014-08-16 | Constant | 0.02 | [23 empty] | From eQ_Lib.dat in MASControl 2017
D_ESe_CompCL_LitSp_Yr | Lighting | FRACTION | Default¦Wkdy | 2014-08-17 | 2014-12-11 | Hourly | 0.05 | 0.05 | 0.05 | 0.05 | 0.05 | 0.6 | 0.6 | 0.6 | 0.6 | 1 | 1 | 1 | 1 | 1 | 1 | 0.55 | 0.55 | 0.55 | 0.55 | 0.35 | 0.1 | 0.1 | 0.1 | 0.1 | From eQ_Lib.dat in MASControl 2017
D_ESe_CompCL_LitSp_Yr | Lighting | FRACTION | Sat | 2014-08-17 | 2014-12-11 | Hourly | 0.05 | 0.05 | 0.05 | 0.05 | 0.05 | 0.05 | 0.05 | 0.3 | 0.3 | 0.3 | 0.3 | 0.3 | 0.3 | 0.3 | 0.3 | 0.3 | 0.05 | 0.05 | 0.05 | 0.05 | 0.05 | 0.05 | 0.05 | 0.05 | From eQ_Lib.dat in MASControl 2017
D_ESe_CompCL_LitSp_Yr | Lighting | FRACTION | Sun | 2014-08-17 | 2014-12-11 | Constant | 0.05 | [23 empty] | From eQ_Lib.dat in MASControl 2017
D_ESe_CompCL_LitSp_Yr | Lighting | FRACTION | SmrDsn | 2014-12-12 | 2014-12-31 | Constant | 1 | [23 empty] | From eQ_Lib.dat in MASControl 2017
D_ESe_CompCL_LitSp_Yr | Lighting | FRACTION | WntrDsn | 2014-12-12 | 2014-12-31 | Constant | 0 | [23 empty] | From eQ_Lib.dat in MASControl 2017
D_ESe_CompCL_LitSp_Yr | Lighting | FRACTION | Default | 2014-12-12 | 2014-12-31 | Constant | 0.02 | [23 empty] | From eQ_Lib.dat in MASControl 2017
D_ESe_CompCL_LitSp_Yr | Lighting | FRACTION | WntrDsn | 2014-01-01 | 2014-12-31 | Constant | 0 | [23 empty] | From eQ_Lib.dat in MASControl 2017
D_ESe_CompCL_LitSp_Yr | Lighting | FRACTION | SmrDsn | 2014-01-01 | 2014-12-31 | Constant | 1 | [23 empty] | From eQ_Lib.dat in MASControl 2017
D_ESe_CompCL_LitSp_Yr | Lighting | FRACTION | Hol | 2014-01-01 | 2014-12-31 | Constant | 0.05 | [23 empty] | From eQ_Lib.dat in MASControl 2017
D_ESe_CompCL_Misc_Yr | Equipment | FRACTION | SmrDsn | 2014-01-01 | 2014-01-04 | Constant | 1 | [23 empty] | From eQ_Lib.dat in MASControl 2017
D_ESe_CompCL_Misc_Yr | Equipment | FRACTION | WntrDsn | 2014-01-01 | 2014-01-04 | Constant | 0 | [23 empty] | From eQ_Lib.dat in MASControl 2017
D_ESe_CompCL_Misc_Yr | Equipment | FRACTION | Default | 2014-01-01 | 2014-01-04 | Constant | 0.1 | [23 empty] | From eQ_Lib.dat in MASControl 2017
D_ESe_CompCL_Misc_Yr | Equipment | FRACTION | Default¦Wkdy | 2014-01-05 | 2014-04-03 | Hourly | 0.25 | 0.25 | 0.25 | 0.25 | 0.25 | 0.25 | 0.25 | 0.4 | 0.5 | 0.6 | 0.9 | 0.9 | 0.9 | 0.9 | 0.75 | 0.55 | 0.55 | 0.35 | 0.35 | 0.35 | 0.25 | 0.25 | 0.25 | 0.25 | From eQ_Lib.dat in MASControl 2017
D_ESe_CompCL_Misc_Yr | Equipment | FRACTION | Sat | 2014-01-05 | 2014-04-03 | Hourly | 0.25 | 0.25 | 0.25 | 0.25 | 0.25 | 0.25 | 0.25 | 0.4 | 0.4 | 0.4 | 0.4 | 0.4 | 0.4 | 0.4 | 0.4 | 0.4 | 0.25 | 0.25 | 0.25 | 0.25 | 0.25 | 0.25 | 0.25 | 0.25 | From eQ_Lib.dat in MASControl 2017
D_ESe_CompCL_Misc_Yr | Equipment | FRACTION | Sun | 2014-01-05 | 2014-04-03 | Constant | 0.1 | [23 empty] | From eQ_Lib.dat in MASControl 2017
D_ESe_CompCL_Misc_Yr | Equipment | FRACTION | SmrDsn | 2014-04-04 | 2014-04-12 | Constant | 1 | [23 empty] | From eQ_Lib.dat in MASControl 2017
D_ESe_CompCL_Misc_Yr | Equipment | FRACTION | WntrDsn | 2014-04-04 | 2014-04-12 | Constant | 0 | [23 empty] | From eQ_Lib.dat in MASControl 2017
D_ESe_CompCL_Misc_Yr | Equipment | FRACTION | Default | 2014-04-04 | 2014-04-12 | Constant | 0.1 | [23 empty] | From eQ_Lib.dat in MASControl 2017
D_ESe_CompCL_Misc_Yr | Equipment | FRACTION | Default¦Wkdy | 2014-04-13 | 2014-06-12 | Hourly | 0.25 | 0.25 | 0.25 | 0.25 | 0.25 | 0.25 | 0.25 | 0.4 | 0.5 | 0.6 | 0.9 | 0.9 | 0.9 | 0.9 | 0.75 | 0.55 | 0.55 | 0.35 | 0.35 | 0.35 | 0.25 | 0.25 | 0.25 | 0.25 | From eQ_Lib.dat in MASControl 2017
D_ESe_CompCL_Misc_Yr | Equipment | FRACTION | Sat | 2014-04-13 | 2014-06-12 | Hourly | 0.25 | 0.25 | 0.25 | 0.25 | 0.25 | 0.25 | 0.25 | 0.4 | 0.4 | 0.4 | 0.4 | 0.4 | 0.4 | 0.4 | 0.4 | 0.4 | 0.25 | 0.25 | 0.25 | 0.25 | 0.25 | 0.25 | 0.25 | 0.25 | From eQ_Lib.dat in MASControl 2017
D_ESe_CompCL_Misc_Yr | Equipment | FRACTION | Sun | 2014-04-13 | 2014-06-12 | Constant | 0.1 | [23 empty] | From eQ_Lib.dat in MASControl 2017
D_ESe_CompCL_Misc_Yr | Equipment | FRACTION | SmrDsn | 2014-06-13 | 2014-08-16 | Constant | 1 | [23 empty] | From eQ_Lib.dat in MASControl 2017
D_ESe_CompCL_Misc_Yr | Equipment | FRACTION | WntrDsn | 2014-06-13 | 2014-08-16 | Constant | 0 | [23 empty] | From eQ_Lib.dat in MASControl 2017
D_ESe_CompCL_Misc_Yr | Equipment | FRACTION | Default | 2014-06-13 | 2014-08-16 | Constant | 0.1 | [23 empty] | From eQ_Lib.dat in MASControl 2017
D_ESe_CompCL_Misc_Yr | Equipment | FRACTION | Default¦Wkdy | 2014-08-17 | 2014-12-11 | Hourly | 0.25 | 0.25 | 0.25 | 0.25 | 0.25 | 0.25 | 0.25 | 0.4 | 0.5 | 0.6 | 0.9 | 0.9 | 0.9 | 0.9 | 0.75 | 0.55 | 0.55 | 0.35 | 0.35 | 0.35 | 0.25 | 0.25 | 0.25 | 0.25 | From eQ_Lib.dat in MASControl 2017
D_ESe_CompCL_Misc_Yr | Equipment | FRACTION | Sat | 2014-08-17 | 2014-12-11 | Hourly | 0.25 | 0.25 | 0.25 | 0.25 | 0.25 | 0.25 | 0.25 | 0.4 | 0.4 | 0.4 | 0.4 | 0.4 | 0.4 | 0.4 | 0.4 | 0.4 | 0.25 | 0.25 | 0.25 | 0.25 | 0.25 | 0.25 | 0.25 | 0.25 | From eQ_Lib.dat in MASControl 2017
D_ESe_CompCL_Misc_Yr | Equipment | FRACTION | Sun | 2014-08-17 | 2014-12-11 | Constant | 0.1 | [23 empty] | From eQ_Lib.dat in MASControl 2017
D_ESe_CompCL_Misc_Yr | Equipment | FRACTION | SmrDsn | 2014-12-12 | 2014-12-31 | Constant | 1 | [23 empty] | From eQ_Lib.dat in MASControl 2017
D_ESe_CompCL_Misc_Yr | Equipment | FRACTION | WntrDsn | 2014-12-12 | 2014-12-31 | Constant | 0 | [23 empty] | From eQ_Lib.dat in MASControl 2017
D_ESe_CompCL_Misc_Yr | Equipment | FRACTION | Default | 2014-12-12 | 2014-12-31 | Constant | 0.1 | [23 empty] | From eQ_Lib.dat in MASControl 2017
D_ESe_CompCL_Misc_Yr | Equipment | FRACTION | WntrDsn | 2014-01-01 | 2014-12-31 | Constant | 0 | [23 empty] | From eQ_Lib.dat in MASControl 2017
D_ESe_CompCL_Misc_Yr | Equipment | FRACTION | SmrDsn | 2014-01-01 | 2014-12-31 | Constant | 1 | [23 empty] | From eQ_Lib.dat in MASControl 2017
D_ESe_CompCL_Misc_Yr | Equipment | FRACTION | Hol | 2014-01-01 | 2014-12-31 | Constant | 0.1 | [23 empty] | From eQ_Lib.dat in MASControl 2017
D_ESe_CompCL_Occup_Yr | Occupancy | FRACTION | SmrDsn | 2014-01-01 | 2014-01-04 | Constant | 1 | [23 empty] | From eQ_Lib.dat in MASControl 2017
D_ESe_CompCL_Occup_Yr | Occupancy | FRACTION | WntrDsn | 2014-01-01 | 2014-01-04 | Constant | 0 | [23 empty] | From eQ_Lib.dat in MASControl 2017
D_ESe_CompCL_Occup_Yr | Occupancy | FRACTION | Default | 2014-01-01 | 2014-01-04 | Constant | 0 | [23 empty] | From eQ_Lib.dat in MASControl 2017
D_ESe_CompCL_Occup_Yr | Occupancy | FRACTION | Default¦Wkdy | 2014-01-05 | 2014-04-03 | Hourly | 0 | 0 | 0 | 0 | 0 | 0 | 0 | 0.6 | 0.6 | 1 | 1 | 1 | 1 | 1 | 0.5 | 0.5 | 0.5 | 0.5 | 0.1 | 0 | 0 | 0 | 0 | 0 | From eQ_Lib.dat in MASControl 2017
D_ESe_CompCL_Occup_Yr | Occupancy | FRACTION | Sat | 2014-01-05 | 2014-04-03 | Hourly | 0 | 0 | 0 | 0 | 0 | 0 | 0 | 0.3 | 0.3 | 0.3 | 0.3 | 0.3 | 0.3 | 0.3 | 0.3 | 0.3 | 0 | 0 | 0 | 0 | 0 | 0 | 0 | 0 | From eQ_Lib.dat in MASControl 2017
D_ESe_CompCL_Occup_Yr | Occupancy | FRACTION | Sun | 2014-01-05 | 2014-04-03 | Constant | 0 | [23 empty] | From eQ_Lib.dat in MASControl 2017
D_ESe_CompCL_Occup_Yr | Occupancy | FRACTION | SmrDsn | 2014-04-04 | 2014-04-12 | Constant | 1 | [23 empty] | From eQ_Lib.dat in MASControl 2017
D_ESe_CompCL_Occup_Yr | Occupancy | FRACTION | WntrDsn | 2014-04-04 | 2014-04-12 | Constant | 0 | [23 empty] | From eQ_Lib.dat in MASControl 2017
D_ESe_CompCL_Occup_Yr | Occupancy | FRACTION | Default | 2014-04-04 | 2014-04-12 | Constant | 0 | [23 empty] | From eQ_Lib.dat in MASControl 2017
D_ESe_CompCL_Occup_Yr | Occupancy | FRACTION | Default¦Wkdy | 2014-04-13 | 2014-06-12 | Hourly | 0 | 0 | 0 | 0 | 0 | 0 | 0 | 0.6 | 0.6 | 1 | 1 | 1 | 1 | 1 | 0.5 | 0.5 | 0.5 | 0.5 | 0.1 | 0 | 0 | 0 | 0 | 0 | From eQ_Lib.dat in MASControl 2017
D_ESe_CompCL_Occup_Yr | Occupancy | FRACTION | Sat | 2014-04-13 | 2014-06-12 | Hourly | 0 | 0 | 0 | 0 | 0 | 0 | 0 | 0.3 | 0.3 | 0.3 | 0.3 | 0.3 | 0.3 | 0.3 | 0.3 | 0.3 | 0 | 0 | 0 | 0 | 0 | 0 | 0 | 0 | From eQ_Lib.dat in MASControl 2017
D_ESe_CompCL_Occup_Yr | Occupancy | FRACTION | Sun | 2014-04-13 | 2014-06-12 | Constant | 0 | [23 empty] | From eQ_Lib.dat in MASControl 2017
D_ESe_CompCL_Occup_Yr | Occupancy | FRACTION | SmrDsn | 2014-06-13 | 2014-08-16 | Constant | 1 | [23 empty] | From eQ_Lib.dat in MASControl 2017
D_ESe_CompCL_Occup_Yr | Occupancy | FRACTION | WntrDsn | 2014-06-13 | 2014-08-16 | Constant | 0 | [23 empty] | From eQ_Lib.dat in MASControl 2017
D_ESe_CompCL_Occup_Yr | Occupancy | FRACTION | Default | 2014-06-13 | 2014-08-16 | Constant | 0 | [23 empty] | From eQ_Lib.dat in MASControl 2017
D_ESe_CompCL_Occup_Yr | Occupancy | FRACTION | Default¦Wkdy | 2014-08-17 | 2014-12-11 | Hourly | 0 | 0 | 0 | 0 | 0 | 0 | 0 | 0.6 | 0.6 | 1 | 1 | 1 | 1 | 1 | 0.5 | 0.5 | 0.5 | 0.5 | 0.1 | 0 | 0 | 0 | 0 | 0 | From eQ_Lib.dat in MASControl 2017
D_ESe_CompCL_Occup_Yr | Occupancy | FRACTION | Sat | 2014-08-17 | 2014-12-11 | Hourly | 0 | 0 | 0 | 0 | 0 | 0 | 0 | 0.3 | 0.3 | 0.3 | 0.3 | 0.3 | 0.3 | 0.3 | 0.3 | 0.3 | 0 | 0 | 0 | 0 | 0 | 0 | 0 | 0 | From eQ_Lib.dat in MASControl 2017
D_ESe_CompCL_Occup_Yr | Occupancy | FRACTION | Sun | 2014-08-17 | 2014-12-11 | Constant | 0 | [23 empty] | From eQ_Lib.dat in MASControl 2017
D_ESe_CompCL_Occup_Yr | Occupancy | FRACTION | SmrDsn | 2014-12-12 | 2014-12-31 | Constant | 1 | [23 empty] | From eQ_Lib.dat in MASControl 2017
D_ESe_CompCL_Occup_Yr | Occupancy | FRACTION | WntrDsn | 2014-12-12 | 2014-12-31 | Constant | 0 | [23 empty] | From eQ_Lib.dat in MASControl 2017
D_ESe_CompCL_Occup_Yr | Occupancy | FRACTION | Default | 2014-12-12 | 2014-12-31 | Constant | 0 | [23 empty] | From eQ_Lib.dat in MASControl 2017
D_ESe_CompCL_Occup_Yr | Occupancy | FRACTION | WntrDsn | 2014-01-01 | 2014-12-31 | Constant | 0 | [23 empty] | From eQ_Lib.dat in MASControl 2017
D_ESe_CompCL_Occup_Yr | Occupancy | FRACTION | SmrDsn | 2014-01-01 | 2014-12-31 | Constant | 1 | [23 empty] | From eQ_Lib.dat in MASControl 2017
D_ESe_CompCL_Occup_Yr | Occupancy | FRACTION | Hol | 2014-01-01 | 2014-12-31 | Constant | 0 | [23 empty] | From eQ_Lib.dat in MASControl 2017
D_ESe_Gym_LitCFL_Yr | Lighting | FRACTION | SmrDsn | 2014-01-01 | 2014-01-04 | Constant | 1 | [23 empty] | From eQ_Lib.dat in MASControl 2017
D_ESe_Gym_LitCFL_Yr | Lighting | FRACTION | WntrDsn | 2014-01-01 | 2014-01-04 | Constant | 0 | [23 empty] | From eQ_Lib.dat in MASControl 2017
D_ESe_Gym_LitCFL_Yr | Lighting | FRACTION | Default | 2014-01-01 | 2014-01-04 | Constant | 0.02 | [23 empty] | From eQ_Lib.dat in MASControl 2017
D_ESe_Gym_LitCFL_Yr | Lighting | FRACTION | Default¦Wkdy | 2014-01-05 | 2014-04-03 | Hourly | 0.065 | 0.065 | 0.065 | 0.065 | 0.065 | 0.065 | 0.065 | 0.5909 | 1 | 1 | 1 | 1 | 0.8831 | 1 | 1 | 1 | 0.4741 | 0.4741 | 0.4741 | 0.2403 | 0.2403 | 0.2403 | 0.065 | 0.065 | From eQ_Lib.dat in MASControl 2017
D_ESe_Gym_LitCFL_Yr | Lighting | FRACTION | Sat | 2014-01-05 | 2014-04-03 | Hourly | 0.065 | 0.065 | 0.065 | 0.065 | 0.065 | 0.065 | 0.065 | 0.065 | 0.2595 | 0.6 | 0.6 | 0.6 | 0.5027 | 0.4055 | 0.4055 | 0.4055 | 0.4055 | 0.4055 | 0.065 | 0.065 | 0.065 | 0.065 | 0.065 | 0.065 | From eQ_Lib.dat in MASControl 2017
D_ESe_Gym_LitCFL_Yr | Lighting | FRACTION | Sun | 2014-01-05 | 2014-04-03 | Constant | 0.05 | [23 empty] | From eQ_Lib.dat in MASControl 2017
D_ESe_Gym_LitCFL_Yr | Lighting | FRACTION | SmrDsn | 2014-04-04 | 2014-04-12 | Constant | 1 | [23 empty] | From eQ_Lib.dat in MASControl 2017
D_ESe_Gym_LitCFL_Yr | Lighting | FRACTION | WntrDsn | 2014-04-04 | 2014-04-12 | Constant | 0 | [23 empty] | From eQ_Lib.dat in MASControl 2017
D_ESe_Gym_LitCFL_Yr | Lighting | FRACTION | Default | 2014-04-04 | 2014-04-12 | Constant | 0.02 | [23 empty] | From eQ_Lib.dat in MASControl 2017
D_ESe_Gym_LitCFL_Yr | Lighting | FRACTION | Default¦Wkdy | 2014-04-13 | 2014-06-12 | Hourly | 0.065 | 0.065 | 0.065 | 0.065 | 0.065 | 0.065 | 0.065 | 0.5909 | 1 | 1 | 1 | 1 | 0.8831 | 1 | 1 | 1 | 0.4741 | 0.4741 | 0.4741 | 0.2403 | 0.2403 | 0.2403 | 0.065 | 0.065 | From eQ_Lib.dat in MASControl 2017
D_ESe_Gym_LitCFL_Yr | Lighting | FRACTION | Sat | 2014-04-13 | 2014-06-12 | Hourly | 0.065 | 0.065 | 0.065 | 0.065 | 0.065 | 0.065 | 0.065 | 0.065 | 0.2595 | 0.6 | 0.6 | 0.6 | 0.5027 | 0.4055 | 0.4055 | 0.4055 | 0.4055 | 0.4055 | 0.065 | 0.065 | 0.065 | 0.065 | 0.065 | 0.065 | From eQ_Lib.dat in MASControl 2017
D_ESe_Gym_LitCFL_Yr | Lighting | FRACTION | Sun | 2014-04-13 | 2014-06-12 | Constant | 0.05 | [23 empty] | From eQ_Lib.dat in MASControl 2017
D_ESe_Gym_LitCFL_Yr | Lighting | FRACTION | SmrDsn | 2014-06-13 | 2014-08-16 | Constant | 1 | [23 empty] | From eQ_Lib.dat in MASControl 2017
D_ESe_Gym_LitCFL_Yr | Lighting | FRACTION | WntrDsn | 2014-06-13 | 2014-08-16 | Constant | 0 | [23 empty] | From eQ_Lib.dat in MASControl 2017
D_ESe_Gym_LitCFL_Yr | Lighting | FRACTION | Default | 2014-06-13 | 2014-08-16 | Constant | 0.02 | [23 empty] | From eQ_Lib.dat in MASControl 2017
D_ESe_Gym_LitCFL_Yr | Lighting | FRACTION | Default¦Wkdy | 2014-08-17 | 2014-12-11 | Hourly | 0.065 | 0.065 | 0.065 | 0.065 | 0.065 | 0.065 | 0.065 | 0.5909 | 1 | 1 | 1 | 1 | 0.8831 | 1 | 1 | 1 | 0.4741 | 0.4741 | 0.4741 | 0.2403 | 0.2403 | 0.2403 | 0.065 | 0.065 | From eQ_Lib.dat in MASControl 2017
D_ESe_Gym_LitCFL_Yr | Lighting | FRACTION | Sat | 2014-08-17 | 2014-12-11 | Hourly | 0.065 | 0.065 | 0.065 | 0.065 | 0.065 | 0.065 | 0.065 | 0.065 | 0.2595 | 0.6 | 0.6 | 0.6 | 0.5027 | 0.4055 | 0.4055 | 0.4055 | 0.4055 | 0.4055 | 0.065 | 0.065 | 0.065 | 0.065 | 0.065 | 0.065 | From eQ_Lib.dat in MASControl 2017
D_ESe_Gym_LitCFL_Yr | Lighting | FRACTION | Sun | 2014-08-17 | 2014-12-11 | Constant | 0.05 | [23 empty] | From eQ_Lib.dat in MASControl 2017
D_ESe_Gym_LitCFL_Yr | Lighting | FRACTION | SmrDsn | 2014-12-12 | 2014-12-31 | Constant | 1 | [23 empty] | From eQ_Lib.dat in MASControl 2017
D_ESe_Gym_LitCFL_Yr | Lighting | FRACTION | WntrDsn | 2014-12-12 | 2014-12-31 | Constant | 0 | [23 empty] | From eQ_Lib.dat in MASControl 2017
D_ESe_Gym_LitCFL_Yr | Lighting | FRACTION | Default | 2014-12-12 | 2014-12-31 | Constant | 0.02 | [23 empty] | From eQ_Lib.dat in MASControl 2017
D_ESe_Gym_LitCFL_Yr | Lighting | FRACTION | WntrDsn | 2014-01-01 | 2014-12-31 | Constant | 0 | [23 empty] | From eQ_Lib.dat in MASControl 2017
D_ESe_Gym_LitCFL_Yr | Lighting | FRACTION | SmrDsn | 2014-01-01 | 2014-12-31 | Constant | 1 | [23 empty] | From eQ_Lib.dat in MASControl 2017
D_ESe_Gym_LitCFL_Yr | Lighting | FRACTION | Hol | 2014-01-01 | 2014-12-31 | Constant | 0.05 | [23 empty] | From eQ_Lib.dat in MASControl 2017
D_ESe_Gym_LitEx_Yr | Lighting | FRACTION | SmrDsn | 2014-01-01 | 2014-12-31 | Constant | 1 | [23 empty] | From eQ_Lib.dat in MASControl 2017
D_ESe_Gym_LitEx_Yr | Lighting | FRACTION | WntrDsn | 2014-01-01 | 2014-12-31 | Constant | 0 | [23 empty] | From eQ_Lib.dat in MASControl 2017
D_ESe_Gym_LitEx_Yr | Lighting | FRACTION | Default¦Hol | 2014-01-01 | 2014-12-31 | Constant | 1 | [23 empty] | From eQ_Lib.dat in MASControl 2017
D_ESe_Gym_LitLF_Yr | Lighting | FRACTION | SmrDsn | 2014-01-01 | 2014-01-04 | Constant | 1 | [23 empty] | From eQ_Lib.dat in MASControl 2017
D_ESe_Gym_LitLF_Yr | Lighting | FRACTION | WntrDsn | 2014-01-01 | 2014-01-04 | Constant | 0 | [23 empty] | From eQ_Lib.dat in MASControl 2017
D_ESe_Gym_LitLF_Yr | Lighting | FRACTION | Default | 2014-01-01 | 2014-01-04 | Constant | 0.02 | [23 empty] | From eQ_Lib.dat in MASControl 2017
D_ESe_Gym_LitLF_Yr | Lighting | FRACTION | Default¦Wkdy | 2014-01-05 | 2014-04-03 | Hourly | 0.05 | 0.05 | 0.05 | 0.05 | 0.05 | 0.05 | 0.05 | 0.5844 | 1 | 1 | 1 | 1 | 0.8813 | 1 | 1 | 1 | 0.4656 | 0.4656 | 0.4656 | 0.2281 | 0.2281 | 0.2281 | 0.05 | 0.05 | From eQ_Lib.dat in MASControl 2017
D_ESe_Gym_LitLF_Yr | Lighting | FRACTION | Sat | 2014-01-05 | 2014-04-03 | Hourly | 0.05 | 0.05 | 0.05 | 0.05 | 0.05 | 0.05 | 0.05 | 0.05 | 0.25 | 0.6 | 0.6 | 0.6 | 0.5 | 0.4 | 0.4 | 0.4 | 0.4 | 0.4 | 0.05 | 0.05 | 0.05 | 0.05 | 0.05 | 0.05 | From eQ_Lib.dat in MASControl 2017
D_ESe_Gym_LitLF_Yr | Lighting | FRACTION | Sun | 2014-01-05 | 2014-04-03 | Constant | 0.05 | [23 empty] | From eQ_Lib.dat in MASControl 2017
D_ESe_Gym_LitLF_Yr | Lighting | FRACTION | SmrDsn | 2014-04-04 | 2014-04-12 | Constant | 1 | [23 empty] | From eQ_Lib.dat in MASControl 2017
D_ESe_Gym_LitLF_Yr | Lighting | FRACTION | WntrDsn | 2014-04-04 | 2014-04-12 | Constant | 0 | [23 empty] | From eQ_Lib.dat in MASControl 2017
D_ESe_Gym_LitLF_Yr | Lighting | FRACTION | Default | 2014-04-04 | 2014-04-12 | Constant | 0.02 | [23 empty] | From eQ_Lib.dat in MASControl 2017
D_ESe_Gym_LitLF_Yr | Lighting | FRACTION | Default¦Wkdy | 2014-04-13 | 2014-06-12 | Hourly | 0.05 | 0.05 | 0.05 | 0.05 | 0.05 | 0.05 | 0.05 | 0.5844 | 1 | 1 | 1 | 1 | 0.8813 | 1 | 1 | 1 | 0.4656 | 0.4656 | 0.4656 | 0.2281 | 0.2281 | 0.2281 | 0.05 | 0.05 | From eQ_Lib.dat in MASControl 2017
D_ESe_Gym_LitLF_Yr | Lighting | FRACTION | Sat | 2014-04-13 | 2014-06-12 | Hourly | 0.05 | 0.05 | 0.05 | 0.05 | 0.05 | 0.05 | 0.05 | 0.05 | 0.25 | 0.6 | 0.6 | 0.6 | 0.5 | 0.4 | 0.4 | 0.4 | 0.4 | 0.4 | 0.05 | 0.05 | 0.05 | 0.05 | 0.05 | 0.05 | From eQ_Lib.dat in MASControl 2017
D_ESe_Gym_LitLF_Yr | Lighting | FRACTION | Sun | 2014-04-13 | 2014-06-12 | Constant | 0.05 | [23 empty] | From eQ_Lib.dat in MASControl 2017
D_ESe_Gym_LitLF_Yr | Lighting | FRACTION | SmrDsn | 2014-06-13 | 2014-08-16 | Constant | 1 | [23 empty] | From eQ_Lib.dat in MASControl 2017
D_ESe_Gym_LitLF_Yr | Lighting | FRACTION | WntrDsn | 2014-06-13 | 2014-08-16 | Constant | 0 | [23 empty] | From eQ_Lib.dat in MASControl 2017
D_ESe_Gym_LitLF_Yr | Lighting | FRACTION | Default | 2014-06-13 | 2014-08-16 | Constant | 0.02 | [23 empty] | From eQ_Lib.dat in MASControl 2017
D_ESe_Gym_LitLF_Yr | Lighting | FRACTION | Default¦Wkdy | 2014-08-17 | 2014-12-11 | Hourly | 0.05 | 0.05 | 0.05 | 0.05 | 0.05 | 0.05 | 0.05 | 0.5844 | 1 | 1 | 1 | 1 | 0.8813 | 1 | 1 | 1 | 0.4656 | 0.4656 | 0.4656 | 0.2281 | 0.2281 | 0.2281 | 0.05 | 0.05 | From eQ_Lib.dat in MASControl 2017
D_ESe_Gym_LitLF_Yr | Lighting | FRACTION | Sat | 2014-08-17 | 2014-12-11 | Hourly | 0.05 | 0.05 | 0.05 | 0.05 | 0.05 | 0.05 | 0.05 | 0.05 | 0.25 | 0.6 | 0.6 | 0.6 | 0.5 | 0.4 | 0.4 | 0.4 | 0.4 | 0.4 | 0.05 | 0.05 | 0.05 | 0.05 | 0.05 | 0.05 | From eQ_Lib.dat in MASControl 2017
D_ESe_Gym_LitLF_Yr | Lighting | FRACTION | Sun | 2014-08-17 | 2014-12-11 | Constant | 0.05 | [23 empty] | From eQ_Lib.dat in MASControl 2017
D_ESe_Gym_LitLF_Yr | Lighting | FRACTION | SmrDsn | 2014-12-12 | 2014-12-31 | Constant | 1 | [23 empty] | From eQ_Lib.dat in MASControl 2017
D_ESe_Gym_LitLF_Yr | Lighting | FRACTION | WntrDsn | 2014-12-12 | 2014-12-31 | Constant | 0 | [23 empty] | From eQ_Lib.dat in MASControl 2017
D_ESe_Gym_LitLF_Yr | Lighting | FRACTION | Default | 2014-12-12 | 2014-12-31 | Constant | 0.02 | [23 empty] | From eQ_Lib.dat in MASControl 2017
D_ESe_Gym_LitLF_Yr | Lighting | FRACTION | WntrDsn | 2014-01-01 | 2014-12-31 | Constant | 0 | [23 empty] | From eQ_Lib.dat in MASControl 2017
D_ESe_Gym_LitLF_Yr | Lighting | FRACTION | SmrDsn | 2014-01-01 | 2014-12-31 | Constant | 1 | [23 empty] | From eQ_Lib.dat in MASControl 2017
D_ESe_Gym_LitLF_Yr | Lighting | FRACTION | Hol | 2014-01-01 | 2014-12-31 | Constant | 0.05 | [23 empty] | From eQ_Lib.dat in MASControl 2017
D_ESe_Gym_LitSp_Yr | Lighting | FRACTION | SmrDsn | 2014-01-01 | 2014-01-04 | Constant | 1 | [23 empty] | From eQ_Lib.dat in MASControl 2017
D_ESe_Gym_LitSp_Yr | Lighting | FRACTION | WntrDsn | 2014-01-01 | 2014-01-04 | Constant | 0 | [23 empty] | From eQ_Lib.dat in MASControl 2017
D_ESe_Gym_LitSp_Yr | Lighting | FRACTION | Default | 2014-01-01 | 2014-01-04 | Constant | 0.02 | [23 empty] | From eQ_Lib.dat in MASControl 2017
D_ESe_Gym_LitSp_Yr | Lighting | FRACTION | Default¦Wkdy | 2014-01-05 | 2014-04-03 | Hourly | 0.05 | 0.05 | 0.05 | 0.05 | 0.05 | 0.05 | 0.05 | 0.5 | 0.85 | 0.85 | 0.85 | 0.85 | 0.75 | 0.85 | 0.85 | 0.85 | 0.4 | 0.4 | 0.4 | 0.2 | 0.2 | 0.2 | 0.05 | 0.05 | From eQ_Lib.dat in MASControl 2017
D_ESe_Gym_LitSp_Yr | Lighting | FRACTION | Sat | 2014-01-05 | 2014-04-03 | Hourly | 0.05 | 0.05 | 0.05 | 0.05 | 0.05 | 0.05 | 0.05 | 0.05 | 0.25 | 0.6 | 0.6 | 0.6 | 0.5 | 0.4 | 0.4 | 0.4 | 0.4 | 0.4 | 0.05 | 0.05 | 0.05 | 0.05 | 0.05 | 0.05 | From eQ_Lib.dat in MASControl 2017
D_ESe_Gym_LitSp_Yr | Lighting | FRACTION | Sun | 2014-01-05 | 2014-04-03 | Constant | 0.05 | [23 empty] | From eQ_Lib.dat in MASControl 2017
D_ESe_Gym_LitSp_Yr | Lighting | FRACTION | SmrDsn | 2014-04-04 | 2014-04-12 | Constant | 1 | [23 empty] | From eQ_Lib.dat in MASControl 2017
D_ESe_Gym_LitSp_Yr | Lighting | FRACTION | WntrDsn | 2014-04-04 | 2014-04-12 | Constant | 0 | [23 empty] | From eQ_Lib.dat in MASControl 2017
D_ESe_Gym_LitSp_Yr | Lighting | FRACTION | Default | 2014-04-04 | 2014-04-12 | Constant | 0.02 | [23 empty] | From eQ_Lib.dat in MASControl 2017
D_ESe_Gym_LitSp_Yr | Lighting | FRACTION | Default¦Wkdy | 2014-04-13 | 2014-06-12 | Hourly | 0.05 | 0.05 | 0.05 | 0.05 | 0.05 | 0.05 | 0.05 | 0.5 | 0.85 | 0.85 | 0.85 | 0.85 | 0.75 | 0.85 | 0.85 | 0.85 | 0.4 | 0.4 | 0.4 | 0.2 | 0.2 | 0.2 | 0.05 | 0.05 | From eQ_Lib.dat in MASControl 2017
D_ESe_Gym_LitSp_Yr | Lighting | FRACTION | Sat | 2014-04-13 | 2014-06-12 | Hourly | 0.05 | 0.05 | 0.05 | 0.05 | 0.05 | 0.05 | 0.05 | 0.05 | 0.25 | 0.6 | 0.6 | 0.6 | 0.5 | 0.4 | 0.4 | 0.4 | 0.4 | 0.4 | 0.05 | 0.05 | 0.05 | 0.05 | 0.05 | 0.05 | From eQ_Lib.dat in MASControl 2017
D_ESe_Gym_LitSp_Yr | Lighting | FRACTION | Sun | 2014-04-13 | 2014-06-12 | Constant | 0.05 | [23 empty] | From eQ_Lib.dat in MASControl 2017
D_ESe_Gym_LitSp_Yr | Lighting | FRACTION | SmrDsn | 2014-06-13 | 2014-08-16 | Constant | 1 | [23 empty] | From eQ_Lib.dat in MASControl 2017
D_ESe_Gym_LitSp_Yr | Lighting | FRACTION | WntrDsn | 2014-06-13 | 2014-08-16 | Constant | 0 | [23 empty] | From eQ_Lib.dat in MASControl 2017
D_ESe_Gym_LitSp_Yr | Lighting | FRACTION | Default | 2014-06-13 | 2014-08-16 | Constant | 0.02 | [23 empty] | From eQ_Lib.dat in MASControl 2017
D_ESe_Gym_LitSp_Yr | Lighting | FRACTION | Default¦Wkdy | 2014-08-17 | 2014-12-11 | Hourly | 0.05 | 0.05 | 0.05 | 0.05 | 0.05 | 0.05 | 0.05 | 0.5 | 0.85 | 0.85 | 0.85 | 0.85 | 0.75 | 0.85 | 0.85 | 0.85 | 0.4 | 0.4 | 0.4 | 0.2 | 0.2 | 0.2 | 0.05 | 0.05 | From eQ_Lib.dat in MASControl 2017
D_ESe_Gym_LitSp_Yr | Lighting | FRACTION | Sat | 2014-08-17 | 2014-12-11 | Hourly | 0.05 | 0.05 | 0.05 | 0.05 | 0.05 | 0.05 | 0.05 | 0.05 | 0.25 | 0.6 | 0.6 | 0.6 | 0.5 | 0.4 | 0.4 | 0.4 | 0.4 | 0.4 | 0.05 | 0.05 | 0.05 | 0.05 | 0.05 | 0.05 | From eQ_Lib.dat in MASControl 2017
D_ESe_Gym_LitSp_Yr | Lighting | FRACTION | Sun | 2014-08-17 | 2014-12-11 | Constant | 0.05 | [23 empty] | From eQ_Lib.dat in MASControl 2017
D_ESe_Gym_LitSp_Yr | Lighting | FRACTION | SmrDsn | 2014-12-12 | 2014-12-31 | Constant | 1 | [23 empty] | From eQ_Lib.dat in MASControl 2017
D_ESe_Gym_LitSp_Yr | Lighting | FRACTION | WntrDsn | 2014-12-12 | 2014-12-31 | Constant | 0 | [23 empty] | From eQ_Lib.dat in MASControl 2017
D_ESe_Gym_LitSp_Yr | Lighting | FRACTION | Default | 2014-12-12 | 2014-12-31 | Constant | 0.02 | [23 empty] | From eQ_Lib.dat in MASControl 2017
D_ESe_Gym_LitSp_Yr | Lighting | FRACTION | WntrDsn | 2014-01-01 | 2014-12-31 | Constant | 0 | [23 empty] | From eQ_Lib.dat in MASControl 2017
D_ESe_Gym_LitSp_Yr | Lighting | FRACTION | SmrDsn | 2014-01-01 | 2014-12-31 | Constant | 1 | [23 empty] | From eQ_Lib.dat in MASControl 2017
D_ESe_Gym_LitSp_Yr | Lighting | FRACTION | Hol | 2014-01-01 | 2014-12-31 | Constant | 0.05 | [23 empty] | From eQ_Lib.dat in MASControl 2017
D_ESe_Gym_Misc_Yr | Equipment | FRACTION | SmrDsn | 2014-01-01 | 2014-01-04 | Constant | 1 | [23 empty] | From eQ_Lib.dat in MASControl 2017
D_ESe_Gym_Misc_Yr | Equipment | FRACTION | WntrDsn | 2014-01-01 | 2014-01-04 | Constant | 0 | [23 empty] | From eQ_Lib.dat in MASControl 2017
D_ESe_Gym_Misc_Yr | Equipment | FRACTION | Default | 2014-01-01 | 2014-01-04 | Constant | 0.1 | [23 empty] | From eQ_Lib.dat in MASControl 2017
D_ESe_Gym_Misc_Yr | Equipment | FRACTION | Default¦Wkdy | 2014-01-05 | 2014-04-03 | Hourly | 0.05 | 0.05 | 0.05 | 0.05 | 0.05 | 0.05 | 0.05 | 0.5 | 0.7 | 0.75 | 0.75 | 0.8 | 0.8 | 0.65 | 0.5 | 0.45 | 0.35 | 0.05 | 0.05 | 0.05 | 0.05 | 0.05 | 0.05 | 0.05 | From eQ_Lib.dat in MASControl 2017
D_ESe_Gym_Misc_Yr | Equipment | FRACTION | Sat | 2014-01-05 | 2014-04-03 | Hourly | 0.05 | 0.05 | 0.05 | 0.05 | 0.05 | 0.05 | 0.05 | 0.05 | 0.45 | 0.45 | 0.45 | 0.45 | 0.45 | 0.45 | 0.45 | 0.05 | 0.05 | 0.05 | 0.05 | 0.05 | 0.05 | 0.05 | 0.05 | 0.05 | From eQ_Lib.dat in MASControl 2017
D_ESe_Gym_Misc_Yr | Equipment | FRACTION | Sun | 2014-01-05 | 2014-04-03 | Constant | 0.05 | [23 empty] | From eQ_Lib.dat in MASControl 2017
D_ESe_Gym_Misc_Yr | Equipment | FRACTION | SmrDsn | 2014-04-04 | 2014-04-12 | Constant | 1 | [23 empty] | From eQ_Lib.dat in MASControl 2017
D_ESe_Gym_Misc_Yr | Equipment | FRACTION | WntrDsn | 2014-04-04 | 2014-04-12 | Constant | 0 | [23 empty] | From eQ_Lib.dat in MASControl 2017
D_ESe_Gym_Misc_Yr | Equipment | FRACTION | Default | 2014-04-04 | 2014-04-12 | Constant | 0.01 | [23 empty] | From eQ_Lib.dat in MASControl 2017
D_ESe_Gym_Misc_Yr | Equipment | FRACTION | Default¦Wkdy | 2014-04-13 | 2014-06-12 | Hourly | 0.05 | 0.05 | 0.05 | 0.05 | 0.05 | 0.05 | 0.05 | 0.5 | 0.7 | 0.75 | 0.75 | 0.8 | 0.8 | 0.65 | 0.5 | 0.45 | 0.35 | 0.05 | 0.05 | 0.05 | 0.05 | 0.05 | 0.05 | 0.05 | From eQ_Lib.dat in MASControl 2017
D_ESe_Gym_Misc_Yr | Equipment | FRACTION | Sat | 2014-04-13 | 2014-06-12 | Hourly | 0.05 | 0.05 | 0.05 | 0.05 | 0.05 | 0.05 | 0.05 | 0.05 | 0.45 | 0.45 | 0.45 | 0.45 | 0.45 | 0.45 | 0.45 | 0.05 | 0.05 | 0.05 | 0.05 | 0.05 | 0.05 | 0.05 | 0.05 | 0.05 | From eQ_Lib.dat in MASControl 2017
D_ESe_Gym_Misc_Yr | Equipment | FRACTION | Sun | 2014-04-13 | 2014-06-12 | Constant | 0.05 | [23 empty] | From eQ_Lib.dat in MASControl 2017
D_ESe_Gym_Misc_Yr | Equipment | FRACTION | SmrDsn | 2014-06-13 | 2014-08-16 | Constant | 1 | [23 empty] | From eQ_Lib.dat in MASControl 2017
D_ESe_Gym_Misc_Yr | Equipment | FRACTION | WntrDsn | 2014-06-13 | 2014-08-16 | Constant | 0 | [23 empty] | From eQ_Lib.dat in MASControl 2017
D_ESe_Gym_Misc_Yr | Equipment | FRACTION | Default | 2014-06-13 | 2014-08-16 | Constant | 0.01 | [23 empty] | From eQ_Lib.dat in MASControl 2017
D_ESe_Gym_Misc_Yr | Equipment | FRACTION | Default¦Wkdy | 2014-08-17 | 2014-12-11 | Hourly | 0.05 | 0.05 | 0.05 | 0.05 | 0.05 | 0.05 | 0.05 | 0.5 | 0.7 | 0.75 | 0.75 | 0.8 | 0.8 | 0.65 | 0.5 | 0.45 | 0.35 | 0.05 | 0.05 | 0.05 | 0.05 | 0.05 | 0.05 | 0.05 | From eQ_Lib.dat in MASControl 2017
D_ESe_Gym_Misc_Yr | Equipment | FRACTION | Sat | 2014-08-17 | 2014-12-11 | Hourly | 0.05 | 0.05 | 0.05 | 0.05 | 0.05 | 0.05 | 0.05 | 0.05 | 0.45 | 0.45 | 0.45 | 0.45 | 0.45 | 0.45 | 0.45 | 0.05 | 0.05 | 0.05 | 0.05 | 0.05 | 0.05 | 0.05 | 0.05 | 0.05 | From eQ_Lib.dat in MASControl 2017
D_ESe_Gym_Misc_Yr | Equipment | FRACTION | Sun | 2014-08-17 | 2014-12-11 | Constant | 0.05 | [23 empty] | From eQ_Lib.dat in MASControl 2017
D_ESe_Gym_Misc_Yr | Equipment | FRACTION | SmrDsn | 2014-12-12 | 2014-12-31 | Constant | 1 | [23 empty] | From eQ_Lib.dat in MASControl 2017
D_ESe_Gym_Misc_Yr | Equipment | FRACTION | WntrDsn | 2014-12-12 | 2014-12-31 | Constant | 0 | [23 empty] | From eQ_Lib.dat in MASControl 2017
D_ESe_Gym_Misc_Yr | Equipment | FRACTION | Default | 2014-12-12 | 2014-12-31 | Constant | 0.05 | [23 empty] | From eQ_Lib.dat in MASControl 2017
D_ESe_Gym_Misc_Yr | Equipment | FRACTION | WntrDsn | 2014-01-01 | 2014-12-31 | Constant | 0 | [23 empty] | From eQ_Lib.dat in MASControl 2017
D_ESe_Gym_Misc_Yr | Equipment | FRACTION | SmrDsn | 2014-01-01 | 2014-12-31 | Constant | 1 | [23 empty] | From eQ_Lib.dat in MASControl 2017
D_ESe_Gym_Misc_Yr | Equipment | FRACTION | Hol | 2014-01-01 | 2014-12-31 | Constant | 0.05 | [23 empty] | From eQ_Lib.dat in MASControl 2017
D_ESe_Gym_Occup_Yr | Occupancy | FRACTION | SmrDsn | 2014-01-01 | 2014-01-04 | Constant | 1 | [23 empty] | From eQ_Lib.dat in MASControl 2017
D_ESe_Gym_Occup_Yr | Occupancy | FRACTION | WntrDsn | 2014-01-01 | 2014-01-04 | Constant | 0 | [23 empty] | From eQ_Lib.dat in MASControl 2017
D_ESe_Gym_Occup_Yr | Occupancy | FRACTION | Default | 2014-01-01 | 2014-01-04 | Constant | 0 | [23 empty] | From eQ_Lib.dat in MASControl 2017
D_ESe_Gym_Occup_Yr | Occupancy | FRACTION | Default¦Wkdy | 2014-01-05 | 2014-04-03 | Hourly | 0 | 0 | 0 | 0 | 0 | 0 | 0 | 0.1 | 1 | 1 | 1 | 1 | 0.3 | 1 | 1 | 1 | 0.1 | 0.05 | 0.05 | 0.05 | 0 | 0 | 0 | 0 | From eQ_Lib.dat in MASControl 2017
D_ESe_Gym_Occup_Yr | Occupancy | FRACTION | Sat | 2014-01-05 | 2014-04-03 | Hourly | 0 | 0 | 0 | 0 | 0 | 0 | 0 | 0 | 0.1 | 0.3 | 0.3 | 0.3 | 0.05 | 0.1 | 0.1 | 0.1 | 0.1 | 0 | 0 | 0 | 0 | 0 | 0 | 0 | From eQ_Lib.dat in MASControl 2017
D_ESe_Gym_Occup_Yr | Occupancy | FRACTION | Sun | 2014-01-05 | 2014-04-03 | Constant | 0 | [23 empty] | From eQ_Lib.dat in MASControl 2017
D_ESe_Gym_Occup_Yr | Occupancy | FRACTION | SmrDsn | 2014-04-04 | 2014-04-12 | Constant | 1 | [23 empty] | From eQ_Lib.dat in MASControl 2017
D_ESe_Gym_Occup_Yr | Occupancy | FRACTION | WntrDsn | 2014-04-04 | 2014-04-12 | Constant | 0 | [23 empty] | From eQ_Lib.dat in MASControl 2017
D_ESe_Gym_Occup_Yr | Occupancy | FRACTION | Default | 2014-04-04 | 2014-04-12 | Constant | 0 | [23 empty] | From eQ_Lib.dat in MASControl 2017
D_ESe_Gym_Occup_Yr | Occupancy | FRACTION | Default¦Wkdy | 2014-04-13 | 2014-06-12 | Hourly | 0 | 0 | 0 | 0 | 0 | 0 | 0 | 0.1 | 1 | 1 | 1 | 1 | 0.3 | 1 | 1 | 1 | 0.1 | 0.05 | 0.05 | 0.05 | 0 | 0 | 0 | 0 | From eQ_Lib.dat in MASControl 2017
D_ESe_Gym_Occup_Yr | Occupancy | FRACTION | Sat | 2014-04-13 | 2014-06-12 | Hourly | 0 | 0 | 0 | 0 | 0 | 0 | 0 | 0 | 0.1 | 0.3 | 0.3 | 0.3 | 0.05 | 0.1 | 0.1 | 0.1 | 0.1 | 0 | 0 | 0 | 0 | 0 | 0 | 0 | From eQ_Lib.dat in MASControl 2017
D_ESe_Gym_Occup_Yr | Occupancy | FRACTION | Sun | 2014-04-13 | 2014-06-12 | Constant | 0 | [23 empty] | From eQ_Lib.dat in MASControl 2017
D_ESe_Gym_Occup_Yr | Occupancy | FRACTION | SmrDsn | 2014-06-13 | 2014-08-16 | Constant | 1 | [23 empty] | From eQ_Lib.dat in MASControl 2017
D_ESe_Gym_Occup_Yr | Occupancy | FRACTION | WntrDsn | 2014-06-13 | 2014-08-16 | Constant | 0 | [23 empty] | From eQ_Lib.dat in MASControl 2017
D_ESe_Gym_Occup_Yr | Occupancy | FRACTION | Default | 2014-06-13 | 2014-08-16 | Constant | 0 | [23 empty] | From eQ_Lib.dat in MASControl 2017
D_ESe_Gym_Occup_Yr | Occupancy | FRACTION | Default¦Wkdy | 2014-08-17 | 2014-12-11 | Hourly | 0 | 0 | 0 | 0 | 0 | 0 | 0 | 0.1 | 1 | 1 | 1 | 1 | 0.3 | 1 | 1 | 1 | 0.1 | 0.05 | 0.05 | 0.05 | 0 | 0 | 0 | 0 | From eQ_Lib.dat in MASControl 2017
D_ESe_Gym_Occup_Yr | Occupancy | FRACTION | Sat | 2014-08-17 | 2014-12-11 | Hourly | 0 | 0 | 0 | 0 | 0 | 0 | 0 | 0 | 0.1 | 0.3 | 0.3 | 0.3 | 0.05 | 0.1 | 0.1 | 0.1 | 0.1 | 0 | 0 | 0 | 0 | 0 | 0 | 0 | From eQ_Lib.dat in MASControl 2017
D_ESe_Gym_Occup_Yr | Occupancy | FRACTION | Sun | 2014-08-17 | 2014-12-11 | Constant | 0 | [23 empty] | From eQ_Lib.dat in MASControl 2017
D_ESe_Gym_Occup_Yr | Occupancy | FRACTION | SmrDsn | 2014-12-12 | 2014-12-31 | Constant | 1 | [23 empty] | From eQ_Lib.dat in MASControl 2017
D_ESe_Gym_Occup_Yr | Occupancy | FRACTION | WntrDsn | 2014-12-12 | 2014-12-31 | Constant | 0 | [23 empty] | From eQ_Lib.dat in MASControl 2017
D_ESe_Gym_Occup_Yr | Occupancy | FRACTION | Default | 2014-12-12 | 2014-12-31 | Constant | 0 | [23 empty] | From eQ_Lib.dat in MASControl 2017
D_ESe_Gym_Occup_Yr | Occupancy | FRACTION | WntrDsn | 2014-01-01 | 2014-12-31 | Constant | 0 | [23 empty] | From eQ_Lib.dat in MASControl 2017
D_ESe_Gym_Occup_Yr | Occupancy | FRACTION | SmrDsn | 2014-01-01 | 2014-12-31 | Constant | 1 | [23 empty] | From eQ_Lib.dat in MASControl 2017
D_ESe_Gym_Occup_Yr | Occupancy | FRACTION | Hol | 2014-01-01 | 2014-12-31 | Constant | 0 | [23 empty] | From eQ_Lib.dat in MASControl 2017
D_ESe_Ktchn_Cook_Yr | Cooking | FRACTION | SmrDsn | 2014-01-01 | 2014-01-04 | Constant | 1 | [23 empty] | From eQ_Lib.dat in MASControl 2017
D_ESe_Ktchn_Cook_Yr | Cooking | FRACTION | WntrDsn | 2014-01-01 | 2014-01-04 | Constant | 0 | [23 empty] | From eQ_Lib.dat in MASControl 2017
D_ESe_Ktchn_Cook_Yr | Cooking | FRACTION | Default | 2014-01-01 | 2014-01-04 | Constant | 0 | [23 empty] | From eQ_Lib.dat in MASControl 2017
D_ESe_Ktchn_Cook_Yr | Cooking | FRACTION | Default¦Wkdy | 2014-01-05 | 2014-04-03 | Hourly | 0 | 0 | 0 | 0 | 0 | 0 | 0 | 0 | 0 | 0 | 1 | 1 | 0.8 | 0 | 0 | 0 | 0 | 0 | 0 | 0 | 0 | 0 | 0 | 0 | From eQ_Lib.dat in MASControl 2017
D_ESe_Ktchn_Cook_Yr | Cooking | FRACTION | Sat | 2014-01-05 | 2014-04-03 | Hourly | 0 | 0 | 0 | 0 | 0 | 0 | 0 | 0 | 0 | 0 | 0.75 | 0.75 | 0.6 | 0 | 0 | 0 | 0 | 0 | 0 | 0 | 0 | 0 | 0 | 0 | From eQ_Lib.dat in MASControl 2017
D_ESe_Ktchn_Cook_Yr | Cooking | FRACTION | Sun | 2014-01-05 | 2014-04-03 | Constant | 0 | [23 empty] | From eQ_Lib.dat in MASControl 2017
D_ESe_Ktchn_Cook_Yr | Cooking | FRACTION | SmrDsn | 2014-04-04 | 2014-04-12 | Constant | 1 | [23 empty] | From eQ_Lib.dat in MASControl 2017
D_ESe_Ktchn_Cook_Yr | Cooking | FRACTION | WntrDsn | 2014-04-04 | 2014-04-12 | Constant | 0 | [23 empty] | From eQ_Lib.dat in MASControl 2017
D_ESe_Ktchn_Cook_Yr | Cooking | FRACTION | Default | 2014-04-04 | 2014-04-12 | Constant | 0 | [23 empty] | From eQ_Lib.dat in MASControl 2017
D_ESe_Ktchn_Cook_Yr | Cooking | FRACTION | Default¦Wkdy | 2014-04-13 | 2014-06-12 | Hourly | 0 | 0 | 0 | 0 | 0 | 0 | 0 | 0 | 0 | 0 | 1 | 1 | 0.8 | 0 | 0 | 0 | 0 | 0 | 0 | 0 | 0 | 0 | 0 | 0 | From eQ_Lib.dat in MASControl 2017
D_ESe_Ktchn_Cook_Yr | Cooking | FRACTION | Sat | 2014-04-13 | 2014-06-12 | Hourly | 0 | 0 | 0 | 0 | 0 | 0 | 0 | 0 | 0 | 0 | 0.75 | 0.75 | 0.6 | 0 | 0 | 0 | 0 | 0 | 0 | 0 | 0 | 0 | 0 | 0 | From eQ_Lib.dat in MASControl 2017
D_ESe_Ktchn_Cook_Yr | Cooking | FRACTION | Sun | 2014-04-13 | 2014-06-12 | Constant | 0 | [23 empty] | From eQ_Lib.dat in MASControl 2017
D_ESe_Ktchn_Cook_Yr | Cooking | FRACTION | SmrDsn | 2014-06-13 | 2014-08-16 | Constant | 1 | [23 empty] | From eQ_Lib.dat in MASControl 2017
D_ESe_Ktchn_Cook_Yr | Cooking | FRACTION | WntrDsn | 2014-06-13 | 2014-08-16 | Constant | 0 | [23 empty] | From eQ_Lib.dat in MASControl 2017
D_ESe_Ktchn_Cook_Yr | Cooking | FRACTION | Default | 2014-06-13 | 2014-08-16 | Constant | 0 | [23 empty] | From eQ_Lib.dat in MASControl 2017
D_ESe_Ktchn_Cook_Yr | Cooking | FRACTION | Default¦Wkdy | 2014-08-17 | 2014-12-11 | Hourly | 0 | 0 | 0 | 0 | 0 | 0 | 0 | 0 | 0 | 0 | 1 | 1 | 0.8 | 0 | 0 | 0 | 0 | 0 | 0 | 0 | 0 | 0 | 0 | 0 | From eQ_Lib.dat in MASControl 2017
D_ESe_Ktchn_Cook_Yr | Cooking | FRACTION | Sat | 2014-08-17 | 2014-12-11 | Hourly | 0 | 0 | 0 | 0 | 0 | 0 | 0 | 0 | 0 | 0 | 0.75 | 0.75 | 0.6 | 0 | 0 | 0 | 0 | 0 | 0 | 0 | 0 | 0 | 0 | 0 | From eQ_Lib.dat in MASControl 2017
D_ESe_Ktchn_Cook_Yr | Cooking | FRACTION | Sun | 2014-08-17 | 2014-12-11 | Constant | 0 | [23 empty] | From eQ_Lib.dat in MASControl 2017
D_ESe_Ktchn_Cook_Yr | Cooking | FRACTION | SmrDsn | 2014-12-12 | 2014-12-31 | Constant | 1 | [23 empty] | From eQ_Lib.dat in MASControl 2017
D_ESe_Ktchn_Cook_Yr | Cooking | FRACTION | WntrDsn | 2014-12-12 | 2014-12-31 | Constant | 0 | [23 empty] | From eQ_Lib.dat in MASControl 2017
D_ESe_Ktchn_Cook_Yr | Cooking | FRACTION | Default | 2014-12-12 | 2014-12-31 | Constant | 0 | [23 empty] | From eQ_Lib.dat in MASControl 2017
D_ESe_Ktchn_Cook_Yr | Cooking | FRACTION | WntrDsn | 2014-01-01 | 2014-12-31 | Constant | 0 | [23 empty] | From eQ_Lib.dat in MASControl 2017
D_ESe_Ktchn_Cook_Yr | Cooking | FRACTION | SmrDsn | 2014-01-01 | 2014-12-31 | Constant | 1 | [23 empty] | From eQ_Lib.dat in MASControl 2017
D_ESe_Ktchn_Cook_Yr | Cooking | FRACTION | Hol | 2014-01-01 | 2014-12-31 | Constant | 0 | [23 empty] | From eQ_Lib.dat in MASControl 2017
D_ESe_Ktchn_LitCFL_Yr | Lighting | FRACTION | SmrDsn | 2014-01-01 | 2014-01-04 | Constant | 1 | [23 empty] | From eQ_Lib.dat in MASControl 2017
D_ESe_Ktchn_LitCFL_Yr | Lighting | FRACTION | WntrDsn | 2014-01-01 | 2014-01-04 | Constant | 0 | [23 empty] | From eQ_Lib.dat in MASControl 2017
D_ESe_Ktchn_LitCFL_Yr | Lighting | FRACTION | Default | 2014-01-01 | 2014-01-04 | Constant | 0.02 | [23 empty] | From eQ_Lib.dat in MASControl 2017
D_ESe_Ktchn_LitCFL_Yr | Lighting | FRACTION | Default¦Wkdy | 2014-01-05 | 2014-04-03 | Hourly | 0.065 | 0.065 | 0.065 | 0.065 | 0.065 | 0.065 | 0.065 | 0.065 | 0.065 | 0.065 | 1 | 1 | 1 | 1 | 0.065 | 0.065 | 0.065 | 0.065 | 0.065 | 0.065 | 0.065 | 0.065 | 0.065 | 0.065 | From eQ_Lib.dat in MASControl 2017
D_ESe_Ktchn_LitCFL_Yr | Lighting | FRACTION | Sat | 2014-01-05 | 2014-04-03 | Hourly | 0.065 | 0.065 | 0.065 | 0.065 | 0.065 | 0.065 | 0.065 | 0.065 | 0.065 | 0.065 | 0.45 | 0.45 | 0.45 | 0.45 | 0.065 | 0.065 | 0.065 | 0.065 | 0.065 | 0.065 | 0.065 | 0.065 | 0.065 | 0.065 | From eQ_Lib.dat in MASControl 2017
D_ESe_Ktchn_LitCFL_Yr | Lighting | FRACTION | Sun | 2014-01-05 | 2014-04-03 | Constant | 0.05 | [23 empty] | From eQ_Lib.dat in MASControl 2017
D_ESe_Ktchn_LitCFL_Yr | Lighting | FRACTION | SmrDsn | 2014-04-04 | 2014-04-12 | Constant | 1 | [23 empty] | From eQ_Lib.dat in MASControl 2017
D_ESe_Ktchn_LitCFL_Yr | Lighting | FRACTION | WntrDsn | 2014-04-04 | 2014-04-12 | Constant | 0 | [23 empty] | From eQ_Lib.dat in MASControl 2017
D_ESe_Ktchn_LitCFL_Yr | Lighting | FRACTION | Default | 2014-04-04 | 2014-04-12 | Constant | 0.02 | [23 empty] | From eQ_Lib.dat in MASControl 2017
D_ESe_Ktchn_LitCFL_Yr | Lighting | FRACTION | Default¦Wkdy | 2014-04-13 | 2014-06-12 | Hourly | 0.065 | 0.065 | 0.065 | 0.065 | 0.065 | 0.065 | 0.065 | 0.065 | 0.065 | 0.065 | 1 | 1 | 1 | 1 | 0.065 | 0.065 | 0.065 | 0.065 | 0.065 | 0.065 | 0.065 | 0.065 | 0.065 | 0.065 | From eQ_Lib.dat in MASControl 2017
D_ESe_Ktchn_LitCFL_Yr | Lighting | FRACTION | Sat | 2014-04-13 | 2014-06-12 | Hourly | 0.065 | 0.065 | 0.065 | 0.065 | 0.065 | 0.065 | 0.065 | 0.065 | 0.065 | 0.065 | 0.45 | 0.45 | 0.45 | 0.45 | 0.065 | 0.065 | 0.065 | 0.065 | 0.065 | 0.065 | 0.065 | 0.065 | 0.065 | 0.065 | From eQ_Lib.dat in MASControl 2017
D_ESe_Ktchn_LitCFL_Yr | Lighting | FRACTION | Sun | 2014-04-13 | 2014-06-12 | Constant | 0.05 | [23 empty] | From eQ_Lib.dat in MASControl 2017
D_ESe_Ktchn_LitCFL_Yr | Lighting | FRACTION | SmrDsn | 2014-06-13 | 2014-08-16 | Constant | 1 | [23 empty] | From eQ_Lib.dat in MASControl 2017
D_ESe_Ktchn_LitCFL_Yr | Lighting | FRACTION | WntrDsn | 2014-06-13 | 2014-08-16 | Constant | 0 | [23 empty] | From eQ_Lib.dat in MASControl 2017
D_ESe_Ktchn_LitCFL_Yr | Lighting | FRACTION | Default | 2014-06-13 | 2014-08-16 | Constant | 0.02 | [23 empty] | From eQ_Lib.dat in MASControl 2017
D_ESe_Ktchn_LitCFL_Yr | Lighting | FRACTION | Default¦Wkdy | 2014-08-17 | 2014-12-11 | Hourly | 0.065 | 0.065 | 0.065 | 0.065 | 0.065 | 0.065 | 0.065 | 0.065 | 0.065 | 0.065 | 1 | 1 | 1 | 1 | 0.065 | 0.065 | 0.065 | 0.065 | 0.065 | 0.065 | 0.065 | 0.065 | 0.065 | 0.065 | From eQ_Lib.dat in MASControl 2017
D_ESe_Ktchn_LitCFL_Yr | Lighting | FRACTION | Sat | 2014-08-17 | 2014-12-11 | Hourly | 0.065 | 0.065 | 0.065 | 0.065 | 0.065 | 0.065 | 0.065 | 0.065 | 0.065 | 0.065 | 0.45 | 0.45 | 0.45 | 0.45 | 0.065 | 0.065 | 0.065 | 0.065 | 0.065 | 0.065 | 0.065 | 0.065 | 0.065 | 0.065 | From eQ_Lib.dat in MASControl 2017
D_ESe_Ktchn_LitCFL_Yr | Lighting | FRACTION | Sun | 2014-08-17 | 2014-12-11 | Constant | 0.05 | [23 empty] | From eQ_Lib.dat in MASControl 2017
D_ESe_Ktchn_LitCFL_Yr | Lighting | FRACTION | SmrDsn | 2014-12-12 | 2014-12-31 | Constant | 1 | [23 empty] | From eQ_Lib.dat in MASControl 2017
D_ESe_Ktchn_LitCFL_Yr | Lighting | FRACTION | WntrDsn | 2014-12-12 | 2014-12-31 | Constant | 0 | [23 empty] | From eQ_Lib.dat in MASControl 2017
D_ESe_Ktchn_LitCFL_Yr | Lighting | FRACTION | Default | 2014-12-12 | 2014-12-31 | Constant | 0.02 | [23 empty] | From eQ_Lib.dat in MASControl 2017
D_ESe_Ktchn_LitCFL_Yr | Lighting | FRACTION | WntrDsn | 2014-01-01 | 2014-12-31 | Constant | 0 | [23 empty] | From eQ_Lib.dat in MASControl 2017
D_ESe_Ktchn_LitCFL_Yr | Lighting | FRACTION | SmrDsn | 2014-01-01 | 2014-12-31 | Constant | 1 | [23 empty] | From eQ_Lib.dat in MASControl 2017
D_ESe_Ktchn_LitCFL_Yr | Lighting | FRACTION | Hol | 2014-01-01 | 2014-12-31 | Constant | 0.05 | [23 empty] | From eQ_Lib.dat in MASControl 2017
D_ESe_Ktchn_LitEx_Yr | Lighting | FRACTION | SmrDsn | 2014-01-01 | 2014-12-31 | Constant | 1 | [23 empty] | From eQ_Lib.dat in MASControl 2017
D_ESe_Ktchn_LitEx_Yr | Lighting | FRACTION | WntrDsn | 2014-01-01 | 2014-12-31 | Constant | 0 | [23 empty] | From eQ_Lib.dat in MASControl 2017
D_ESe_Ktchn_LitEx_Yr | Lighting | FRACTION | Default¦Hol | 2014-01-01 | 2014-12-31 | Constant | 1 | [23 empty] | From eQ_Lib.dat in MASControl 2017
D_ESe_Ktchn_LitLF_Yr | Lighting | FRACTION | SmrDsn | 2014-01-01 | 2014-01-04 | Constant | 1 | [23 empty] | From eQ_Lib.dat in MASControl 2017
D_ESe_Ktchn_LitLF_Yr | Lighting | FRACTION | WntrDsn | 2014-01-01 | 2014-01-04 | Constant | 0 | [23 empty] | From eQ_Lib.dat in MASControl 2017
D_ESe_Ktchn_LitLF_Yr | Lighting | FRACTION | Default | 2014-01-01 | 2014-01-04 | Constant | 0.02 | [23 empty] | From eQ_Lib.dat in MASControl 2017
D_ESe_Ktchn_LitLF_Yr | Lighting | FRACTION | Default¦Wkdy | 2014-01-05 | 2014-04-03 | Hourly | 0.05 | 0.05 | 0.05 | 0.05 | 0.05 | 0.05 | 0.05 | 0.05 | 0.05 | 0.05 | 1 | 1 | 1 | 1 | 0.05 | 0.05 | 0.05 | 0.05 | 0.05 | 0.05 | 0.05 | 0.05 | 0.05 | 0.05 | From eQ_Lib.dat in MASControl 2017
D_ESe_Ktchn_LitLF_Yr | Lighting | FRACTION | Sat | 2014-01-05 | 2014-04-03 | Hourly | 0.05 | 0.05 | 0.05 | 0.05 | 0.05 | 0.05 | 0.05 | 0.05 | 0.05 | 0.05 | 0.45 | 0.45 | 0.45 | 0.45 | 0.05 | 0.05 | 0.05 | 0.05 | 0.05 | 0.05 | 0.05 | 0.05 | 0.05 | 0.05 | From eQ_Lib.dat in MASControl 2017
D_ESe_Ktchn_LitLF_Yr | Lighting | FRACTION | Sun | 2014-01-05 | 2014-04-03 | Constant | 0.05 | [23 empty] | From eQ_Lib.dat in MASControl 2017
D_ESe_Ktchn_LitLF_Yr | Lighting | FRACTION | SmrDsn | 2014-04-04 | 2014-04-12 | Constant | 1 | [23 empty] | From eQ_Lib.dat in MASControl 2017
D_ESe_Ktchn_LitLF_Yr | Lighting | FRACTION | WntrDsn | 2014-04-04 | 2014-04-12 | Constant | 0 | [23 empty] | From eQ_Lib.dat in MASControl 2017
D_ESe_Ktchn_LitLF_Yr | Lighting | FRACTION | Default | 2014-04-04 | 2014-04-12 | Constant | 0.02 | [23 empty] | From eQ_Lib.dat in MASControl 2017
D_ESe_Ktchn_LitLF_Yr | Lighting | FRACTION | Default¦Wkdy | 2014-04-13 | 2014-06-12 | Hourly | 0.05 | 0.05 | 0.05 | 0.05 | 0.05 | 0.05 | 0.05 | 0.05 | 0.05 | 0.05 | 1 | 1 | 1 | 1 | 0.05 | 0.05 | 0.05 | 0.05 | 0.05 | 0.05 | 0.05 | 0.05 | 0.05 | 0.05 | From eQ_Lib.dat in MASControl 2017
D_ESe_Ktchn_LitLF_Yr | Lighting | FRACTION | Sat | 2014-04-13 | 2014-06-12 | Hourly | 0.05 | 0.05 | 0.05 | 0.05 | 0.05 | 0.05 | 0.05 | 0.05 | 0.05 | 0.05 | 0.45 | 0.45 | 0.45 | 0.45 | 0.05 | 0.05 | 0.05 | 0.05 | 0.05 | 0.05 | 0.05 | 0.05 | 0.05 | 0.05 | From eQ_Lib.dat in MASControl 2017
D_ESe_Ktchn_LitLF_Yr | Lighting | FRACTION | Sun | 2014-04-13 | 2014-06-12 | Constant | 0.05 | [23 empty] | From eQ_Lib.dat in MASControl 2017
D_ESe_Ktchn_LitLF_Yr | Lighting | FRACTION | SmrDsn | 2014-06-13 | 2014-08-16 | Constant | 1 | [23 empty] | From eQ_Lib.dat in MASControl 2017
D_ESe_Ktchn_LitLF_Yr | Lighting | FRACTION | WntrDsn | 2014-06-13 | 2014-08-16 | Constant | 0 | [23 empty] | From eQ_Lib.dat in MASControl 2017
D_ESe_Ktchn_LitLF_Yr | Lighting | FRACTION | Default | 2014-06-13 | 2014-08-16 | Constant | 0.02 | [23 empty] | From eQ_Lib.dat in MASControl 2017
D_ESe_Ktchn_LitLF_Yr | Lighting | FRACTION | Default¦Wkdy | 2014-08-17 | 2014-12-11 | Hourly | 0.05 | 0.05 | 0.05 | 0.05 | 0.05 | 0.05 | 0.05 | 0.05 | 0.05 | 0.05 | 1 | 1 | 1 | 1 | 0.05 | 0.05 | 0.05 | 0.05 | 0.05 | 0.05 | 0.05 | 0.05 | 0.05 | 0.05 | From eQ_Lib.dat in MASControl 2017
D_ESe_Ktchn_LitLF_Yr | Lighting | FRACTION | Sat | 2014-08-17 | 2014-12-11 | Hourly | 0.05 | 0.05 | 0.05 | 0.05 | 0.05 | 0.05 | 0.05 | 0.05 | 0.05 | 0.05 | 0.45 | 0.45 | 0.45 | 0.45 | 0.05 | 0.05 | 0.05 | 0.05 | 0.05 | 0.05 | 0.05 | 0.05 | 0.05 | 0.05 | From eQ_Lib.dat in MASControl 2017
D_ESe_Ktchn_LitLF_Yr | Lighting | FRACTION | Sun | 2014-08-17 | 2014-12-11 | Constant | 0.05 | [23 empty] | From eQ_Lib.dat in MASControl 2017
D_ESe_Ktchn_LitLF_Yr | Lighting | FRACTION | SmrDsn | 2014-12-12 | 2014-12-31 | Constant | 1 | [23 empty] | From eQ_Lib.dat in MASControl 2017
D_ESe_Ktchn_LitLF_Yr | Lighting | FRACTION | WntrDsn | 2014-12-12 | 2014-12-31 | Constant | 0 | [23 empty] | From eQ_Lib.dat in MASControl 2017
D_ESe_Ktchn_LitLF_Yr | Lighting | FRACTION | Default | 2014-12-12 | 2014-12-31 | Constant | 0.02 | [23 empty] | From eQ_Lib.dat in MASControl 2017
D_ESe_Ktchn_LitLF_Yr | Lighting | FRACTION | WntrDsn | 2014-01-01 | 2014-12-31 | Constant | 0 | [23 empty] | From eQ_Lib.dat in MASControl 2017
D_ESe_Ktchn_LitLF_Yr | Lighting | FRACTION | SmrDsn | 2014-01-01 | 2014-12-31 | Constant | 1 | [23 empty] | From eQ_Lib.dat in MASControl 2017
D_ESe_Ktchn_LitLF_Yr | Lighting | FRACTION | Hol | 2014-01-01 | 2014-12-31 | Constant | 0.05 | [23 empty] | From eQ_Lib.dat in MASControl 2017
D_ESe_Ktchn_LitSp_Yr | Lighting | FRACTION | SmrDsn | 2014-01-01 | 2014-01-04 | Constant | 1 | [23 empty] | From eQ_Lib.dat in MASControl 2017
D_ESe_Ktchn_LitSp_Yr | Lighting | FRACTION | WntrDsn | 2014-01-01 | 2014-01-04 | Constant | 0 | [23 empty] | From eQ_Lib.dat in MASControl 2017
D_ESe_Ktchn_LitSp_Yr | Lighting | FRACTION | Default | 2014-01-01 | 2014-01-04 | Constant | 0.02 | [23 empty] | From eQ_Lib.dat in MASControl 2017
D_ESe_Ktchn_LitSp_Yr | Lighting | FRACTION | Default¦Wkdy | 2014-01-05 | 2014-04-03 | Hourly | 0.05 | 0.05 | 0.05 | 0.05 | 0.05 | 0.05 | 0.05 | 0.05 | 0.05 | 0.05 | 1 | 1 | 1 | 1 | 0.05 | 0.05 | 0.05 | 0.05 | 0.05 | 0.05 | 0.05 | 0.05 | 0.05 | 0.05 | From eQ_Lib.dat in MASControl 2017
D_ESe_Ktchn_LitSp_Yr | Lighting | FRACTION | Sat | 2014-01-05 | 2014-04-03 | Hourly | 0.05 | 0.05 | 0.05 | 0.05 | 0.05 | 0.05 | 0.05 | 0.05 | 0.05 | 0.05 | 0.75 | 0.75 | 0.75 | 0.75 | 0.05 | 0.05 | 0.05 | 0.05 | 0.05 | 0.05 | 0.05 | 0.05 | 0.05 | 0.05 | From eQ_Lib.dat in MASControl 2017
D_ESe_Ktchn_LitSp_Yr | Lighting | FRACTION | Sun | 2014-01-05 | 2014-04-03 | Constant | 0.05 | [23 empty] | From eQ_Lib.dat in MASControl 2017
D_ESe_Ktchn_LitSp_Yr | Lighting | FRACTION | SmrDsn | 2014-04-04 | 2014-04-12 | Constant | 1 | [23 empty] | From eQ_Lib.dat in MASControl 2017
D_ESe_Ktchn_LitSp_Yr | Lighting | FRACTION | WntrDsn | 2014-04-04 | 2014-04-12 | Constant | 0 | [23 empty] | From eQ_Lib.dat in MASControl 2017
D_ESe_Ktchn_LitSp_Yr | Lighting | FRACTION | Default | 2014-04-04 | 2014-04-12 | Constant | 0.02 | [23 empty] | From eQ_Lib.dat in MASControl 2017
D_ESe_Ktchn_LitSp_Yr | Lighting | FRACTION | Default¦Wkdy | 2014-04-13 | 2014-06-12 | Hourly | 0.05 | 0.05 | 0.05 | 0.05 | 0.05 | 0.05 | 0.05 | 0.05 | 0.05 | 0.05 | 1 | 1 | 1 | 1 | 0.05 | 0.05 | 0.05 | 0.05 | 0.05 | 0.05 | 0.05 | 0.05 | 0.05 | 0.05 | From eQ_Lib.dat in MASControl 2017
D_ESe_Ktchn_LitSp_Yr | Lighting | FRACTION | Sat | 2014-04-13 | 2014-06-12 | Hourly | 0.05 | 0.05 | 0.05 | 0.05 | 0.05 | 0.05 | 0.05 | 0.05 | 0.05 | 0.05 | 0.75 | 0.75 | 0.75 | 0.75 | 0.05 | 0.05 | 0.05 | 0.05 | 0.05 | 0.05 | 0.05 | 0.05 | 0.05 | 0.05 | From eQ_Lib.dat in MASControl 2017
D_ESe_Ktchn_LitSp_Yr | Lighting | FRACTION | Sun | 2014-04-13 | 2014-06-12 | Constant | 0.05 | [23 empty] | From eQ_Lib.dat in MASControl 2017
D_ESe_Ktchn_LitSp_Yr | Lighting | FRACTION | SmrDsn | 2014-06-13 | 2014-08-16 | Constant | 1 | [23 empty] | From eQ_Lib.dat in MASControl 2017
D_ESe_Ktchn_LitSp_Yr | Lighting | FRACTION | WntrDsn | 2014-06-13 | 2014-08-16 | Constant | 0 | [23 empty] | From eQ_Lib.dat in MASControl 2017
D_ESe_Ktchn_LitSp_Yr | Lighting | FRACTION | Default | 2014-06-13 | 2014-08-16 | Constant | 0.02 | [23 empty] | From eQ_Lib.dat in MASControl 2017
D_ESe_Ktchn_LitSp_Yr | Lighting | FRACTION | Default¦Wkdy | 2014-08-17 | 2014-12-11 | Hourly | 0.05 | 0.05 | 0.05 | 0.05 | 0.05 | 0.05 | 0.05 | 0.05 | 0.05 | 0.05 | 1 | 1 | 1 | 1 | 0.05 | 0.05 | 0.05 | 0.05 | 0.05 | 0.05 | 0.05 | 0.05 | 0.05 | 0.05 | From eQ_Lib.dat in MASControl 2017
D_ESe_Ktchn_LitSp_Yr | Lighting | FRACTION | Sat | 2014-08-17 | 2014-12-11 | Hourly | 0.05 | 0.05 | 0.05 | 0.05 | 0.05 | 0.05 | 0.05 | 0.05 | 0.05 | 0.05 | 0.75 | 0.75 | 0.75 | 0.75 | 0.05 | 0.05 | 0.05 | 0.05 | 0.05 | 0.05 | 0.05 | 0.05 | 0.05 | 0.05 | From eQ_Lib.dat in MASControl 2017
D_ESe_Ktchn_LitSp_Yr | Lighting | FRACTION | Sun | 2014-08-17 | 2014-12-11 | Constant | 0.05 | [23 empty] | From eQ_Lib.dat in MASControl 2017
D_ESe_Ktchn_LitSp_Yr | Lighting | FRACTION | SmrDsn | 2014-12-12 | 2014-12-31 | Constant | 1 | [23 empty] | From eQ_Lib.dat in MASControl 2017
D_ESe_Ktchn_LitSp_Yr | Lighting | FRACTION | WntrDsn | 2014-12-12 | 2014-12-31 | Constant | 0 | [23 empty] | From eQ_Lib.dat in MASControl 2017
D_ESe_Ktchn_LitSp_Yr | Lighting | FRACTION | Default | 2014-12-12 | 2014-12-31 | Constant | 0.02 | [23 empty] | From eQ_Lib.dat in MASControl 2017
D_ESe_Ktchn_LitSp_Yr | Lighting | FRACTION | WntrDsn | 2014-01-01 | 2014-12-31 | Constant | 0 | [23 empty] | From eQ_Lib.dat in MASControl 2017
D_ESe_Ktchn_LitSp_Yr | Lighting | FRACTION | SmrDsn | 2014-01-01 | 2014-12-31 | Constant | 1 | [23 empty] | From eQ_Lib.dat in MASControl 2017
D_ESe_Ktchn_LitSp_Yr | Lighting | FRACTION | Hol | 2014-01-01 | 2014-12-31 | Constant | 0.05 | [23 empty] | From eQ_Lib.dat in MASControl 2017
D_ESe_Ktchn_Misc_Yr | Equipment | FRACTION | SmrDsn | 2014-01-01 | 2014-01-04 | Constant | 1 | [23 empty] | From eQ_Lib.dat in MASControl 2017
D_ESe_Ktchn_Misc_Yr | Equipment | FRACTION | WntrDsn | 2014-01-01 | 2014-01-04 | Constant | 0 | [23 empty] | From eQ_Lib.dat in MASControl 2017
D_ESe_Ktchn_Misc_Yr | Equipment | FRACTION | Default | 2014-01-01 | 2014-01-04 | Constant | 0.05 | [23 empty] | From eQ_Lib.dat in MASControl 2017
D_ESe_Ktchn_Misc_Yr | Equipment | FRACTION | Default¦Wkdy | 2014-01-05 | 2014-04-03 | Hourly | 0.05 | 0.05 | 0.05 | 0.05 | 0.05 | 0.05 | 0.05 | 0.15 | 0.4 | 0.8 | 0.9 | 1 | 1 | 0.9 | 0.7 | 0.15 | 0.15 | 0.15 | 0.05 | 0.05 | 0.05 | 0.05 | 0.05 | 0.05 | From eQ_Lib.dat in MASControl 2017
D_ESe_Ktchn_Misc_Yr | Equipment | FRACTION | Sat | 2014-01-05 | 2014-04-03 | Hourly | 0.05 | 0.05 | 0.05 | 0.05 | 0.05 | 0.05 | 0.05 | 0.05 | 0.05 | 0.05 | 0.75 | 0.75 | 0.75 | 0.75 | 0.05 | 0.05 | 0.05 | 0.05 | 0.05 | 0.05 | 0.05 | 0.05 | 0.05 | 0.05 | From eQ_Lib.dat in MASControl 2017
D_ESe_Ktchn_Misc_Yr | Equipment | FRACTION | Sun | 2014-01-05 | 2014-04-03 | Constant | 0.05 | [23 empty] | From eQ_Lib.dat in MASControl 2017
D_ESe_Ktchn_Misc_Yr | Equipment | FRACTION | SmrDsn | 2014-04-04 | 2014-04-12 | Constant | 1 | [23 empty] | From eQ_Lib.dat in MASControl 2017
D_ESe_Ktchn_Misc_Yr | Equipment | FRACTION | WntrDsn | 2014-04-04 | 2014-04-12 | Constant | 0 | [23 empty] | From eQ_Lib.dat in MASControl 2017
D_ESe_Ktchn_Misc_Yr | Equipment | FRACTION | Default | 2014-04-04 | 2014-04-12 | Constant | 0.05 | [23 empty] | From eQ_Lib.dat in MASControl 2017
D_ESe_Ktchn_Misc_Yr | Equipment | FRACTION | Default¦Wkdy | 2014-04-13 | 2014-06-12 | Hourly | 0.05 | 0.05 | 0.05 | 0.05 | 0.05 | 0.05 | 0.05 | 0.15 | 0.4 | 0.8 | 0.9 | 1 | 1 | 0.9 | 0.7 | 0.15 | 0.15 | 0.15 | 0.05 | 0.05 | 0.05 | 0.05 | 0.05 | 0.05 | From eQ_Lib.dat in MASControl 2017
D_ESe_Ktchn_Misc_Yr | Equipment | FRACTION | Sat | 2014-04-13 | 2014-06-12 | Hourly | 0.05 | 0.05 | 0.05 | 0.05 | 0.05 | 0.05 | 0.05 | 0.05 | 0.05 | 0.05 | 0.75 | 0.75 | 0.75 | 0.75 | 0.05 | 0.05 | 0.05 | 0.05 | 0.05 | 0.05 | 0.05 | 0.05 | 0.05 | 0.05 | From eQ_Lib.dat in MASControl 2017
D_ESe_Ktchn_Misc_Yr | Equipment | FRACTION | Sun | 2014-04-13 | 2014-06-12 | Constant | 0.05 | [23 empty] | From eQ_Lib.dat in MASControl 2017
D_ESe_Ktchn_Misc_Yr | Equipment | FRACTION | SmrDsn | 2014-06-13 | 2014-08-16 | Constant | 1 | [23 empty] | From eQ_Lib.dat in MASControl 2017
D_ESe_Ktchn_Misc_Yr | Equipment | FRACTION | WntrDsn | 2014-06-13 | 2014-08-16 | Constant | 0 | [23 empty] | From eQ_Lib.dat in MASControl 2017
D_ESe_Ktchn_Misc_Yr | Equipment | FRACTION | Default | 2014-06-13 | 2014-08-16 | Constant | 0.02 | [23 empty] | From eQ_Lib.dat in MASControl 2017
D_ESe_Ktchn_Misc_Yr | Equipment | FRACTION | Default¦Wkdy | 2014-08-17 | 2014-12-11 | Hourly | 0.05 | 0.05 | 0.05 | 0.05 | 0.05 | 0.05 | 0.05 | 0.15 | 0.4 | 0.8 | 0.9 | 1 | 1 | 0.9 | 0.7 | 0.15 | 0.15 | 0.15 | 0.05 | 0.05 | 0.05 | 0.05 | 0.05 | 0.05 | From eQ_Lib.dat in MASControl 2017
D_ESe_Ktchn_Misc_Yr | Equipment | FRACTION | Sat | 2014-08-17 | 2014-12-11 | Hourly | 0.05 | 0.05 | 0.05 | 0.05 | 0.05 | 0.05 | 0.05 | 0.05 | 0.05 | 0.05 | 0.75 | 0.75 | 0.75 | 0.75 | 0.05 | 0.05 | 0.05 | 0.05 | 0.05 | 0.05 | 0.05 | 0.05 | 0.05 | 0.05 | From eQ_Lib.dat in MASControl 2017
D_ESe_Ktchn_Misc_Yr | Equipment | FRACTION | Sun | 2014-08-17 | 2014-12-11 | Constant | 0.05 | [23 empty] | From eQ_Lib.dat in MASControl 2017
D_ESe_Ktchn_Misc_Yr | Equipment | FRACTION | SmrDsn | 2014-12-12 | 2014-12-31 | Constant | 1 | [23 empty] | From eQ_Lib.dat in MASControl 2017
D_ESe_Ktchn_Misc_Yr | Equipment | FRACTION | WntrDsn | 2014-12-12 | 2014-12-31 | Constant | 0 | [23 empty] | From eQ_Lib.dat in MASControl 2017
D_ESe_Ktchn_Misc_Yr | Equipment | FRACTION | Default | 2014-12-12 | 2014-12-31 | Constant | 0.05 | [23 empty] | From eQ_Lib.dat in MASControl 2017
D_ESe_Ktchn_Misc_Yr | Equipment | FRACTION | WntrDsn | 2014-01-01 | 2014-12-31 | Constant | 0 | [23 empty] | From eQ_Lib.dat in MASControl 2017
D_ESe_Ktchn_Misc_Yr | Equipment | FRACTION | SmrDsn | 2014-01-01 | 2014-12-31 | Constant | 1 | [23 empty] | From eQ_Lib.dat in MASControl 2017
D_ESe_Ktchn_Misc_Yr | Equipment | FRACTION | Hol | 2014-01-01 | 2014-12-31 | Constant | 0.05 | [23 empty] | From eQ_Lib.dat in MASControl 2017
D_ESe_Ktchn_Occup_Yr | Occupancy | FRACTION | SmrDsn | 2014-01-01 | 2014-01-04 | Constant | 1 | [23 empty] | From eQ_Lib.dat in MASControl 2017
D_ESe_Ktchn_Occup_Yr | Occupancy | FRACTION | WntrDsn | 2014-01-01 | 2014-01-04 | Constant | 0 | [23 empty] | From eQ_Lib.dat in MASControl 2017
D_ESe_Ktchn_Occup_Yr | Occupancy | FRACTION | Default | 2014-01-01 | 2014-01-04 | Constant | 0 | [23 empty] | From eQ_Lib.dat in MASControl 2017
D_ESe_Ktchn_Occup_Yr | Occupancy | FRACTION | Default¦Wkdy | 2014-01-05 | 2014-04-03 | Hourly | 0 | 0 | 0 | 0 | 0 | 0 | 0 | 0 | 0 | 0 | 1 | 1 | 1 | 1 | 0 | 0 | 0 | 0 | 0 | 0 | 0 | 0 | 0 | 0 | From eQ_Lib.dat in MASControl 2017
D_ESe_Ktchn_Occup_Yr | Occupancy | FRACTION | Sat | 2014-01-05 | 2014-04-03 | Hourly | 0 | 0 | 0 | 0 | 0 | 0 | 0 | 0 | 0 | 0 | 0.25 | 0.25 | 0.25 | 0.25 | 0 | 0 | 0 | 0 | 0 | 0 | 0 | 0 | 0 | 0 | From eQ_Lib.dat in MASControl 2017
D_ESe_Ktchn_Occup_Yr | Occupancy | FRACTION | Sun | 2014-01-05 | 2014-04-03 | Constant | 0 | [23 empty] | From eQ_Lib.dat in MASControl 2017
D_ESe_Ktchn_Occup_Yr | Occupancy | FRACTION | SmrDsn | 2014-04-04 | 2014-04-12 | Constant | 1 | [23 empty] | From eQ_Lib.dat in MASControl 2017
D_ESe_Ktchn_Occup_Yr | Occupancy | FRACTION | WntrDsn | 2014-04-04 | 2014-04-12 | Constant | 0 | [23 empty] | From eQ_Lib.dat in MASControl 2017
D_ESe_Ktchn_Occup_Yr | Occupancy | FRACTION | Default | 2014-04-04 | 2014-04-12 | Constant | 0 | [23 empty] | From eQ_Lib.dat in MASControl 2017
D_ESe_Ktchn_Occup_Yr | Occupancy | FRACTION | Default¦Wkdy | 2014-04-13 | 2014-06-12 | Hourly | 0 | 0 | 0 | 0 | 0 | 0 | 0 | 0 | 0 | 0 | 1 | 1 | 1 | 1 | 0 | 0 | 0 | 0 | 0 | 0 | 0 | 0 | 0 | 0 | From eQ_Lib.dat in MASControl 2017
D_ESe_Ktchn_Occup_Yr | Occupancy | FRACTION | Sat | 2014-04-13 | 2014-06-12 | Hourly | 0 | 0 | 0 | 0 | 0 | 0 | 0 | 0 | 0 | 0 | 0.25 | 0.25 | 0.25 | 0.25 | 0 | 0 | 0 | 0 | 0 | 0 | 0 | 0 | 0 | 0 | From eQ_Lib.dat in MASControl 2017
D_ESe_Ktchn_Occup_Yr | Occupancy | FRACTION | Sun | 2014-04-13 | 2014-06-12 | Constant | 0 | [23 empty] | From eQ_Lib.dat in MASControl 2017
D_ESe_Ktchn_Occup_Yr | Occupancy | FRACTION | SmrDsn | 2014-06-13 | 2014-08-16 | Constant | 1 | [23 empty] | From eQ_Lib.dat in MASControl 2017
D_ESe_Ktchn_Occup_Yr | Occupancy | FRACTION | WntrDsn | 2014-06-13 | 2014-08-16 | Constant | 0 | [23 empty] | From eQ_Lib.dat in MASControl 2017
D_ESe_Ktchn_Occup_Yr | Occupancy | FRACTION | Default | 2014-06-13 | 2014-08-16 | Constant | 0 | [23 empty] | From eQ_Lib.dat in MASControl 2017
D_ESe_Ktchn_Occup_Yr | Occupancy | FRACTION | Default¦Wkdy | 2014-08-17 | 2014-12-11 | Hourly | 0 | 0 | 0 | 0 | 0 | 0 | 0 | 0 | 0 | 0 | 1 | 1 | 1 | 1 | 0 | 0 | 0 | 0 | 0 | 0 | 0 | 0 | 0 | 0 | From eQ_Lib.dat in MASControl 2017
D_ESe_Ktchn_Occup_Yr | Occupancy | FRACTION | Sat | 2014-08-17 | 2014-12-11 | Hourly | 0 | 0 | 0 | 0 | 0 | 0 | 0 | 0 | 0 | 0 | 0.25 | 0.25 | 0.25 | 0.25 | 0 | 0 | 0 | 0 | 0 | 0 | 0 | 0 | 0 | 0 | From eQ_Lib.dat in MASControl 2017
D_ESe_Ktchn_Occup_Yr | Occupancy | FRACTION | Sun | 2014-08-17 | 2014-12-11 | Constant | 0 | [23 empty] | From eQ_Lib.dat in MASControl 2017
D_ESe_Ktchn_Occup_Yr | Occupancy | FRACTION | SmrDsn | 2014-12-12 | 2014-12-31 | Constant | 1 | [23 empty] | From eQ_Lib.dat in MASControl 2017
D_ESe_Ktchn_Occup_Yr | Occupancy | FRACTION | WntrDsn | 2014-12-12 | 2014-12-31 | Constant | 0 | [23 empty] | From eQ_Lib.dat in MASControl 2017
D_ESe_Ktchn_Occup_Yr | Occupancy | FRACTION | Default | 2014-12-12 | 2014-12-31 | Constant | 0 | [23 empty] | From eQ_Lib.dat in MASControl 2017
D_ESe_Ktchn_Occup_Yr | Occupancy | FRACTION | WntrDsn | 2014-01-01 | 2014-12-31 | Constant | 0 | [23 empty] | From eQ_Lib.dat in MASControl 2017
D_ESe_Ktchn_Occup_Yr | Occupancy | FRACTION | SmrDsn | 2014-01-01 | 2014-12-31 | Constant | 1 | [23 empty] | From eQ_Lib.dat in MASControl 2017
D_ESe_Ktchn_Occup_Yr | Occupancy | FRACTION | Hol | 2014-01-01 | 2014-12-31 | Constant | 0 | [23 empty] | From eQ_Lib.dat in MASControl 2017
D_ESe_OffGen_LitCFL_Yr | Lighting | FRACTION | SmrDsn | 2014-01-01 | 2014-01-04 | Constant | 1 | [23 empty] | From eQ_Lib.dat in MASControl 2017
D_ESe_OffGen_LitCFL_Yr | Lighting | FRACTION | WntrDsn | 2014-01-01 | 2014-01-04 | Constant | 0 | [23 empty] | From eQ_Lib.dat in MASControl 2017
D_ESe_OffGen_LitCFL_Yr | Lighting | FRACTION | Default | 2014-01-01 | 2014-01-04 | Constant | 0.02 | [23 empty] | From eQ_Lib.dat in MASControl 2017
D_ESe_OffGen_LitCFL_Yr | Lighting | FRACTION | Default¦Wkdy | 2014-01-05 | 2014-04-03 | Hourly | 0.065 | 0.065 | 0.065 | 0.065 | 0.065 | 0.3111 | 0.3111 | 0.3111 | 1 | 1 | 1 | 1 | 1 | 1 | 1 | 1 | 1 | 0.065 | 0.065 | 0.065 | 0.065 | 0.065 | 0.065 | 0.065 | From eQ_Lib.dat in MASControl 2017
D_ESe_OffGen_LitCFL_Yr | Lighting | FRACTION | Sat | 2014-01-05 | 2014-04-03 | Hourly | 0.065 | 0.065 | 0.065 | 0.065 | 0.065 | 0.1466 | 0.1466 | 0.1466 | 0.375 | 0.375 | 0.375 | 0.375 | 0.375 | 0.375 | 0.375 | 0.375 | 0.375 | 0.065 | 0.065 | 0.065 | 0.065 | 0.065 | 0.065 | 0.065 | From eQ_Lib.dat in MASControl 2017
D_ESe_OffGen_LitCFL_Yr | Lighting | FRACTION | Sun | 2014-01-05 | 2014-04-03 | Constant | 0.05 | [23 empty] | From eQ_Lib.dat in MASControl 2017
D_ESe_OffGen_LitCFL_Yr | Lighting | FRACTION | SmrDsn | 2014-04-04 | 2014-04-12 | Constant | 1 | [23 empty] | From eQ_Lib.dat in MASControl 2017
D_ESe_OffGen_LitCFL_Yr | Lighting | FRACTION | WntrDsn | 2014-04-04 | 2014-04-12 | Constant | 0 | [23 empty] | From eQ_Lib.dat in MASControl 2017
D_ESe_OffGen_LitCFL_Yr | Lighting | FRACTION | Default | 2014-04-04 | 2014-04-12 | Constant | 0.02 | [23 empty] | From eQ_Lib.dat in MASControl 2017
D_ESe_OffGen_LitCFL_Yr | Lighting | FRACTION | Default¦Wkdy | 2014-04-13 | 2014-06-12 | Hourly | 0.065 | 0.065 | 0.065 | 0.065 | 0.065 | 0.3111 | 0.3111 | 0.3111 | 1 | 1 | 1 | 1 | 1 | 1 | 1 | 1 | 1 | 0.065 | 0.065 | 0.065 | 0.065 | 0.065 | 0.065 | 0.065 | From eQ_Lib.dat in MASControl 2017
D_ESe_OffGen_LitCFL_Yr | Lighting | FRACTION | Sat | 2014-04-13 | 2014-06-12 | Hourly | 0.065 | 0.065 | 0.065 | 0.065 | 0.065 | 0.1466 | 0.1466 | 0.1466 | 0.375 | 0.375 | 0.375 | 0.375 | 0.375 | 0.375 | 0.375 | 0.375 | 0.375 | 0.065 | 0.065 | 0.065 | 0.065 | 0.065 | 0.065 | 0.065 | From eQ_Lib.dat in MASControl 2017
D_ESe_OffGen_LitCFL_Yr | Lighting | FRACTION | Sun | 2014-04-13 | 2014-06-12 | Constant | 0.05 | [23 empty] | From eQ_Lib.dat in MASControl 2017
D_ESe_OffGen_LitCFL_Yr | Lighting | FRACTION | SmrDsn | 2014-06-13 | 2014-08-16 | Constant | 1 | [23 empty] | From eQ_Lib.dat in MASControl 2017
D_ESe_OffGen_LitCFL_Yr | Lighting | FRACTION | WntrDsn | 2014-06-13 | 2014-08-16 | Constant | 0 | [23 empty] | From eQ_Lib.dat in MASControl 2017
D_ESe_OffGen_LitCFL_Yr | Lighting | FRACTION | Default | 2014-06-13 | 2014-08-16 | Constant | 0.02 | [23 empty] | From eQ_Lib.dat in MASControl 2017
D_ESe_OffGen_LitCFL_Yr | Lighting | FRACTION | Default¦Wkdy | 2014-08-17 | 2014-12-11 | Hourly | 0.065 | 0.065 | 0.065 | 0.065 | 0.065 | 0.3111 | 0.3111 | 0.3111 | 1 | 1 | 1 | 1 | 1 | 1 | 1 | 1 | 1 | 0.065 | 0.065 | 0.065 | 0.065 | 0.065 | 0.065 | 0.065 | From eQ_Lib.dat in MASControl 2017
D_ESe_OffGen_LitCFL_Yr | Lighting | FRACTION | Sat | 2014-08-17 | 2014-12-11 | Hourly | 0.065 | 0.065 | 0.065 | 0.065 | 0.065 | 0.1466 | 0.1466 | 0.1466 | 0.375 | 0.375 | 0.375 | 0.375 | 0.375 | 0.375 | 0.375 | 0.375 | 0.375 | 0.065 | 0.065 | 0.065 | 0.065 | 0.065 | 0.065 | 0.065 | From eQ_Lib.dat in MASControl 2017
D_ESe_OffGen_LitCFL_Yr | Lighting | FRACTION | Sun | 2014-08-17 | 2014-12-11 | Constant | 0.05 | [23 empty] | From eQ_Lib.dat in MASControl 2017
D_ESe_OffGen_LitCFL_Yr | Lighting | FRACTION | SmrDsn | 2014-12-12 | 2014-12-31 | Constant | 1 | [23 empty] | From eQ_Lib.dat in MASControl 2017
D_ESe_OffGen_LitCFL_Yr | Lighting | FRACTION | WntrDsn | 2014-12-12 | 2014-12-31 | Constant | 0 | [23 empty] | From eQ_Lib.dat in MASControl 2017
D_ESe_OffGen_LitCFL_Yr | Lighting | FRACTION | Default | 2014-12-12 | 2014-12-31 | Constant | 0.02 | [23 empty] | From eQ_Lib.dat in MASControl 2017
D_ESe_OffGen_LitCFL_Yr | Lighting | FRACTION | WntrDsn | 2014-01-01 | 2014-12-31 | Constant | 0 | [23 empty] | From eQ_Lib.dat in MASControl 2017
D_ESe_OffGen_LitCFL_Yr | Lighting | FRACTION | SmrDsn | 2014-01-01 | 2014-12-31 | Constant | 1 | [23 empty] | From eQ_Lib.dat in MASControl 2017
D_ESe_OffGen_LitCFL_Yr | Lighting | FRACTION | Hol | 2014-01-01 | 2014-12-31 | Constant | 0.05 | [23 empty] | From eQ_Lib.dat in MASControl 2017
D_ESe_OffGen_LitEx_Yr | Lighting | FRACTION | SmrDsn | 2014-01-01 | 2014-12-31 | Constant | 1 | [23 empty] | From eQ_Lib.dat in MASControl 2017
D_ESe_OffGen_LitEx_Yr | Lighting | FRACTION | WntrDsn | 2014-01-01 | 2014-12-31 | Constant | 0 | [23 empty] | From eQ_Lib.dat in MASControl 2017
D_ESe_OffGen_LitEx_Yr | Lighting | FRACTION | Default¦Hol | 2014-01-01 | 2014-12-31 | Constant | 1 | [23 empty] | From eQ_Lib.dat in MASControl 2017
D_ESe_OffGen_LitLF_Yr | Lighting | FRACTION | SmrDsn | 2014-01-01 | 2014-01-04 | Constant | 1 | [23 empty] | From eQ_Lib.dat in MASControl 2017
D_ESe_OffGen_LitLF_Yr | Lighting | FRACTION | WntrDsn | 2014-01-01 | 2014-01-04 | Constant | 0 | [23 empty] | From eQ_Lib.dat in MASControl 2017
D_ESe_OffGen_LitLF_Yr | Lighting | FRACTION | Default | 2014-01-01 | 2014-01-04 | Constant | 0.02 | [23 empty] | From eQ_Lib.dat in MASControl 2017
D_ESe_OffGen_LitLF_Yr | Lighting | FRACTION | Default¦Wkdy | 2014-01-05 | 2014-04-03 | Hourly | 0.05 | 0.05 | 0.05 | 0.05 | 0.05 | 0.3 | 0.3 | 0.3 | 1 | 1 | 1 | 1 | 1 | 1 | 1 | 1 | 1 | 0.05 | 0.05 | 0.05 | 0.05 | 0.05 | 0.05 | 0.05 | From eQ_Lib.dat in MASControl 2017
D_ESe_OffGen_LitLF_Yr | Lighting | FRACTION | Sat | 2014-01-05 | 2014-04-03 | Hourly | 0.05 | 0.05 | 0.05 | 0.05 | 0.05 | 0.1553 | 0.1553 | 0.1553 | 0.45 | 0.45 | 0.45 | 0.45 | 0.45 | 0.45 | 0.45 | 0.45 | 0.45 | 0.05 | 0.05 | 0.05 | 0.05 | 0.05 | 0.05 | 0.05 | From eQ_Lib.dat in MASControl 2017
D_ESe_OffGen_LitLF_Yr | Lighting | FRACTION | Sun | 2014-01-05 | 2014-04-03 | Constant | 0.05 | [23 empty] | From eQ_Lib.dat in MASControl 2017
D_ESe_OffGen_LitLF_Yr | Lighting | FRACTION | SmrDsn | 2014-04-04 | 2014-04-12 | Constant | 1 | [23 empty] | From eQ_Lib.dat in MASControl 2017
D_ESe_OffGen_LitLF_Yr | Lighting | FRACTION | WntrDsn | 2014-04-04 | 2014-04-12 | Constant | 0 | [23 empty] | From eQ_Lib.dat in MASControl 2017
D_ESe_OffGen_LitLF_Yr | Lighting | FRACTION | Default | 2014-04-04 | 2014-04-12 | Constant | 0.02 | [23 empty] | From eQ_Lib.dat in MASControl 2017
D_ESe_OffGen_LitLF_Yr | Lighting | FRACTION | Default¦Wkdy | 2014-04-13 | 2014-06-12 | Hourly | 0.05 | 0.05 | 0.05 | 0.05 | 0.05 | 0.3 | 0.3 | 0.3 | 1 | 1 | 1 | 1 | 1 | 1 | 1 | 1 | 1 | 0.05 | 0.05 | 0.05 | 0.05 | 0.05 | 0.05 | 0.05 | From eQ_Lib.dat in MASControl 2017
D_ESe_OffGen_LitLF_Yr | Lighting | FRACTION | Sat | 2014-04-13 | 2014-06-12 | Hourly | 0.05 | 0.05 | 0.05 | 0.05 | 0.05 | 0.1553 | 0.1553 | 0.1553 | 0.45 | 0.45 | 0.45 | 0.45 | 0.45 | 0.45 | 0.45 | 0.45 | 0.45 | 0.05 | 0.05 | 0.05 | 0.05 | 0.05 | 0.05 | 0.05 | From eQ_Lib.dat in MASControl 2017
D_ESe_OffGen_LitLF_Yr | Lighting | FRACTION | Sun | 2014-04-13 | 2014-06-12 | Constant | 0.05 | [23 empty] | From eQ_Lib.dat in MASControl 2017
D_ESe_OffGen_LitLF_Yr | Lighting | FRACTION | SmrDsn | 2014-06-13 | 2014-08-16 | Constant | 1 | [23 empty] | From eQ_Lib.dat in MASControl 2017
D_ESe_OffGen_LitLF_Yr | Lighting | FRACTION | WntrDsn | 2014-06-13 | 2014-08-16 | Constant | 0 | [23 empty] | From eQ_Lib.dat in MASControl 2017
D_ESe_OffGen_LitLF_Yr | Lighting | FRACTION | Default | 2014-06-13 | 2014-08-16 | Constant | 0.02 | [23 empty] | From eQ_Lib.dat in MASControl 2017
D_ESe_OffGen_LitLF_Yr | Lighting | FRACTION | Default¦Wkdy | 2014-08-17 | 2014-12-11 | Hourly | 0.05 | 0.05 | 0.05 | 0.05 | 0.05 | 0.3 | 0.3 | 0.3 | 1 | 1 | 1 | 1 | 1 | 1 | 1 | 1 | 1 | 0.05 | 0.05 | 0.05 | 0.05 | 0.05 | 0.05 | 0.05 | From eQ_Lib.dat in MASControl 2017
D_ESe_OffGen_LitLF_Yr | Lighting | FRACTION | Sat | 2014-08-17 | 2014-12-11 | Hourly | 0.05 | 0.05 | 0.05 | 0.05 | 0.05 | 0.1553 | 0.1553 | 0.1553 | 0.45 | 0.45 | 0.45 | 0.45 | 0.45 | 0.45 | 0.45 | 0.45 | 0.45 | 0.05 | 0.05 | 0.05 | 0.05 | 0.05 | 0.05 | 0.05 | From eQ_Lib.dat in MASControl 2017
D_ESe_OffGen_LitLF_Yr | Lighting | FRACTION | Sun | 2014-08-17 | 2014-12-11 | Constant | 0.05 | [23 empty] | From eQ_Lib.dat in MASControl 2017
D_ESe_OffGen_LitLF_Yr | Lighting | FRACTION | SmrDsn | 2014-12-12 | 2014-12-31 | Constant | 1 | [23 empty] | From eQ_Lib.dat in MASControl 2017
D_ESe_OffGen_LitLF_Yr | Lighting | FRACTION | WntrDsn | 2014-12-12 | 2014-12-31 | Constant | 0 | [23 empty] | From eQ_Lib.dat in MASControl 2017
D_ESe_OffGen_LitLF_Yr | Lighting | FRACTION | Default | 2014-12-12 | 2014-12-31 | Constant | 0.02 | [23 empty] | From eQ_Lib.dat in MASControl 2017
D_ESe_OffGen_LitLF_Yr | Lighting | FRACTION | WntrDsn | 2014-01-01 | 2014-12-31 | Constant | 0 | [23 empty] | From eQ_Lib.dat in MASControl 2017
D_ESe_OffGen_LitLF_Yr | Lighting | FRACTION | SmrDsn | 2014-01-01 | 2014-12-31 | Constant | 1 | [23 empty] | From eQ_Lib.dat in MASControl 2017
D_ESe_OffGen_LitLF_Yr | Lighting | FRACTION | Hol | 2014-01-01 | 2014-12-31 | Constant | 0.05 | [23 empty] | From eQ_Lib.dat in MASControl 2017
D_ESe_OffGen_LitSp_Yr | Lighting | FRACTION | SmrDsn | 2014-01-01 | 2014-01-04 | Constant | 1 | [23 empty] | From eQ_Lib.dat in MASControl 2017
D_ESe_OffGen_LitSp_Yr | Lighting | FRACTION | WntrDsn | 2014-01-01 | 2014-01-04 | Constant | 0 | [23 empty] | From eQ_Lib.dat in MASControl 2017
D_ESe_OffGen_LitSp_Yr | Lighting | FRACTION | Default | 2014-01-01 | 2014-01-04 | Constant | 0.02 | [23 empty] | From eQ_Lib.dat in MASControl 2017
D_ESe_OffGen_LitSp_Yr | Lighting | FRACTION | Default¦Wkdy | 2014-01-05 | 2014-04-03 | Hourly | 0.05 | 0.05 | 0.05 | 0.05 | 0.05 | 0.3 | 0.3 | 0.3 | 1 | 1 | 1 | 1 | 1 | 1 | 1 | 1 | 1 | 0.05 | 0.05 | 0.05 | 0.05 | 0.05 | 0.05 | 0.05 | From eQ_Lib.dat in MASControl 2017
D_ESe_OffGen_LitSp_Yr | Lighting | FRACTION | Sat | 2014-01-05 | 2014-04-03 | Hourly | 0.05 | 0.05 | 0.05 | 0.05 | 0.05 | 0.2342 | 0.2342 | 0.2342 | 0.75 | 0.75 | 0.75 | 0.75 | 0.75 | 0.75 | 0.75 | 0.75 | 0.75 | 0.05 | 0.05 | 0.05 | 0.05 | 0.05 | 0.05 | 0.05 | From eQ_Lib.dat in MASControl 2017
D_ESe_OffGen_LitSp_Yr | Lighting | FRACTION | Sun | 2014-01-05 | 2014-04-03 | Constant | 0.05 | [23 empty] | From eQ_Lib.dat in MASControl 2017
D_ESe_OffGen_LitSp_Yr | Lighting | FRACTION | SmrDsn | 2014-04-04 | 2014-04-12 | Constant | 1 | [23 empty] | From eQ_Lib.dat in MASControl 2017
D_ESe_OffGen_LitSp_Yr | Lighting | FRACTION | WntrDsn | 2014-04-04 | 2014-04-12 | Constant | 0 | [23 empty] | From eQ_Lib.dat in MASControl 2017
D_ESe_OffGen_LitSp_Yr | Lighting | FRACTION | Default | 2014-04-04 | 2014-04-12 | Constant | 0.02 | [23 empty] | From eQ_Lib.dat in MASControl 2017
D_ESe_OffGen_LitSp_Yr | Lighting | FRACTION | Default¦Wkdy | 2014-04-13 | 2014-06-12 | Hourly | 0.05 | 0.05 | 0.05 | 0.05 | 0.05 | 0.3 | 0.3 | 0.3 | 1 | 1 | 1 | 1 | 1 | 1 | 1 | 1 | 1 | 0.05 | 0.05 | 0.05 | 0.05 | 0.05 | 0.05 | 0.05 | From eQ_Lib.dat in MASControl 2017
D_ESe_OffGen_LitSp_Yr | Lighting | FRACTION | Sat | 2014-04-13 | 2014-06-12 | Hourly | 0.05 | 0.05 | 0.05 | 0.05 | 0.05 | 0.2342 | 0.2342 | 0.2342 | 0.75 | 0.75 | 0.75 | 0.75 | 0.75 | 0.75 | 0.75 | 0.75 | 0.75 | 0.05 | 0.05 | 0.05 | 0.05 | 0.05 | 0.05 | 0.05 | From eQ_Lib.dat in MASControl 2017
D_ESe_OffGen_LitSp_Yr | Lighting | FRACTION | Sun | 2014-04-13 | 2014-06-12 | Constant | 0.05 | [23 empty] | From eQ_Lib.dat in MASControl 2017
D_ESe_OffGen_LitSp_Yr | Lighting | FRACTION | SmrDsn | 2014-06-13 | 2014-08-16 | Constant | 1 | [23 empty] | From eQ_Lib.dat in MASControl 2017
D_ESe_OffGen_LitSp_Yr | Lighting | FRACTION | WntrDsn | 2014-06-13 | 2014-08-16 | Constant | 0 | [23 empty] | From eQ_Lib.dat in MASControl 2017
D_ESe_OffGen_LitSp_Yr | Lighting | FRACTION | Default | 2014-06-13 | 2014-08-16 | Constant | 0.02 | [23 empty] | From eQ_Lib.dat in MASControl 2017
D_ESe_OffGen_LitSp_Yr | Lighting | FRACTION | Default¦Wkdy | 2014-08-17 | 2014-12-11 | Hourly | 0.05 | 0.05 | 0.05 | 0.05 | 0.05 | 0.3 | 0.3 | 0.3 | 1 | 1 | 1 | 1 | 1 | 1 | 1 | 1 | 1 | 0.05 | 0.05 | 0.05 | 0.05 | 0.05 | 0.05 | 0.05 | From eQ_Lib.dat in MASControl 2017
D_ESe_OffGen_LitSp_Yr | Lighting | FRACTION | Sat | 2014-08-17 | 2014-12-11 | Hourly | 0.05 | 0.05 | 0.05 | 0.05 | 0.05 | 0.2342 | 0.2342 | 0.2342 | 0.75 | 0.75 | 0.75 | 0.75 | 0.75 | 0.75 | 0.75 | 0.75 | 0.75 | 0.05 | 0.05 | 0.05 | 0.05 | 0.05 | 0.05 | 0.05 | From eQ_Lib.dat in MASControl 2017
D_ESe_OffGen_LitSp_Yr | Lighting | FRACTION | Sun | 2014-08-17 | 2014-12-11 | Constant | 0.05 | [23 empty] | From eQ_Lib.dat in MASControl 2017
D_ESe_OffGen_LitSp_Yr | Lighting | FRACTION | SmrDsn | 2014-12-12 | 2014-12-31 | Constant | 1 | [23 empty] | From eQ_Lib.dat in MASControl 2017
D_ESe_OffGen_LitSp_Yr | Lighting | FRACTION | WntrDsn | 2014-12-12 | 2014-12-31 | Constant | 0 | [23 empty] | From eQ_Lib.dat in MASControl 2017
D_ESe_OffGen_LitSp_Yr | Lighting | FRACTION | Default | 2014-12-12 | 2014-12-31 | Constant | 0.02 | [23 empty] | From eQ_Lib.dat in MASControl 2017
D_ESe_OffGen_LitSp_Yr | Lighting | FRACTION | WntrDsn | 2014-01-01 | 2014-12-31 | Constant | 0 | [23 empty] | From eQ_Lib.dat in MASControl 2017
D_ESe_OffGen_LitSp_Yr | Lighting | FRACTION | SmrDsn | 2014-01-01 | 2014-12-31 | Constant | 1 | [23 empty] | From eQ_Lib.dat in MASControl 2017
D_ESe_OffGen_LitSp_Yr | Lighting | FRACTION | Hol | 2014-01-01 | 2014-12-31 | Constant | 0.05 | [23 empty] | From eQ_Lib.dat in MASControl 2017
D_ESe_OffGen_Misc_Yr | Equipment | FRACTION | Default | 2014-01-01 | 2014-01-04 | Constant | 0.4 | [23 empty] | From eQ_Lib.dat in MASControl 2017
D_ESe_OffGen_Misc_Yr | Equipment | FRACTION | Default¦Wkdy | 2014-01-05 | 2014-04-03 | Hourly | 0.4 | 0.4 | 0.4 | 0.4 | 0.4 | 0.4 | 0.4 | 0.6 | 0.8 | 0.95 | 0.95 | 0.95 | 0.95 | 0.95 | 0.95 | 0.95 | 0.8 | 0.6 | 0.4 | 0.4 | 0.4 | 0.4 | 0.4 | 0.4 | From eQ_Lib.dat in MASControl 2017; upped baseload to 0.4, reduced max to 0.95; added ramp up/ramp down; Sat/Sun at baseload
D_ESe_OffGen_Misc_Yr | Equipment | FRACTION | Wknd | 2014-01-05 | 2014-04-03 | Constant | 0.4 | [23 empty] | From eQ_Lib.dat in MASControl 2017; upped baseload to 0.4, reduced max to 0.95; added ramp up/ramp down; Sat/Sun at baseload
D_ESe_OffGen_Misc_Yr | Equipment | FRACTION | Default | 2014-04-04 | 2014-04-12 | Constant | 0.4 | [23 empty] | From eQ_Lib.dat in MASControl 2017; upped baseload to 0.4, reduced max to 0.95; added ramp up/ramp down; Sat/Sun at baseload
D_ESe_OffGen_Misc_Yr | Equipment | FRACTION | Default¦Wkdy | 2014-04-13 | 2014-06-12 | Hourly | 0.4 | 0.4 | 0.4 | 0.4 | 0.4 | 0.4 | 0.4 | 0.6 | 0.8 | 0.95 | 0.95 | 0.95 | 0.95 | 0.95 | 0.95 | 0.95 | 0.8 | 0.6 | 0.4 | 0.4 | 0.4 | 0.4 | 0.4 | 0.4 | From eQ_Lib.dat in MASControl 2017; upped baseload to 0.4, reduced max to 0.95; added ramp up/ramp down; Sat/Sun at baseload
D_ESe_OffGen_Misc_Yr | Equipment | FRACTION | Wknd | 2014-04-13 | 2014-06-12 | Constant | 0.4 | [23 empty] | From eQ_Lib.dat in MASControl 2017; upped baseload to 0.4, reduced max to 0.95; added ramp up/ramp down; Sat/Sun at baseload
D_ESe_OffGen_Misc_Yr | Equipment | FRACTION | Default | 2014-06-13 | 2014-08-16 | Constant | 0.4 | [23 empty] | From eQ_Lib.dat in MASControl 2017; upped baseload to 0.4, reduced max to 0.95; added ramp up/ramp down; Sat/Sun at baseload
D_ESe_OffGen_Misc_Yr | Equipment | FRACTION | Default¦Wkdy | 2014-08-17 | 2014-12-11 | Hourly | 0.4 | 0.4 | 0.4 | 0.4 | 0.4 | 0.4 | 0.4 | 0.6 | 0.8 | 0.95 | 0.95 | 0.95 | 0.95 | 0.95 | 0.95 | 0.95 | 0.8 | 0.6 | 0.4 | 0.4 | 0.4 | 0.4 | 0.4 | 0.4 | From eQ_Lib.dat in MASControl 2017; upped baseload to 0.4, reduced max to 0.95; added ramp up/ramp down; Sat/Sun at baseload
D_ESe_OffGen_Misc_Yr | Equipment | FRACTION | Wknd | 2014-08-17 | 2014-12-11 | Constant | 0.4 | [23 empty] | From eQ_Lib.dat in MASControl 2017; upped baseload to 0.4, reduced max to 0.95; added ramp up/ramp down; Sat/Sun at baseload
D_ESe_OffGen_Misc_Yr | Equipment | FRACTION | Default | 2014-12-12 | 2014-12-31 | Constant | 0.4 | [23 empty] | From eQ_Lib.dat in MASControl 2017; upped baseload to 0.4, reduced max to 0.95; added ramp up/ramp down; Sat/Sun at baseload
D_ESe_OffGen_Misc_Yr | Equipment | FRACTION | WntrDsn | 2014-01-01 | 2014-12-31 | Constant | 0 | [23 empty] | From eQ_Lib.dat in MASControl 2017; upped baseload to 0.4, reduced max to 0.95; added ramp up/ramp down; Sat/Sun at baseload
D_ESe_OffGen_Misc_Yr | Equipment | FRACTION | SmrDsn | 2014-01-01 | 2014-12-31 | Constant | 1 | [23 empty] | From eQ_Lib.dat in MASControl 2017; upped baseload to 0.4, reduced max to 0.95; added ramp up/ramp down; Sat/Sun at baseload
D_ESe_OffGen_Misc_Yr | Equipment | FRACTION | Hol | 2014-01-01 | 2014-12-31 | Constant | 0.4 | [23 empty] | From eQ_Lib.dat in MASControl 2017; upped baseload to 0.4, reduced max to 0.95; added ramp up/ramp down; Sat/Sun at baseload
D_ESe_OffGen_Occup_Yr | Occupancy | FRACTION | SmrDsn | 2014-01-01 | 2014-01-04 | Constant | 1 | [23 empty] | From eQ_Lib.dat in MASControl 2017
D_ESe_OffGen_Occup_Yr | Occupancy | FRACTION | WntrDsn | 2014-01-01 | 2014-01-04 | Constant | 0 | [23 empty] | From eQ_Lib.dat in MASControl 2017
D_ESe_OffGen_Occup_Yr | Occupancy | FRACTION | Default | 2014-01-01 | 2014-01-04 | Constant | 0 | [23 empty] | From eQ_Lib.dat in MASControl 2017
D_ESe_OffGen_Occup_Yr | Occupancy | FRACTION | Default¦Wkdy | 2014-01-05 | 2014-04-03 | Hourly | 0 | 0 | 0 | 0 | 0 | 0 | 0.2 | 0.2 | 1 | 1 | 1 | 1 | 1 | 1 | 1 | 1 | 1 | 0 | 0 | 0 | 0 | 0 | 0 | 0 | From eQ_Lib.dat in MASControl 2017
D_ESe_OffGen_Occup_Yr | Occupancy | FRACTION | Sat | 2014-01-05 | 2014-04-03 | Hourly | 0 | 0 | 0 | 0 | 0 | 0 | 0.05 | 0.05 | 0.25 | 0.25 | 0.25 | 0.25 | 0.25 | 0.25 | 0.25 | 0.25 | 0.25 | 0 | 0 | 0 | 0 | 0 | 0 | 0 | From eQ_Lib.dat in MASControl 2017
D_ESe_OffGen_Occup_Yr | Occupancy | FRACTION | Sun | 2014-01-05 | 2014-04-03 | Constant | 0 | [23 empty] | From eQ_Lib.dat in MASControl 2017
D_ESe_OffGen_Occup_Yr | Occupancy | FRACTION | SmrDsn | 2014-04-04 | 2014-04-12 | Constant | 1 | [23 empty] | From eQ_Lib.dat in MASControl 2017
D_ESe_OffGen_Occup_Yr | Occupancy | FRACTION | WntrDsn | 2014-04-04 | 2014-04-12 | Constant | 0 | [23 empty] | From eQ_Lib.dat in MASControl 2017
D_ESe_OffGen_Occup_Yr | Occupancy | FRACTION | Default | 2014-04-04 | 2014-04-12 | Constant | 0 | [23 empty] | From eQ_Lib.dat in MASControl 2017
D_ESe_OffGen_Occup_Yr | Occupancy | FRACTION | Default¦Wkdy | 2014-04-13 | 2014-06-12 | Hourly | 0 | 0 | 0 | 0 | 0 | 0 | 0.2 | 0.2 | 1 | 1 | 1 | 1 | 1 | 1 | 1 | 1 | 1 | 0 | 0 | 0 | 0 | 0 | 0 | 0 | From eQ_Lib.dat in MASControl 2017
D_ESe_OffGen_Occup_Yr | Occupancy | FRACTION | Sat | 2014-04-13 | 2014-06-12 | Hourly | 0 | 0 | 0 | 0 | 0 | 0 | 0.05 | 0.05 | 0.25 | 0.25 | 0.25 | 0.25 | 0.25 | 0.25 | 0.25 | 0.25 | 0.25 | 0 | 0 | 0 | 0 | 0 | 0 | 0 | From eQ_Lib.dat in MASControl 2017
D_ESe_OffGen_Occup_Yr | Occupancy | FRACTION | Sun | 2014-04-13 | 2014-06-12 | Constant | 0 | [23 empty] | From eQ_Lib.dat in MASControl 2017
D_ESe_OffGen_Occup_Yr | Occupancy | FRACTION | SmrDsn | 2014-06-13 | 2014-08-16 | Constant | 1 | [23 empty] | From eQ_Lib.dat in MASControl 2017
D_ESe_OffGen_Occup_Yr | Occupancy | FRACTION | WntrDsn | 2014-06-13 | 2014-08-16 | Constant | 0 | [23 empty] | From eQ_Lib.dat in MASControl 2017
D_ESe_OffGen_Occup_Yr | Occupancy | FRACTION | Default | 2014-06-13 | 2014-08-16 | Constant | 0 | [23 empty] | From eQ_Lib.dat in MASControl 2017
D_ESe_OffGen_Occup_Yr | Occupancy | FRACTION | Default¦Wkdy | 2014-08-17 | 2014-12-11 | Hourly | 0 | 0 | 0 | 0 | 0 | 0 | 0.2 | 0.2 | 1 | 1 | 1 | 1 | 1 | 1 | 1 | 1 | 1 | 0 | 0 | 0 | 0 | 0 | 0 | 0 | From eQ_Lib.dat in MASControl 2017
D_ESe_OffGen_Occup_Yr | Occupancy | FRACTION | Sat | 2014-08-17 | 2014-12-11 | Hourly | 0 | 0 | 0 | 0 | 0 | 0 | 0.05 | 0.05 | 0.25 | 0.25 | 0.25 | 0.25 | 0.25 | 0.25 | 0.25 | 0.25 | 0.25 | 0 | 0 | 0 | 0 | 0 | 0 | 0 | From eQ_Lib.dat in MASControl 2017
D_ESe_OffGen_Occup_Yr | Occupancy | FRACTION | Sun | 2014-08-17 | 2014-12-11 | Constant | 0 | [23 empty] | From eQ_Lib.dat in MASControl 2017
D_ESe_OffGen_Occup_Yr | Occupancy | FRACTION | SmrDsn | 2014-12-12 | 2014-12-31 | Constant | 1 | [23 empty] | From eQ_Lib.dat in MASControl 2017
D_ESe_OffGen_Occup_Yr | Occupancy | FRACTION | WntrDsn | 2014-12-12 | 2014-12-31 | Constant | 0 | [23 empty] | From eQ_Lib.dat in MASControl 2017
D_ESe_OffGen_Occup_Yr | Occupancy | FRACTION | Default | 2014-12-12 | 2014-12-31 | Constant | 0 | [23 empty] | From eQ_Lib.dat in MASControl 2017
D_ESe_OffGen_Occup_Yr | Occupancy | FRACTION | WntrDsn | 2014-01-01 | 2014-12-31 | Constant | 0 | [23 empty] | From eQ_Lib.dat in MASControl 2017
D_ESe_OffGen_Occup_Yr | Occupancy | FRACTION | SmrDsn | 2014-01-01 | 2014-12-31 | Constant | 1 | [23 empty] | From eQ_Lib.dat in MASControl 2017
D_ESe_OffGen_Occup_Yr | Occupancy | FRACTION | Hol | 2014-01-01 | 2014-12-31 | Constant | 0 | [23 empty] | From eQ_Lib.dat in MASControl 2017
D_EUn_All_C_Inf_Yr | Infiltration | MULTIPLIER | Default¦SmrDsn¦WntrDsn | 2014-01-01 | 2014-01-11 | Constant | 1 | [23 empty] | From eQ_Lib.dat in MASControl 2017
D_EUn_All_C_Inf_Yr | Infiltration | MULTIPLIER | Default¦Wkdy | 2014-01-12 | 2014-04-03 | Hourly | 1 | 1 | 1 | 1 | 1 | 1 | 0.5 | 0.5 | 0.5 | 0.5 | 0.5 | 0.5 | 0.5 | 0.5 | 0.5 | 0.5 | 0.5 | 0.5 | 0.5 | 0.5 | 0.5 | 0.5 | 1 | 1 | From eQ_Lib.dat in MASControl 2017
D_EUn_All_C_Inf_Yr | Infiltration | MULTIPLIER | Wknd | 2014-01-12 | 2014-04-03 | Hourly | 1 | 1 | 1 | 1 | 1 | 1 | 1 | 1 | 0.5 | 0.5 | 0.5 | 0.5 | 0.5 | 0.5 | 0.5 | 0.5 | 0.5 | 0.5 | 0.5 | 1 | 1 | 1 | 1 | 1 | From eQ_Lib.dat in MASControl 2017
D_EUn_All_C_Inf_Yr | Infiltration | MULTIPLIER | Default¦SmrDsn¦WntrDsn | 2014-04-04 | 2014-04-12 | Constant | 1 | [23 empty] | From eQ_Lib.dat in MASControl 2017
D_EUn_All_C_Inf_Yr | Infiltration | MULTIPLIER | Default¦Wkdy | 2014-04-13 | 2014-05-22 | Hourly | 1 | 1 | 1 | 1 | 1 | 1 | 0.5 | 0.5 | 0.5 | 0.5 | 0.5 | 0.5 | 0.5 | 0.5 | 0.5 | 0.5 | 0.5 | 0.5 | 0.5 | 0.5 | 0.5 | 0.5 | 1 | 1 | From eQ_Lib.dat in MASControl 2017
D_EUn_All_C_Inf_Yr | Infiltration | MULTIPLIER | Wknd | 2014-04-13 | 2014-05-22 | Hourly | 1 | 1 | 1 | 1 | 1 | 1 | 1 | 1 | 0.5 | 0.5 | 0.5 | 0.5 | 0.5 | 0.5 | 0.5 | 0.5 | 0.5 | 0.5 | 0.5 | 1 | 1 | 1 | 1 | 1 | From eQ_Lib.dat in MASControl 2017
D_EUn_All_C_Inf_Yr | Infiltration | MULTIPLIER | Default¦SmrDsn¦WntrDsn | 2014-05-23 | 2014-05-31 | Constant | 1 | [23 empty] | From eQ_Lib.dat in MASControl 2017
D_EUn_All_C_Inf_Yr | Infiltration | MULTIPLIER | Default¦Wkdy | 2014-06-01 | 2014-08-07 | Hourly | 1 | 1 | 1 | 1 | 1 | 1 | 0.5 | 0.5 | 0.5 | 0.5 | 0.5 | 0.5 | 0.5 | 0.5 | 0.5 | 0.5 | 0.5 | 0.5 | 0.5 | 0.5 | 0.5 | 1 | 1 | 1 | From eQ_Lib.dat in MASControl 2017
D_EUn_All_C_Inf_Yr | Infiltration | MULTIPLIER | Wknd | 2014-06-01 | 2014-08-07 | Hourly | 1 | 1 | 1 | 1 | 1 | 1 | 1 | 1 | 0.5 | 0.5 | 0.5 | 0.5 | 0.5 | 0.5 | 0.5 | 1 | 1 | 1 | 1 | 1 | 1 | 1 | 1 | 1 | From eQ_Lib.dat in MASControl 2017
D_EUn_All_C_Inf_Yr | Infiltration | MULTIPLIER | Default¦SmrDsn¦WntrDsn | 2014-08-08 | 2014-08-16 | Constant | 1 | [23 empty] | From eQ_Lib.dat in MASControl 2017
D_EUn_All_C_Inf_Yr | Infiltration | MULTIPLIER | Default¦Wkdy | 2014-08-17 | 2014-12-11 | Hourly | 1 | 1 | 1 | 1 | 1 | 1 | 0.5 | 0.5 | 0.5 | 0.5 | 0.5 | 0.5 | 0.5 | 0.5 | 0.5 | 0.5 | 0.5 | 0.5 | 0.5 | 0.5 | 0.5 | 0.5 | 1 | 1 | From eQ_Lib.dat in MASControl 2017
D_EUn_All_C_Inf_Yr | Infiltration | MULTIPLIER | Wknd | 2014-08-17 | 2014-12-11 | Hourly | 1 | 1 | 1 | 1 | 1 | 1 | 1 | 1 | 0.5 | 0.5 | 0.5 | 0.5 | 0.5 | 0.5 | 0.5 | 0.5 | 0.5 | 0.5 | 0.5 | 1 | 1 | 1 | 1 | 1 | From eQ_Lib.dat in MASControl 2017
D_EUn_All_C_Inf_Yr | Infiltration | MULTIPLIER | Default¦SmrDsn¦WntrDsn | 2014-12-12 | 2014-12-31 | Constant | 1 | [23 empty] | From eQ_Lib.dat in MASControl 2017
D_EUn_All_C_Inf_Yr | Infiltration | MULTIPLIER | WntrDsn | 2014-01-01 | 2014-12-31 | Hourly | 1 | 1 | 1 | 1 | 1 | 1 | 0.5 | 0.5 | 0.5 | 0.5 | 0.5 | 0.5 | 0.5 | 0.5 | 0.5 | 0.5 | 0.5 | 0.5 | 0.5 | 0.5 | 0.5 | 0.5 | 1 | 1 | From eQ_Lib.dat in MASControl 2017
D_EUn_All_C_Inf_Yr | Infiltration | MULTIPLIER | SmrDsn | 2014-01-01 | 2014-12-31 | Hourly | 1 | 1 | 1 | 1 | 1 | 1 | 0.5 | 0.5 | 0.5 | 0.5 | 0.5 | 0.5 | 0.5 | 0.5 | 0.5 | 0.5 | 0.5 | 0.5 | 0.5 | 0.5 | 0.5 | 1 | 1 | 1 | From eQ_Lib.dat in MASControl 2017
D_EUn_All_C_Inf_Yr | Infiltration | MULTIPLIER | Hol | 2014-01-01 | 2014-12-31 | Hourly | 1 | 1 | 1 | 1 | 1 | 1 | 1 | 1 | 0.5 | 0.5 | 0.5 | 0.5 | 0.5 | 0.5 | 0.5 | 0.5 | 0.5 | 0.5 | 0.5 | 1 | 1 | 1 | 1 | 1 | From eQ_Lib.dat in MASControl 2017
D_EUn_All_CTemp_Yr | Thermostat Setpoint | C | Default¦SmrDsn¦WntrDsn | 2014-01-01 | 2014-01-11 | Constant | 24.4 | [23 empty] | From eQ_Lib.dat in MASControl 2017; Removed setback
D_EUn_All_CTemp_Yr | Thermostat Setpoint | C | Default¦Wkdy | 2014-01-12 | 2014-04-03 | Hourly | 24.4 | 24.4 | 24.4 | 24.4 | 24.4 | 24.4 | 24.4 | 24.4 | 24.4 | 24.4 | 24.4 | 24.4 | 24.4 | 24.4 | 24.4 | 24.4 | 24.4 | 24.4 | 24.4 | 24.4 | 24.4 | 24.4 | 24.4 | 24.4 | From eQ_Lib.dat in MASControl 2017; Removed setback
D_EUn_All_CTemp_Yr | Thermostat Setpoint | C | Wknd | 2014-01-12 | 2014-04-03 | Hourly | 24.4 | 24.4 | 24.4 | 24.4 | 24.4 | 24.4 | 24.4 | 24.4 | 24.4 | 24.4 | 24.4 | 24.4 | 24.4 | 24.4 | 24.4 | 24.4 | 24.4 | 24.4 | 24.4 | 24.4 | 24.4 | 24.4 | 24.4 | 24.4 | From eQ_Lib.dat in MASControl 2017; Removed setback
D_EUn_All_CTemp_Yr | Thermostat Setpoint | C | Default¦SmrDsn¦WntrDsn | 2014-04-04 | 2014-04-12 | Constant | 24.4 | [23 empty] | From eQ_Lib.dat in MASControl 2017; Removed setback
D_EUn_All_CTemp_Yr | Thermostat Setpoint | C | Default¦Wkdy | 2014-04-13 | 2014-05-22 | Hourly | 24.4 | 24.4 | 24.4 | 24.4 | 24.4 | 24.4 | 24.4 | 24.4 | 24.4 | 24.4 | 24.4 | 24.4 | 24.4 | 24.4 | 24.4 | 24.4 | 24.4 | 24.4 | 24.4 | 24.4 | 24.4 | 24.4 | 24.4 | 24.4 | From eQ_Lib.dat in MASControl 2017; Removed setback
D_EUn_All_CTemp_Yr | Thermostat Setpoint | C | Wknd | 2014-04-13 | 2014-05-22 | Hourly | 24.4 | 24.4 | 24.4 | 24.4 | 24.4 | 24.4 | 24.4 | 24.4 | 24.4 | 24.4 | 24.4 | 24.4 | 24.4 | 24.4 | 24.4 | 24.4 | 24.4 | 24.4 | 24.4 | 24.4 | 24.4 | 24.4 | 24.4 | 24.4 | From eQ_Lib.dat in MASControl 2017; Removed setback
D_EUn_All_CTemp_Yr | Thermostat Setpoint | C | Default¦SmrDsn¦WntrDsn | 2014-05-23 | 2014-05-31 | Constant | 24.4 | [23 empty] | From eQ_Lib.dat in MASControl 2017; Removed setback
D_EUn_All_CTemp_Yr | Thermostat Setpoint | C | Default¦Wkdy | 2014-06-01 | 2014-08-07 | Hourly | 24.4 | 24.4 | 24.4 | 24.4 | 24.4 | 24.4 | 24.4 | 24.4 | 24.4 | 24.4 | 24.4 | 24.4 | 24.4 | 24.4 | 24.4 | 24.4 | 24.4 | 24.4 | 24.4 | 24.4 | 24.4 | 24.4 | 24.4 | 24.4 | From eQ_Lib.dat in MASControl 2017; Removed setback
D_EUn_All_CTemp_Yr | Thermostat Setpoint | C | Wknd | 2014-06-01 | 2014-08-07 | Hourly | 24.4 | 24.4 | 24.4 | 24.4 | 24.4 | 24.4 | 24.4 | 24.4 | 24.4 | 24.4 | 24.4 | 24.4 | 24.4 | 24.4 | 24.4 | 24.4 | 24.4 | 24.4 | 24.4 | 24.4 | 24.4 | 24.4 | 24.4 | 24.4 | From eQ_Lib.dat in MASControl 2017; Removed setback
D_EUn_All_CTemp_Yr | Thermostat Setpoint | C | Default¦SmrDsn¦WntrDsn | 2014-08-08 | 2014-08-16 | Constant | 24.4 | [23 empty] | From eQ_Lib.dat in MASControl 2017; Removed setback
D_EUn_All_CTemp_Yr | Thermostat Setpoint | C | Default¦Wkdy | 2014-08-17 | 2014-12-11 | Hourly | 24.4 | 24.4 | 24.4 | 24.4 | 24.4 | 24.4 | 24.4 | 24.4 | 24.4 | 24.4 | 24.4 | 24.4 | 24.4 | 24.4 | 24.4 | 24.4 | 24.4 | 24.4 | 24.4 | 24.4 | 24.4 | 24.4 | 24.4 | 24.4 | From eQ_Lib.dat in MASControl 2017; Removed setback
D_EUn_All_CTemp_Yr | Thermostat Setpoint | C | Wknd | 2014-08-17 | 2014-12-11 | Hourly | 24.4 | 24.4 | 24.4 | 24.4 | 24.4 | 24.4 | 24.4 | 24.4 | 24.4 | 24.4 | 24.4 | 24.4 | 24.4 | 24.4 | 24.4 | 24.4 | 24.4 | 24.4 | 24.4 | 24.4 | 24.4 | 24.4 | 24.4 | 24.4 | From eQ_Lib.dat in MASControl 2017; Removed setback
D_EUn_All_CTemp_Yr | Thermostat Setpoint | C | Default¦SmrDsn¦WntrDsn | 2014-12-12 | 2014-12-31 | Constant | 24.4 | [23 empty] | From eQ_Lib.dat in MASControl 2017; Removed setback
D_EUn_All_CTemp_Yr | Thermostat Setpoint | C | WntrDsn | 2014-01-01 | 2014-12-31 | Hourly | 24.4 | 24.4 | 24.4 | 24.4 | 24.4 | 24.4 | 24.4 | 24.4 | 24.4 | 24.4 | 24.4 | 24.4 | 24.4 | 24.4 | 24.4 | 24.4 | 24.4 | 24.4 | 24.4 | 24.4 | 24.4 | 24.4 | 24.4 | 24.4 | From eQ_Lib.dat in MASControl 2017; Removed setback
D_EUn_All_CTemp_Yr | Thermostat Setpoint | C | SmrDsn | 2014-01-01 | 2014-12-31 | Hourly | 24.4 | 24.4 | 24.4 | 24.4 | 24.4 | 24.4 | 24.4 | 24.4 | 24.4 | 24.4 | 24.4 | 24.4 | 24.4 | 24.4 | 24.4 | 24.4 | 24.4 | 24.4 | 24.4 | 24.4 | 24.4 | 24.4 | 24.4 | 24.4 | From eQ_Lib.dat in MASControl 2017; Removed setback
D_EUn_All_CTemp_Yr | Thermostat Setpoint | C | Hol | 2014-01-01 | 2014-12-31 | Hourly | 24.4 | 24.4 | 24.4 | 24.4 | 24.4 | 24.4 | 24.4 | 24.4 | 24.4 | 24.4 | 24.4 | 24.4 | 24.4 | 24.4 | 24.4 | 24.4 | 24.4 | 24.4 | 24.4 | 24.4 | 24.4 | 24.4 | 24.4 | 24.4 | From eQ_Lib.dat in MASControl 2017; Removed setback
D_EUn_All_DHW_DHW_Yr | Service Water Heating | FRACTION | Default¦SmrDsn¦WntrDsn | 2014-01-01 | 2014-01-11 | Constant | 0 | [23 empty] | From eQ_Lib.dat in MASControl 2017
D_EUn_All_DHW_DHW_Yr | Service Water Heating | FRACTION | Default¦Wkdy | 2014-01-12 | 2014-04-03 | Hourly | 0.0175 | 0.0175 | 0.0175 | 0.0175 | 0.0175 | 0.07 | 0.28 | 0.545 | 1 | 1 | 1 | 0.854 | 0.654 | 0.861 | 1 | 1 | 1 | 0.736 | 0.892 | 0.904 | 0.702 | 0.372 | 0.125 | 0.085 | From eQ_Lib.dat in MASControl 2017
D_EUn_All_DHW_DHW_Yr | Service Water Heating | FRACTION | Sat | 2014-01-12 | 2014-04-03 | Hourly | 0.0175 | 0.0175 | 0.0175 | 0.0175 | 0.0175 | 0.0175 | 0.07 | 0.255 | 0.515 | 0.855 | 0.7325 | 0.6525 | 0.5725 | 0.6125 | 0.7625 | 0.7975 | 0.5225 | 0.396 | 0.248 | 0.105 | 0.084 | 0.063 | 0.07 | 0.035 | From eQ_Lib.dat in MASControl 2017
D_EUn_All_DHW_DHW_Yr | Service Water Heating | FRACTION | Sun | 2014-01-12 | 2014-04-03 | Hourly | 0.0175 | 0.0175 | 0.0175 | 0.0175 | 0.0175 | 0.0175 | 0.0175 | 0.07 | 0.105 | 0.105 | 0.19 | 0.155 | 0.0525 | 0.07 | 0.0875 | 0.105 | 0.1225 | 0.07 | 0.0525 | 0.035 | 0.035 | 0.035 | 0.07 | 0.035 | From eQ_Lib.dat in MASControl 2017
D_EUn_All_DHW_DHW_Yr | Service Water Heating | FRACTION | Default¦SmrDsn¦WntrDsn | 2014-04-04 | 2014-04-12 | Constant | 0 | [23 empty] | From eQ_Lib.dat in MASControl 2017
D_EUn_All_DHW_DHW_Yr | Service Water Heating | FRACTION | Default¦Wkdy | 2014-04-13 | 2014-05-22 | Hourly | 0.0175 | 0.0175 | 0.0175 | 0.0175 | 0.0175 | 0.07 | 0.28 | 0.545 | 1 | 1 | 1 | 0.854 | 0.654 | 0.861 | 1 | 1 | 1 | 0.736 | 0.892 | 0.904 | 0.702 | 0.372 | 0.125 | 0.085 | From eQ_Lib.dat in MASControl 2017
D_EUn_All_DHW_DHW_Yr | Service Water Heating | FRACTION | Sat | 2014-04-13 | 2014-05-22 | Hourly | 0.0175 | 0.0175 | 0.0175 | 0.0175 | 0.0175 | 0.0175 | 0.07 | 0.255 | 0.515 | 0.855 | 0.7325 | 0.6525 | 0.5725 | 0.6125 | 0.7625 | 0.7975 | 0.5225 | 0.396 | 0.248 | 0.105 | 0.084 | 0.063 | 0.07 | 0.035 | From eQ_Lib.dat in MASControl 2017
D_EUn_All_DHW_DHW_Yr | Service Water Heating | FRACTION | Sun | 2014-04-13 | 2014-05-22 | Hourly | 0.0175 | 0.0175 | 0.0175 | 0.0175 | 0.0175 | 0.0175 | 0.0175 | 0.07 | 0.105 | 0.105 | 0.19 | 0.155 | 0.0525 | 0.07 | 0.0875 | 0.105 | 0.1225 | 0.07 | 0.0525 | 0.035 | 0.035 | 0.035 | 0.07 | 0.035 | From eQ_Lib.dat in MASControl 2017
D_EUn_All_DHW_DHW_Yr | Service Water Heating | FRACTION | Default¦SmrDsn¦WntrDsn | 2014-05-23 | 2014-05-31 | Constant | 0 | [23 empty] | From eQ_Lib.dat in MASControl 2017
D_EUn_All_DHW_DHW_Yr | Service Water Heating | FRACTION | Default¦Wkdy | 2014-06-01 | 2014-08-07 | Hourly | 0.01 | 0.01 | 0.01 | 0.01 | 0.01 | 0.035 | 0.14 | 0.4345 | 0.3775 | 0.374 | 0.367 | 0.359 | 0.2264 | 0.2477 | 0.2575 | 0.2575 | 0.2645 | 0.442 | 0.384 | 0.37 | 0.349 | 0.025 | 0.0215 | 0.0215 | From eQ_Lib.dat in MASControl 2017
D_EUn_All_DHW_DHW_Yr | Service Water Heating | FRACTION | Sat | 2014-06-01 | 2014-08-07 | Hourly | 0.01 | 0.01 | 0.01 | 0.01 | 0.01 | 0.01 | 0.035 | 0.2515 | 0.2555 | 0.2575 | 0.1963 | 0.1977 | 0.1996 | 0.1903 | 0.2253 | 0.2428 | 0.0653 | 0.0653 | 0.0565 | 0.0438 | 0.035 | 0.0263 | 0.028 | 0.014 | From eQ_Lib.dat in MASControl 2017
D_EUn_All_DHW_DHW_Yr | Service Water Heating | FRACTION | Sun | 2014-06-01 | 2014-08-07 | Hourly | 0.01 | 0.01 | 0.01 | 0.01 | 0.01 | 0.01 | 0.01 | 0.035 | 0.0525 | 0.0525 | 0.039 | 0.0215 | 0.0263 | 0.035 | 0.0438 | 0.0525 | 0.0613 | 0.035 | 0.0263 | 0.0175 | 0.0175 | 0.0175 | 0.035 | 0.0175 | From eQ_Lib.dat in MASControl 2017
D_EUn_All_DHW_DHW_Yr | Service Water Heating | FRACTION | Default¦SmrDsn¦WntrDsn | 2014-08-08 | 2014-08-16 | Constant | 0 | [23 empty] | From eQ_Lib.dat in MASControl 2017
D_EUn_All_DHW_DHW_Yr | Service Water Heating | FRACTION | Default¦Wkdy | 2014-08-17 | 2014-12-11 | Hourly | 0.0175 | 0.0175 | 0.0175 | 0.0175 | 0.0175 | 0.07 | 0.28 | 0.545 | 1 | 1 | 1 | 0.854 | 0.654 | 0.861 | 1 | 1 | 1 | 0.736 | 0.892 | 0.904 | 0.702 | 0.372 | 0.125 | 0.085 | From eQ_Lib.dat in MASControl 2017
D_EUn_All_DHW_DHW_Yr | Service Water Heating | FRACTION | Sat | 2014-08-17 | 2014-12-11 | Hourly | 0.0175 | 0.0175 | 0.0175 | 0.0175 | 0.0175 | 0.0175 | 0.07 | 0.255 | 0.515 | 0.855 | 0.7325 | 0.6525 | 0.5725 | 0.6125 | 0.7625 | 0.7975 | 0.5225 | 0.396 | 0.248 | 0.105 | 0.084 | 0.063 | 0.07 | 0.035 | From eQ_Lib.dat in MASControl 2017
D_EUn_All_DHW_DHW_Yr | Service Water Heating | FRACTION | Sun | 2014-08-17 | 2014-12-11 | Hourly | 0.0175 | 0.0175 | 0.0175 | 0.0175 | 0.0175 | 0.0175 | 0.0175 | 0.07 | 0.105 | 0.105 | 0.19 | 0.155 | 0.0525 | 0.07 | 0.0875 | 0.105 | 0.1225 | 0.07 | 0.0525 | 0.035 | 0.035 | 0.035 | 0.07 | 0.035 | From eQ_Lib.dat in MASControl 2017
D_EUn_All_DHW_DHW_Yr | Service Water Heating | FRACTION | Default¦SmrDsn¦WntrDsn | 2014-12-12 | 2014-12-31 | Constant | 0 | [23 empty] | From eQ_Lib.dat in MASControl 2017
D_EUn_All_DHW_DHW_Yr | Service Water Heating | FRACTION | WntrDsn | 2014-01-01 | 2014-12-31 | Hourly | 0.01 | 0.01 | 0.01 | 0.01 | 0.01 | 0.035 | 0.14 | 0.4345 | 0.3775 | 0.374 | 0.367 | 0.359 | 0.2264 | 0.2477 | 0.2575 | 0.2575 | 0.2645 | 0.442 | 0.384 | 0.37 | 0.349 | 0.025 | 0.0215 | 0.0215 | From eQ_Lib.dat in MASControl 2017
D_EUn_All_DHW_DHW_Yr | Service Water Heating | FRACTION | SmrDsn | 2014-01-01 | 2014-12-31 | Hourly | 0.0175 | 0.0175 | 0.0175 | 0.0175 | 0.0175 | 0.07 | 0.28 | 0.545 | 1 | 1 | 1 | 0.854 | 0.654 | 0.861 | 1 | 1 | 1 | 0.736 | 0.892 | 0.904 | 0.702 | 0.372 | 0.125 | 0.085 | From eQ_Lib.dat in MASControl 2017
D_EUn_All_DHW_DHW_Yr | Service Water Heating | FRACTION | Hol | 2014-01-01 | 2014-12-31 | Hourly | 0.01 | 0.01 | 0.01 | 0.01 | 0.01 | 0.01 | 0.01 | 0.035 | 0.0525 | 0.0525 | 0.039 | 0.0215 | 0.0263 | 0.035 | 0.0438 | 0.0525 | 0.0613 | 0.035 | 0.0263 | 0.0175 | 0.0175 | 0.0175 | 0.035 | 0.0175 | From eQ_Lib.dat in MASControl 2017
D_EUn_All_Fan_Yr | Fan | ON/OFF/FLAG | Default¦SmrDsn¦WntrDsn | 2014-01-01 | 2014-01-11 | Constant | 0 | [23 empty] | From eQ_Lib.dat in MASControl 2017
D_EUn_All_Fan_Yr | Fan | ON/OFF/FLAG | Default¦Wkdy | 2014-01-12 | 2014-04-03 | Hourly | 0 | 0 | 0 | 0 | 0 | 0 | 1 | 1 | 1 | 1 | 1 | 1 | 1 | 1 | 1 | 1 | 1 | 1 | 1 | 1 | 1 | 1 | 0 | 0 | From eQ_Lib.dat in MASControl 2017
D_EUn_All_Fan_Yr | Fan | ON/OFF/FLAG | Wknd | 2014-01-12 | 2014-04-03 | Hourly | 0 | 0 | 0 | 0 | 0 | 0 | 0 | 0 | 1 | 1 | 1 | 1 | 1 | 1 | 1 | 1 | 1 | 1 | 1 | 0 | 0 | 0 | 0 | 0 | From eQ_Lib.dat in MASControl 2017
D_EUn_All_Fan_Yr | Fan | ON/OFF/FLAG | Default¦SmrDsn¦WntrDsn | 2014-04-04 | 2014-04-12 | Constant | 0 | [23 empty] | From eQ_Lib.dat in MASControl 2017
D_EUn_All_Fan_Yr | Fan | ON/OFF/FLAG | Default¦Wkdy | 2014-04-13 | 2014-05-22 | Hourly | 0 | 0 | 0 | 0 | 0 | 0 | 1 | 1 | 1 | 1 | 1 | 1 | 1 | 1 | 1 | 1 | 1 | 1 | 1 | 1 | 1 | 1 | 0 | 0 | From eQ_Lib.dat in MASControl 2017
D_EUn_All_Fan_Yr | Fan | ON/OFF/FLAG | Wknd | 2014-04-13 | 2014-05-22 | Hourly | 0 | 0 | 0 | 0 | 0 | 0 | 0 | 0 | 1 | 1 | 1 | 1 | 1 | 1 | 1 | 1 | 1 | 1 | 1 | 0 | 0 | 0 | 0 | 0 | From eQ_Lib.dat in MASControl 2017
D_EUn_All_Fan_Yr | Fan | ON/OFF/FLAG | Default¦SmrDsn¦WntrDsn | 2014-05-23 | 2014-05-31 | Constant | 0 | [23 empty] | From eQ_Lib.dat in MASControl 2017
D_EUn_All_Fan_Yr | Fan | ON/OFF/FLAG | Default¦Wkdy | 2014-06-01 | 2014-08-07 | Hourly | 0 | 0 | 0 | 0 | 0 | 0 | 1 | 1 | 1 | 1 | 1 | 1 | 1 | 1 | 1 | 1 | 1 | 1 | 1 | 1 | 1 | 0 | 0 | 0 | From eQ_Lib.dat in MASControl 2017
D_EUn_All_Fan_Yr | Fan | ON/OFF/FLAG | Wknd | 2014-06-01 | 2014-08-07 | Hourly | 0 | 0 | 0 | 0 | 0 | 0 | 0 | 0 | 1 | 1 | 1 | 1 | 1 | 1 | 1 | 0 | 0 | 0 | 0 | 0 | 0 | 0 | 0 | 0 | From eQ_Lib.dat in MASControl 2017
D_EUn_All_Fan_Yr | Fan | ON/OFF/FLAG | Default¦SmrDsn¦WntrDsn | 2014-08-08 | 2014-08-16 | Constant | 0 | [23 empty] | From eQ_Lib.dat in MASControl 2017
D_EUn_All_Fan_Yr | Fan | ON/OFF/FLAG | Default¦Wkdy | 2014-08-17 | 2014-12-11 | Hourly | 0 | 0 | 0 | 0 | 0 | 0 | 1 | 1 | 1 | 1 | 1 | 1 | 1 | 1 | 1 | 1 | 1 | 1 | 1 | 1 | 1 | 1 | 0 | 0 | From eQ_Lib.dat in MASControl 2017
D_EUn_All_Fan_Yr | Fan | ON/OFF/FLAG | Wknd | 2014-08-17 | 2014-12-11 | Hourly | 0 | 0 | 0 | 0 | 0 | 0 | 0 | 0 | 1 | 1 | 1 | 1 | 1 | 1 | 1 | 1 | 1 | 1 | 1 | 0 | 0 | 0 | 0 | 0 | From eQ_Lib.dat in MASControl 2017
D_EUn_All_Fan_Yr | Fan | ON/OFF/FLAG | Default¦SmrDsn¦WntrDsn | 2014-12-12 | 2014-12-31 | Constant | 0 | [23 empty] | From eQ_Lib.dat in MASControl 2017
D_EUn_All_Fan_Yr | Fan | ON/OFF/FLAG | WntrDsn | 2014-01-01 | 2014-12-31 | Hourly | 0 | 0 | 0 | 0 | 0 | 0 | 1 | 1 | 1 | 1 | 1 | 1 | 1 | 1 | 1 | 1 | 1 | 1 | 1 | 1 | 1 | 0 | 0 | 0 | From eQ_Lib.dat in MASControl 2017
D_EUn_All_Fan_Yr | Fan | ON/OFF/FLAG | SmrDsn | 2014-01-01 | 2014-12-31 | Hourly | 0 | 0 | 0 | 0 | 0 | 0 | 1 | 1 | 1 | 1 | 1 | 1 | 1 | 1 | 1 | 1 | 1 | 1 | 1 | 1 | 1 | 1 | 0 | 0 | From eQ_Lib.dat in MASControl 2017
D_EUn_All_Fan_Yr | Fan | ON/OFF/FLAG | Hol | 2014-01-01 | 2014-12-31 | Hourly | 0 | 0 | 0 | 0 | 0 | 0 | 0 | 0 | 1 | 1 | 1 | 1 | 1 | 1 | 1 | 0 | 0 | 0 | 0 | 0 | 0 | 0 | 0 | 0 | From eQ_Lib.dat in MASControl 2017
D_EUn_All_HTemp_Yr | Thermostat Setpoint | C | Default¦SmrDsn¦WntrDsn | 2014-01-01 | 2014-01-11 | Constant | 21.1 | [23 empty] | From eQ_Lib.dat in MASControl 2017; Removed setback
D_EUn_All_HTemp_Yr | Thermostat Setpoint | C | Default¦Wkdy | 2014-01-12 | 2014-04-03 | Hourly | 21.1 | 21.1 | 21.1 | 21.1 | 21.1 | 21.1 | 21.1 | 21.1 | 21.1 | 21.1 | 21.1 | 21.1 | 21.1 | 21.1 | 21.1 | 21.1 | 21.1 | 21.1 | 21.1 | 21.1 | 21.1 | 21.1 | 21.1 | 21.1 | From eQ_Lib.dat in MASControl 2017; Removed setback
D_EUn_All_HTemp_Yr | Thermostat Setpoint | C | Wknd | 2014-01-12 | 2014-04-03 | Hourly | 21.1 | 21.1 | 21.1 | 21.1 | 21.1 | 21.1 | 21.1 | 21.1 | 21.1 | 21.1 | 21.1 | 21.1 | 21.1 | 21.1 | 21.1 | 21.1 | 21.1 | 21.1 | 21.1 | 21.1 | 21.1 | 21.1 | 21.1 | 21.1 | From eQ_Lib.dat in MASControl 2017; Removed setback
D_EUn_All_HTemp_Yr | Thermostat Setpoint | C | Default¦SmrDsn¦WntrDsn | 2014-04-04 | 2014-04-12 | Constant | 21.1 | [23 empty] | From eQ_Lib.dat in MASControl 2017; Removed setback
D_EUn_All_HTemp_Yr | Thermostat Setpoint | C | Default¦Wkdy | 2014-04-13 | 2014-05-22 | Hourly | 21.1 | 21.1 | 21.1 | 21.1 | 21.1 | 21.1 | 21.1 | 21.1 | 21.1 | 21.1 | 21.1 | 21.1 | 21.1 | 21.1 | 21.1 | 21.1 | 21.1 | 21.1 | 21.1 | 21.1 | 21.1 | 21.1 | 21.1 | 21.1 | From eQ_Lib.dat in MASControl 2017; Removed setback
D_EUn_All_HTemp_Yr | Thermostat Setpoint | C | Wknd | 2014-04-13 | 2014-05-22 | Hourly | 21.1 | 21.1 | 21.1 | 21.1 | 21.1 | 21.1 | 21.1 | 21.1 | 21.1 | 21.1 | 21.1 | 21.1 | 21.1 | 21.1 | 21.1 | 21.1 | 21.1 | 21.1 | 21.1 | 21.1 | 21.1 | 21.1 | 21.1 | 21.1 | From eQ_Lib.dat in MASControl 2017; Removed setback
D_EUn_All_HTemp_Yr | Thermostat Setpoint | C | Default¦SmrDsn¦WntrDsn | 2014-05-23 | 2014-05-31 | Constant | 21.1 | [23 empty] | From eQ_Lib.dat in MASControl 2017; Removed setback
D_EUn_All_HTemp_Yr | Thermostat Setpoint | C | Default¦Wkdy | 2014-06-01 | 2014-08-07 | Hourly | 21.1 | 21.1 | 21.1 | 21.1 | 21.1 | 21.1 | 21.1 | 21.1 | 21.1 | 21.1 | 21.1 | 21.1 | 21.1 | 21.1 | 21.1 | 21.1 | 21.1 | 21.1 | 21.1 | 21.1 | 21.1 | 21.1 | 21.1 | 21.1 | From eQ_Lib.dat in MASControl 2017; Removed setback
D_EUn_All_HTemp_Yr | Thermostat Setpoint | C | Wknd | 2014-06-01 | 2014-08-07 | Hourly | 21.1 | 21.1 | 21.1 | 21.1 | 21.1 | 21.1 | 21.1 | 21.1 | 21.1 | 21.1 | 21.1 | 21.1 | 21.1 | 21.1 | 21.1 | 21.1 | 21.1 | 21.1 | 21.1 | 21.1 | 21.1 | 21.1 | 21.1 | 21.1 | From eQ_Lib.dat in MASControl 2017; Removed setback
D_EUn_All_HTemp_Yr | Thermostat Setpoint | C | Default¦SmrDsn¦WntrDsn | 2014-08-08 | 2014-08-16 | Constant | 21.1 | [23 empty] | From eQ_Lib.dat in MASControl 2017; Removed setback
D_EUn_All_HTemp_Yr | Thermostat Setpoint | C | Default¦Wkdy | 2014-08-17 | 2014-12-11 | Hourly | 21.1 | 21.1 | 21.1 | 21.1 | 21.1 | 21.1 | 21.1 | 21.1 | 21.1 | 21.1 | 21.1 | 21.1 | 21.1 | 21.1 | 21.1 | 21.1 | 21.1 | 21.1 | 21.1 | 21.1 | 21.1 | 21.1 | 21.1 | 21.1 | From eQ_Lib.dat in MASControl 2017; Removed setback
D_EUn_All_HTemp_Yr | Thermostat Setpoint | C | Wknd | 2014-08-17 | 2014-12-11 | Hourly | 21.1 | 21.1 | 21.1 | 21.1 | 21.1 | 21.1 | 21.1 | 21.1 | 21.1 | 21.1 | 21.1 | 21.1 | 21.1 | 21.1 | 21.1 | 21.1 | 21.1 | 21.1 | 21.1 | 21.1 | 21.1 | 21.1 | 21.1 | 21.1 | From eQ_Lib.dat in MASControl 2017; Removed setback
D_EUn_All_HTemp_Yr | Thermostat Setpoint | C | Default¦SmrDsn¦WntrDsn | 2014-12-12 | 2014-12-31 | Constant | 21.1 | [23 empty] | From eQ_Lib.dat in MASControl 2017; Removed setback
D_EUn_All_HTemp_Yr | Thermostat Setpoint | C | WntrDsn | 2014-01-01 | 2014-12-31 | Hourly | 21.1 | 21.1 | 21.1 | 21.1 | 21.1 | 21.1 | 21.1 | 21.1 | 21.1 | 21.1 | 21.1 | 21.1 | 21.1 | 21.1 | 21.1 | 21.1 | 21.1 | 21.1 | 21.1 | 21.1 | 21.1 | 21.1 | 21.1 | 21.1 | From eQ_Lib.dat in MASControl 2017; Removed setback
D_EUn_All_HTemp_Yr | Thermostat Setpoint | C | SmrDsn | 2014-01-01 | 2014-12-31 | Hourly | 21.1 | 21.1 | 21.1 | 21.1 | 21.1 | 21.1 | 21.1 | 21.1 | 21.1 | 21.1 | 21.1 | 21.1 | 21.1 | 21.1 | 21.1 | 21.1 | 21.1 | 21.1 | 21.1 | 21.1 | 21.1 | 21.1 | 21.1 | 21.1 | From eQ_Lib.dat in MASControl 2017; Removed setback
D_EUn_All_HTemp_Yr | Thermostat Setpoint | C | Hol | 2014-01-01 | 2014-12-31 | Hourly | 21.1 | 21.1 | 21.1 | 21.1 | 21.1 | 21.1 | 21.1 | 21.1 | 21.1 | 21.1 | 21.1 | 21.1 | 21.1 | 21.1 | 21.1 | 21.1 | 21.1 | 21.1 | 21.1 | 21.1 | 21.1 | 21.1 | 21.1 | 21.1 | From eQ_Lib.dat in MASControl 2017; Removed setback
D_EUn_All_MinOA_Yr | OutdoorAir | FRAC/DESIGN | Default¦SmrDsn¦WntrDsn | 2014-01-01 | 2014-01-11 | Constant | 0 | [23 empty] | From eQ_Lib.dat in MASControl 2017
D_EUn_All_MinOA_Yr | OutdoorAir | FRAC/DESIGN | Default¦Wkdy | 2014-01-12 | 2014-04-03 | Hourly | 0 | 0 | 0 | 0 | 0 | 0 | -999 | -999 | -999 | -999 | -999 | -999 | -999 | -999 | -999 | -999 | -999 | -999 | -999 | -999 | -999 | -999 | 0 | 0 | From eQ_Lib.dat in MASControl 2017
D_EUn_All_MinOA_Yr | OutdoorAir | FRAC/DESIGN | Wknd | 2014-01-12 | 2014-04-03 | Hourly | 0 | 0 | 0 | 0 | 0 | 0 | 0 | 0 | -999 | -999 | -999 | -999 | -999 | -999 | -999 | -999 | -999 | -999 | -999 | 0 | 0 | 0 | 0 | 0 | From eQ_Lib.dat in MASControl 2017
D_EUn_All_MinOA_Yr | OutdoorAir | FRAC/DESIGN | Default¦SmrDsn¦WntrDsn | 2014-04-04 | 2014-04-12 | Constant | 0 | [23 empty] | From eQ_Lib.dat in MASControl 2017
D_EUn_All_MinOA_Yr | OutdoorAir | FRAC/DESIGN | Default¦Wkdy | 2014-04-13 | 2014-05-22 | Hourly | 0 | 0 | 0 | 0 | 0 | 0 | -999 | -999 | -999 | -999 | -999 | -999 | -999 | -999 | -999 | -999 | -999 | -999 | -999 | -999 | -999 | -999 | 0 | 0 | From eQ_Lib.dat in MASControl 2017
D_EUn_All_MinOA_Yr | OutdoorAir | FRAC/DESIGN | Wknd | 2014-04-13 | 2014-05-22 | Hourly | 0 | 0 | 0 | 0 | 0 | 0 | 0 | 0 | -999 | -999 | -999 | -999 | -999 | -999 | -999 | -999 | -999 | -999 | -999 | 0 | 0 | 0 | 0 | 0 | From eQ_Lib.dat in MASControl 2017
D_EUn_All_MinOA_Yr | OutdoorAir | FRAC/DESIGN | Default¦SmrDsn¦WntrDsn | 2014-05-23 | 2014-05-31 | Constant | 0 | [23 empty] | From eQ_Lib.dat in MASControl 2017
D_EUn_All_MinOA_Yr | OutdoorAir | FRAC/DESIGN | Default¦Wkdy | 2014-06-01 | 2014-08-07 | Hourly | 0 | 0 | 0 | 0 | 0 | 0 | -999 | -999 | -999 | -999 | -999 | -999 | -999 | -999 | -999 | -999 | -999 | -999 | -999 | -999 | -999 | 0 | 0 | 0 | From eQ_Lib.dat in MASControl 2017
D_EUn_All_MinOA_Yr | OutdoorAir | FRAC/DESIGN | Wknd | 2014-06-01 | 2014-08-07 | Hourly | 0 | 0 | 0 | 0 | 0 | 0 | 0 | 0 | -999 | -999 | -999 | -999 | -999 | -999 | -999 | 0 | 0 | 0 | 0 | 0 | 0 | 0 | 0 | 0 | From eQ_Lib.dat in MASControl 2017
D_EUn_All_MinOA_Yr | OutdoorAir | FRAC/DESIGN | Default¦SmrDsn¦WntrDsn | 2014-08-08 | 2014-08-16 | Constant | 0 | [23 empty] | From eQ_Lib.dat in MASControl 2017
D_EUn_All_MinOA_Yr | OutdoorAir | FRAC/DESIGN | Default¦Wkdy | 2014-08-17 | 2014-12-11 | Hourly | 0 | 0 | 0 | 0 | 0 | 0 | -999 | -999 | -999 | -999 | -999 | -999 | -999 | -999 | -999 | -999 | -999 | -999 | -999 | -999 | -999 | -999 | 0 | 0 | From eQ_Lib.dat in MASControl 2017
D_EUn_All_MinOA_Yr | OutdoorAir | FRAC/DESIGN | Wknd | 2014-08-17 | 2014-12-11 | Hourly | 0 | 0 | 0 | 0 | 0 | 0 | 0 | 0 | -999 | -999 | -999 | -999 | -999 | -999 | -999 | -999 | -999 | -999 | -999 | 0 | 0 | 0 | 0 | 0 | From eQ_Lib.dat in MASControl 2017
D_EUn_All_MinOA_Yr | OutdoorAir | FRAC/DESIGN | Default¦SmrDsn¦WntrDsn | 2014-12-12 | 2014-12-31 | Constant | 0 | [23 empty] | From eQ_Lib.dat in MASControl 2017
D_EUn_All_MinOA_Yr | OutdoorAir | FRAC/DESIGN | WntrDsn | 2014-01-01 | 2014-12-31 | Hourly | 0 | 0 | 0 | 0 | 0 | 0 | -999 | -999 | -999 | -999 | -999 | -999 | -999 | -999 | -999 | -999 | -999 | -999 | -999 | -999 | -999 | -999 | 0 | 0 | From eQ_Lib.dat in MASControl 2017
D_EUn_All_MinOA_Yr | OutdoorAir | FRAC/DESIGN | SmrDsn | 2014-01-01 | 2014-12-31 | Hourly | 0 | 0 | 0 | 0 | 0 | 0 | -999 | -999 | -999 | -999 | -999 | -999 | -999 | -999 | -999 | -999 | -999 | -999 | -999 | -999 | -999 | 0 | 0 | 0 | From eQ_Lib.dat in MASControl 2017
D_EUn_All_MinOA_Yr | OutdoorAir | FRAC/DESIGN | Hol | 2014-01-01 | 2014-12-31 | Hourly | 0 | 0 | 0 | 0 | 0 | 0 | 0 | 0 | -999 | -999 | -999 | -999 | -999 | -999 | -999 | -999 | -999 | -999 | -999 | 0 | 0 | 0 | 0 | 0 | From eQ_Lib.dat in MASControl 2017
D_EUn_All_P_Inf_Yr | Infiltration | MULTIPLIER | Default¦SmrDsn¦WntrDsn | 2014-01-01 | 2014-01-11 | Constant | 1 | [23 empty] | From eQ_Lib.dat in MASControl 2017
D_EUn_All_P_Inf_Yr | Infiltration | MULTIPLIER | Default¦Wkdy | 2014-01-12 | 2014-04-03 | Hourly | 1 | 1 | 1 | 1 | 1 | 1 | 0.5 | 0.5 | 0.5 | 0.5 | 0.5 | 0.5 | 0.5 | 0.5 | 0.5 | 0.5 | 0.5 | 0.5 | 0.5 | 0.5 | 0.5 | 0.5 | 1 | 1 | From eQ_Lib.dat in MASControl 2017
D_EUn_All_P_Inf_Yr | Infiltration | MULTIPLIER | Wknd | 2014-01-12 | 2014-04-03 | Hourly | 1 | 1 | 1 | 1 | 1 | 1 | 1 | 1 | 0.5 | 0.5 | 0.5 | 0.5 | 0.5 | 0.5 | 0.5 | 0.5 | 0.5 | 0.5 | 0.5 | 1 | 1 | 1 | 1 | 1 | From eQ_Lib.dat in MASControl 2017
D_EUn_All_P_Inf_Yr | Infiltration | MULTIPLIER | Default¦SmrDsn¦WntrDsn | 2014-04-04 | 2014-04-12 | Constant | 1 | [23 empty] | From eQ_Lib.dat in MASControl 2017
D_EUn_All_P_Inf_Yr | Infiltration | MULTIPLIER | Default¦Wkdy | 2014-04-13 | 2014-05-22 | Hourly | 1 | 1 | 1 | 1 | 1 | 1 | 0.5 | 0.5 | 0.5 | 0.5 | 0.5 | 0.5 | 0.5 | 0.5 | 0.5 | 0.5 | 0.5 | 0.5 | 0.5 | 0.5 | 0.5 | 0.5 | 1 | 1 | From eQ_Lib.dat in MASControl 2017
D_EUn_All_P_Inf_Yr | Infiltration | MULTIPLIER | Wknd | 2014-04-13 | 2014-05-22 | Hourly | 1 | 1 | 1 | 1 | 1 | 1 | 1 | 1 | 0.5 | 0.5 | 0.5 | 0.5 | 0.5 | 0.5 | 0.5 | 0.5 | 0.5 | 0.5 | 0.5 | 1 | 1 | 1 | 1 | 1 | From eQ_Lib.dat in MASControl 2017
D_EUn_All_P_Inf_Yr | Infiltration | MULTIPLIER | Default¦SmrDsn¦WntrDsn | 2014-05-23 | 2014-05-31 | Constant | 1 | [23 empty] | From eQ_Lib.dat in MASControl 2017
D_EUn_All_P_Inf_Yr | Infiltration | MULTIPLIER | Default¦Wkdy | 2014-06-01 | 2014-08-07 | Hourly | 1 | 1 | 1 | 1 | 1 | 1 | 0.5 | 0.5 | 0.5 | 0.5 | 0.5 | 0.5 | 0.5 | 0.5 | 0.5 | 0.5 | 0.5 | 0.5 | 0.5 | 0.5 | 0.5 | 1 | 1 | 1 | From eQ_Lib.dat in MASControl 2017
D_EUn_All_P_Inf_Yr | Infiltration | MULTIPLIER | Wknd | 2014-06-01 | 2014-08-07 | Hourly | 1 | 1 | 1 | 1 | 1 | 1 | 1 | 1 | 0.5 | 0.5 | 0.5 | 0.5 | 0.5 | 0.5 | 0.5 | 1 | 1 | 1 | 1 | 1 | 1 | 1 | 1 | 1 | From eQ_Lib.dat in MASControl 2017
D_EUn_All_P_Inf_Yr | Infiltration | MULTIPLIER | Default¦SmrDsn¦WntrDsn | 2014-08-08 | 2014-08-16 | Constant | 1 | [23 empty] | From eQ_Lib.dat in MASControl 2017
D_EUn_All_P_Inf_Yr | Infiltration | MULTIPLIER | Default¦Wkdy | 2014-08-17 | 2014-12-11 | Hourly | 1 | 1 | 1 | 1 | 1 | 1 | 0.5 | 0.5 | 0.5 | 0.5 | 0.5 | 0.5 | 0.5 | 0.5 | 0.5 | 0.5 | 0.5 | 0.5 | 0.5 | 0.5 | 0.5 | 0.5 | 1 | 1 | From eQ_Lib.dat in MASControl 2017
D_EUn_All_P_Inf_Yr | Infiltration | MULTIPLIER | Wknd | 2014-08-17 | 2014-12-11 | Hourly | 1 | 1 | 1 | 1 | 1 | 1 | 1 | 1 | 0.5 | 0.5 | 0.5 | 0.5 | 0.5 | 0.5 | 0.5 | 0.5 | 0.5 | 0.5 | 0.5 | 1 | 1 | 1 | 1 | 1 | From eQ_Lib.dat in MASControl 2017
D_EUn_All_P_Inf_Yr | Infiltration | MULTIPLIER | Default¦SmrDsn¦WntrDsn | 2014-12-12 | 2014-12-31 | Constant | 1 | [23 empty] | From eQ_Lib.dat in MASControl 2017
D_EUn_All_P_Inf_Yr | Infiltration | MULTIPLIER | WntrDsn | 2014-01-01 | 2014-12-31 | Hourly | 1 | 1 | 1 | 1 | 1 | 1 | 0.5 | 0.5 | 0.5 | 0.5 | 0.5 | 0.5 | 0.5 | 0.5 | 0.5 | 0.5 | 0.5 | 0.5 | 0.5 | 0.5 | 0.5 | 0.5 | 1 | 1 | From eQ_Lib.dat in MASControl 2017
D_EUn_All_P_Inf_Yr | Infiltration | MULTIPLIER | SmrDsn | 2014-01-01 | 2014-12-31 | Hourly | 1 | 1 | 1 | 1 | 1 | 1 | 0.5 | 0.5 | 0.5 | 0.5 | 0.5 | 0.5 | 0.5 | 0.5 | 0.5 | 0.5 | 0.5 | 0.5 | 0.5 | 0.5 | 0.5 | 1 | 1 | 1 | From eQ_Lib.dat in MASControl 2017
D_EUn_All_P_Inf_Yr | Infiltration | MULTIPLIER | Hol | 2014-01-01 | 2014-12-31 | Hourly | 1 | 1 | 1 | 1 | 1 | 1 | 1 | 1 | 0.5 | 0.5 | 0.5 | 0.5 | 0.5 | 0.5 | 0.5 | 0.5 | 0.5 | 0.5 | 0.5 | 1 | 1 | 1 | 1 | 1 | From eQ_Lib.dat in MASControl 2017
D_EUn_Caf_LitCFL_Yr | Lighting | FRACTION | SmrDsn | 2014-01-01 | 2014-01-11 | Constant | 1 | [23 empty] | From eQ_Lib.dat in MASControl 2017
D_EUn_Caf_LitCFL_Yr | Lighting | FRACTION | WntrDsn | 2014-01-01 | 2014-01-11 | Constant | 0 | [23 empty] | From eQ_Lib.dat in MASControl 2017
D_EUn_Caf_LitCFL_Yr | Lighting | FRACTION | Default | 2014-01-01 | 2014-01-11 | Constant | 0.035 | [23 empty] | From eQ_Lib.dat in MASControl 2017
D_EUn_Caf_LitCFL_Yr | Lighting | FRACTION | Default¦Wkdy | 2014-01-12 | 2014-04-03 | Hourly | 0.1 | 0.1 | 0.1 | 0.1 | 0.1 | 0.1 | 0.2444 | 0.3889 | 0.75 | 0.75 | 0.75 | 0.75 | 0.75 | 0.75 | 0.75 | 0.75 | 0.75 | 0.75 | 0.75 | 0.2083 | 0.1 | 0.1 | 0.1 | 0.1 | From eQ_Lib.dat in MASControl 2017
D_EUn_Caf_LitCFL_Yr | Lighting | FRACTION | Wknd | 2014-01-12 | 2014-04-03 | Hourly | 0.0325 | 0.0325 | 0.0325 | 0.0325 | 0.0325 | 0.0325 | 0.1003 | 0.1681 | 0.3375 | 0.3375 | 0.3375 | 0.3375 | 0.3375 | 0.3375 | 0.3375 | 0.3375 | 0.3375 | 0.3375 | 0.3375 | 0.0833 | 0.0325 | 0.0325 | 0.0325 | 0.0325 | From eQ_Lib.dat in MASControl 2017
D_EUn_Caf_LitCFL_Yr | Lighting | FRACTION | SmrDsn | 2014-04-04 | 2014-04-12 | Constant | 1 | [23 empty] | From eQ_Lib.dat in MASControl 2017
D_EUn_Caf_LitCFL_Yr | Lighting | FRACTION | WntrDsn | 2014-04-04 | 2014-04-12 | Constant | 0 | [23 empty] | From eQ_Lib.dat in MASControl 2017
D_EUn_Caf_LitCFL_Yr | Lighting | FRACTION | Default | 2014-04-04 | 2014-04-12 | Constant | 0.035 | [23 empty] | From eQ_Lib.dat in MASControl 2017
D_EUn_Caf_LitCFL_Yr | Lighting | FRACTION | Default¦Wkdy | 2014-04-13 | 2014-05-22 | Hourly | 0.1 | 0.1 | 0.1 | 0.1 | 0.1 | 0.1 | 0.2444 | 0.3889 | 0.75 | 0.75 | 0.75 | 0.75 | 0.75 | 0.75 | 0.75 | 0.75 | 0.75 | 0.75 | 0.75 | 0.2083 | 0.1 | 0.1 | 0.1 | 0.1 | From eQ_Lib.dat in MASControl 2017
D_EUn_Caf_LitCFL_Yr | Lighting | FRACTION | Wknd | 2014-04-13 | 2014-05-22 | Hourly | 0.0325 | 0.0325 | 0.0325 | 0.0325 | 0.0325 | 0.0325 | 0.1003 | 0.1681 | 0.3375 | 0.3375 | 0.3375 | 0.3375 | 0.3375 | 0.3375 | 0.3375 | 0.3375 | 0.3375 | 0.3375 | 0.3375 | 0.0833 | 0.0325 | 0.0325 | 0.0325 | 0.0325 | From eQ_Lib.dat in MASControl 2017
D_EUn_Caf_LitCFL_Yr | Lighting | FRACTION | SmrDsn | 2014-05-23 | 2014-05-31 | Constant | 1 | [23 empty] | From eQ_Lib.dat in MASControl 2017
D_EUn_Caf_LitCFL_Yr | Lighting | FRACTION | WntrDsn | 2014-05-23 | 2014-05-31 | Constant | 0 | [23 empty] | From eQ_Lib.dat in MASControl 2017
D_EUn_Caf_LitCFL_Yr | Lighting | FRACTION | Default | 2014-05-23 | 2014-05-31 | Constant | 0.035 | [23 empty] | From eQ_Lib.dat in MASControl 2017
D_EUn_Caf_LitCFL_Yr | Lighting | FRACTION | Default¦Wkdy | 2014-06-01 | 2014-08-07 | Hourly | 0.06 | 0.06 | 0.06 | 0.06 | 0.06 | 0.06 | 0.1467 | 0.2333 | 0.45 | 0.45 | 0.45 | 0.45 | 0.45 | 0.45 | 0.45 | 0.45 | 0.45 | 0.45 | 0.45 | 0.125 | 0.06 | 0.06 | 0.06 | 0.06 | From eQ_Lib.dat in MASControl 2017
D_EUn_Caf_LitCFL_Yr | Lighting | FRACTION | Wknd | 2014-06-01 | 2014-08-07 | Hourly | 0.0325 | 0.0325 | 0.0325 | 0.0325 | 0.0325 | 0.0325 | 0.0691 | 0.1056 | 0.1971 | 0.1971 | 0.1971 | 0.1971 | 0.1971 | 0.1971 | 0.1971 | 0.1971 | 0.1971 | 0.1971 | 0.1971 | 0.0599 | 0.0325 | 0.0325 | 0.0325 | 0.0325 | From eQ_Lib.dat in MASControl 2017
D_EUn_Caf_LitCFL_Yr | Lighting | FRACTION | SmrDsn | 2014-08-08 | 2014-08-16 | Constant | 1 | [23 empty] | From eQ_Lib.dat in MASControl 2017
D_EUn_Caf_LitCFL_Yr | Lighting | FRACTION | WntrDsn | 2014-08-08 | 2014-08-16 | Constant | 0 | [23 empty] | From eQ_Lib.dat in MASControl 2017
D_EUn_Caf_LitCFL_Yr | Lighting | FRACTION | Default | 2014-08-08 | 2014-08-16 | Constant | 0.035 | [23 empty] | From eQ_Lib.dat in MASControl 2017
D_EUn_Caf_LitCFL_Yr | Lighting | FRACTION | Default¦Wkdy | 2014-08-17 | 2014-12-11 | Hourly | 0.1 | 0.1 | 0.1 | 0.1 | 0.1 | 0.1 | 0.2444 | 0.3889 | 0.75 | 0.75 | 0.75 | 0.75 | 0.75 | 0.75 | 0.75 | 0.75 | 0.75 | 0.75 | 0.75 | 0.2083 | 0.1 | 0.1 | 0.1 | 0.1 | From eQ_Lib.dat in MASControl 2017
D_EUn_Caf_LitCFL_Yr | Lighting | FRACTION | Wknd | 2014-08-17 | 2014-12-11 | Hourly | 0.0325 | 0.0325 | 0.0325 | 0.0325 | 0.0325 | 0.0325 | 0.1003 | 0.1681 | 0.3375 | 0.3375 | 0.3375 | 0.3375 | 0.3375 | 0.3375 | 0.3375 | 0.3375 | 0.3375 | 0.3375 | 0.3375 | 0.0833 | 0.0325 | 0.0325 | 0.0325 | 0.0325 | From eQ_Lib.dat in MASControl 2017
D_EUn_Caf_LitCFL_Yr | Lighting | FRACTION | SmrDsn | 2014-12-12 | 2014-12-31 | Constant | 1 | [23 empty] | From eQ_Lib.dat in MASControl 2017
D_EUn_Caf_LitCFL_Yr | Lighting | FRACTION | WntrDsn | 2014-12-12 | 2014-12-31 | Constant | 0 | [23 empty] | From eQ_Lib.dat in MASControl 2017
D_EUn_Caf_LitCFL_Yr | Lighting | FRACTION | Default | 2014-12-12 | 2014-12-31 | Constant | 0.035 | [23 empty] | From eQ_Lib.dat in MASControl 2017
D_EUn_Caf_LitCFL_Yr | Lighting | FRACTION | WntrDsn | 2014-01-01 | 2014-12-31 | Constant | 0 | [23 empty] | From eQ_Lib.dat in MASControl 2017
D_EUn_Caf_LitCFL_Yr | Lighting | FRACTION | SmrDsn | 2014-01-01 | 2014-12-31 | Constant | 1 | [23 empty] | From eQ_Lib.dat in MASControl 2017
D_EUn_Caf_LitCFL_Yr | Lighting | FRACTION | Hol | 2014-01-01 | 2014-12-31 | Hourly | 0.0325 | 0.0325 | 0.0325 | 0.0325 | 0.0325 | 0.0325 | 0.0691 | 0.1056 | 0.1971 | 0.1971 | 0.1971 | 0.1971 | 0.1971 | 0.1971 | 0.1971 | 0.1971 | 0.1971 | 0.1971 | 0.1971 | 0.0599 | 0.0325 | 0.0325 | 0.0325 | 0.0325 | From eQ_Lib.dat in MASControl 2017
D_EUn_Caf_LitEx_Yr | Lighting | FRACTION | SmrDsn | 2014-01-01 | 2014-12-31 | Constant | 1 | [23 empty] | From eQ_Lib.dat in MASControl 2017
D_EUn_Caf_LitEx_Yr | Lighting | FRACTION | WntrDsn | 2014-01-01 | 2014-12-31 | Constant | 0 | [23 empty] | From eQ_Lib.dat in MASControl 2017
D_EUn_Caf_LitEx_Yr | Lighting | FRACTION | Default¦Hol | 2014-01-01 | 2014-12-31 | Constant | 1 | [23 empty] | From eQ_Lib.dat in MASControl 2017
D_EUn_Caf_LitLF_Yr | Lighting | FRACTION | SmrDsn | 2014-01-01 | 2014-01-11 | Constant | 1 | [23 empty] | From eQ_Lib.dat in MASControl 2017
D_EUn_Caf_LitLF_Yr | Lighting | FRACTION | WntrDsn | 2014-01-01 | 2014-01-11 | Constant | 0 | [23 empty] | From eQ_Lib.dat in MASControl 2017
D_EUn_Caf_LitLF_Yr | Lighting | FRACTION | Default | 2014-01-01 | 2014-01-11 | Constant | 0.035 | [23 empty] | From eQ_Lib.dat in MASControl 2017
D_EUn_Caf_LitLF_Yr | Lighting | FRACTION | Default¦Wkdy | 2014-01-12 | 2014-04-03 | Hourly | 0.1 | 0.1 | 0.1 | 0.1 | 0.1 | 0.1 | 0.2667 | 0.4333 | 0.85 | 0.85 | 0.85 | 0.85 | 0.85 | 0.85 | 0.85 | 0.85 | 0.85 | 0.85 | 0.85 | 0.225 | 0.1 | 0.1 | 0.1 | 0.1 | From eQ_Lib.dat in MASControl 2017
D_EUn_Caf_LitLF_Yr | Lighting | FRACTION | Wknd | 2014-01-12 | 2014-04-03 | Hourly | 0.025 | 0.025 | 0.025 | 0.025 | 0.025 | 0.025 | 0.1028 | 0.1806 | 0.375 | 0.375 | 0.375 | 0.375 | 0.375 | 0.375 | 0.375 | 0.375 | 0.375 | 0.375 | 0.375 | 0.0833 | 0.025 | 0.025 | 0.025 | 0.025 | From eQ_Lib.dat in MASControl 2017
D_EUn_Caf_LitLF_Yr | Lighting | FRACTION | SmrDsn | 2014-04-04 | 2014-04-12 | Constant | 1 | [23 empty] | From eQ_Lib.dat in MASControl 2017
D_EUn_Caf_LitLF_Yr | Lighting | FRACTION | WntrDsn | 2014-04-04 | 2014-04-12 | Constant | 0 | [23 empty] | From eQ_Lib.dat in MASControl 2017
D_EUn_Caf_LitLF_Yr | Lighting | FRACTION | Default | 2014-04-04 | 2014-04-12 | Constant | 0.035 | [23 empty] | From eQ_Lib.dat in MASControl 2017
D_EUn_Caf_LitLF_Yr | Lighting | FRACTION | Default¦Wkdy | 2014-04-13 | 2014-05-22 | Hourly | 0.1 | 0.1 | 0.1 | 0.1 | 0.1 | 0.1 | 0.2667 | 0.4333 | 0.85 | 0.85 | 0.85 | 0.85 | 0.85 | 0.85 | 0.85 | 0.85 | 0.85 | 0.85 | 0.85 | 0.225 | 0.1 | 0.1 | 0.1 | 0.1 | From eQ_Lib.dat in MASControl 2017
D_EUn_Caf_LitLF_Yr | Lighting | FRACTION | Wknd | 2014-04-13 | 2014-05-22 | Hourly | 0.025 | 0.025 | 0.025 | 0.025 | 0.025 | 0.025 | 0.1028 | 0.1806 | 0.375 | 0.375 | 0.375 | 0.375 | 0.375 | 0.375 | 0.375 | 0.375 | 0.375 | 0.375 | 0.375 | 0.0833 | 0.025 | 0.025 | 0.025 | 0.025 | From eQ_Lib.dat in MASControl 2017
D_EUn_Caf_LitLF_Yr | Lighting | FRACTION | SmrDsn | 2014-05-23 | 2014-05-31 | Constant | 1 | [23 empty] | From eQ_Lib.dat in MASControl 2017
D_EUn_Caf_LitLF_Yr | Lighting | FRACTION | WntrDsn | 2014-05-23 | 2014-05-31 | Constant | 0 | [23 empty] | From eQ_Lib.dat in MASControl 2017
D_EUn_Caf_LitLF_Yr | Lighting | FRACTION | Default | 2014-05-23 | 2014-05-31 | Constant | 0.035 | [23 empty] | From eQ_Lib.dat in MASControl 2017
D_EUn_Caf_LitLF_Yr | Lighting | FRACTION | Default¦Wkdy | 2014-06-01 | 2014-08-07 | Hourly | 0.0563 | 0.0563 | 0.0563 | 0.0563 | 0.0563 | 0.0563 | 0.1604 | 0.2646 | 0.525 | 0.525 | 0.525 | 0.525 | 0.525 | 0.525 | 0.525 | 0.525 | 0.525 | 0.525 | 0.525 | 0.1344 | 0.0563 | 0.0563 | 0.0563 | 0.0563 | From eQ_Lib.dat in MASControl 2017
D_EUn_Caf_LitLF_Yr | Lighting | FRACTION | Wknd | 2014-06-01 | 2014-08-07 | Hourly | 0.025 | 0.025 | 0.025 | 0.025 | 0.025 | 0.025 | 0.0695 | 0.114 | 0.2252 | 0.2252 | 0.2252 | 0.2252 | 0.2252 | 0.2252 | 0.2252 | 0.2252 | 0.2252 | 0.2252 | 0.2252 | 0.0584 | 0.025 | 0.025 | 0.025 | 0.025 | From eQ_Lib.dat in MASControl 2017
D_EUn_Caf_LitLF_Yr | Lighting | FRACTION | SmrDsn | 2014-08-08 | 2014-08-16 | Constant | 1 | [23 empty] | From eQ_Lib.dat in MASControl 2017
D_EUn_Caf_LitLF_Yr | Lighting | FRACTION | WntrDsn | 2014-08-08 | 2014-08-16 | Constant | 0 | [23 empty] | From eQ_Lib.dat in MASControl 2017
D_EUn_Caf_LitLF_Yr | Lighting | FRACTION | Default | 2014-08-08 | 2014-08-16 | Constant | 0.035 | [23 empty] | From eQ_Lib.dat in MASControl 2017
D_EUn_Caf_LitLF_Yr | Lighting | FRACTION | Default¦Wkdy | 2014-08-17 | 2014-12-11 | Hourly | 0.1 | 0.1 | 0.1 | 0.1 | 0.1 | 0.1 | 0.2667 | 0.4333 | 0.85 | 0.85 | 0.85 | 0.85 | 0.85 | 0.85 | 0.85 | 0.85 | 0.85 | 0.85 | 0.85 | 0.225 | 0.1 | 0.1 | 0.1 | 0.1 | From eQ_Lib.dat in MASControl 2017
D_EUn_Caf_LitLF_Yr | Lighting | FRACTION | Wknd | 2014-08-17 | 2014-12-11 | Hourly | 0.025 | 0.025 | 0.025 | 0.025 | 0.025 | 0.025 | 0.1028 | 0.1806 | 0.375 | 0.375 | 0.375 | 0.375 | 0.375 | 0.375 | 0.375 | 0.375 | 0.375 | 0.375 | 0.375 | 0.0833 | 0.025 | 0.025 | 0.025 | 0.025 | From eQ_Lib.dat in MASControl 2017
D_EUn_Caf_LitLF_Yr | Lighting | FRACTION | SmrDsn | 2014-12-12 | 2014-12-31 | Constant | 1 | [23 empty] | From eQ_Lib.dat in MASControl 2017
D_EUn_Caf_LitLF_Yr | Lighting | FRACTION | WntrDsn | 2014-12-12 | 2014-12-31 | Constant | 0 | [23 empty] | From eQ_Lib.dat in MASControl 2017
D_EUn_Caf_LitLF_Yr | Lighting | FRACTION | Default | 2014-12-12 | 2014-12-31 | Constant | 0.035 | [23 empty] | From eQ_Lib.dat in MASControl 2017
D_EUn_Caf_LitLF_Yr | Lighting | FRACTION | WntrDsn | 2014-01-01 | 2014-12-31 | Constant | 0 | [23 empty] | From eQ_Lib.dat in MASControl 2017
D_EUn_Caf_LitLF_Yr | Lighting | FRACTION | SmrDsn | 2014-01-01 | 2014-12-31 | Constant | 1 | [23 empty] | From eQ_Lib.dat in MASControl 2017
D_EUn_Caf_LitLF_Yr | Lighting | FRACTION | Hol | 2014-01-01 | 2014-12-31 | Hourly | 0.025 | 0.025 | 0.025 | 0.025 | 0.025 | 0.025 | 0.0695 | 0.114 | 0.2252 | 0.2252 | 0.2252 | 0.2252 | 0.2252 | 0.2252 | 0.2252 | 0.2252 | 0.2252 | 0.2252 | 0.2252 | 0.0584 | 0.025 | 0.025 | 0.025 | 0.025 | From eQ_Lib.dat in MASControl 2017
D_EUn_Caf_LitSp_Yr | Lighting | FRACTION | SmrDsn | 2014-01-01 | 2014-01-11 | Constant | 1 | [23 empty] | From eQ_Lib.dat in MASControl 2017
D_EUn_Caf_LitSp_Yr | Lighting | FRACTION | WntrDsn | 2014-01-01 | 2014-01-11 | Constant | 0 | [23 empty] | From eQ_Lib.dat in MASControl 2017
D_EUn_Caf_LitSp_Yr | Lighting | FRACTION | Default | 2014-01-01 | 2014-01-11 | Constant | 0.035 | [23 empty] | From eQ_Lib.dat in MASControl 2017
D_EUn_Caf_LitSp_Yr | Lighting | FRACTION | Default¦Wkdy | 2014-01-12 | 2014-04-03 | Hourly | 0.1 | 0.1 | 0.1 | 0.1 | 0.1 | 0.1 | 0.3 | 0.5 | 1 | 1 | 1 | 1 | 1 | 1 | 1 | 1 | 1 | 1 | 1 | 0.25 | 0.1 | 0.1 | 0.1 | 0.1 | From eQ_Lib.dat in MASControl 2017
D_EUn_Caf_LitSp_Yr | Lighting | FRACTION | Wknd | 2014-01-12 | 2014-04-03 | Hourly | 0.05 | 0.05 | 0.05 | 0.05 | 0.05 | 0.05 | 0.2056 | 0.3611 | 0.75 | 0.75 | 0.75 | 0.75 | 0.75 | 0.75 | 0.75 | 0.75 | 0.75 | 0.75 | 0.75 | 0.1667 | 0.05 | 0.05 | 0.05 | 0.05 | From eQ_Lib.dat in MASControl 2017
D_EUn_Caf_LitSp_Yr | Lighting | FRACTION | SmrDsn | 2014-04-04 | 2014-04-12 | Constant | 1 | [23 empty] | From eQ_Lib.dat in MASControl 2017
D_EUn_Caf_LitSp_Yr | Lighting | FRACTION | WntrDsn | 2014-04-04 | 2014-04-12 | Constant | 0 | [23 empty] | From eQ_Lib.dat in MASControl 2017
D_EUn_Caf_LitSp_Yr | Lighting | FRACTION | Default | 2014-04-04 | 2014-04-12 | Constant | 0.035 | [23 empty] | From eQ_Lib.dat in MASControl 2017
D_EUn_Caf_LitSp_Yr | Lighting | FRACTION | Default¦Wkdy | 2014-04-13 | 2014-05-22 | Hourly | 0.1 | 0.1 | 0.1 | 0.1 | 0.1 | 0.1 | 0.3 | 0.5 | 1 | 1 | 1 | 1 | 1 | 1 | 1 | 1 | 1 | 1 | 1 | 0.25 | 0.1 | 0.1 | 0.1 | 0.1 | From eQ_Lib.dat in MASControl 2017
D_EUn_Caf_LitSp_Yr | Lighting | FRACTION | Wknd | 2014-04-13 | 2014-05-22 | Hourly | 0.05 | 0.05 | 0.05 | 0.05 | 0.05 | 0.05 | 0.2056 | 0.3611 | 0.75 | 0.75 | 0.75 | 0.75 | 0.75 | 0.75 | 0.75 | 0.75 | 0.75 | 0.75 | 0.75 | 0.1667 | 0.05 | 0.05 | 0.05 | 0.05 | From eQ_Lib.dat in MASControl 2017
D_EUn_Caf_LitSp_Yr | Lighting | FRACTION | SmrDsn | 2014-05-23 | 2014-05-31 | Constant | 1 | [23 empty] | From eQ_Lib.dat in MASControl 2017
D_EUn_Caf_LitSp_Yr | Lighting | FRACTION | WntrDsn | 2014-05-23 | 2014-05-31 | Constant | 0 | [23 empty] | From eQ_Lib.dat in MASControl 2017
D_EUn_Caf_LitSp_Yr | Lighting | FRACTION | Default | 2014-05-23 | 2014-05-31 | Constant | 0.035 | [23 empty] | From eQ_Lib.dat in MASControl 2017
D_EUn_Caf_LitSp_Yr | Lighting | FRACTION | Default¦Wkdy | 2014-06-01 | 2014-08-07 | Hourly | 0.075 | 0.075 | 0.075 | 0.075 | 0.075 | 0.075 | 0.225 | 0.375 | 0.75 | 0.75 | 0.75 | 0.75 | 0.75 | 0.75 | 0.75 | 0.75 | 0.75 | 0.75 | 0.75 | 0.1875 | 0.075 | 0.075 | 0.075 | 0.075 | From eQ_Lib.dat in MASControl 2017
D_EUn_Caf_LitSp_Yr | Lighting | FRACTION | Wknd | 2014-06-01 | 2014-08-07 | Hourly | 0.05 | 0.05 | 0.05 | 0.05 | 0.05 | 0.05 | 0.164 | 0.278 | 0.563 | 0.563 | 0.563 | 0.563 | 0.563 | 0.563 | 0.563 | 0.563 | 0.563 | 0.563 | 0.563 | 0.1355 | 0.05 | 0.05 | 0.05 | 0.05 | From eQ_Lib.dat in MASControl 2017
D_EUn_Caf_LitSp_Yr | Lighting | FRACTION | SmrDsn | 2014-08-08 | 2014-08-16 | Constant | 1 | [23 empty] | From eQ_Lib.dat in MASControl 2017
D_EUn_Caf_LitSp_Yr | Lighting | FRACTION | WntrDsn | 2014-08-08 | 2014-08-16 | Constant | 0 | [23 empty] | From eQ_Lib.dat in MASControl 2017
D_EUn_Caf_LitSp_Yr | Lighting | FRACTION | Default | 2014-08-08 | 2014-08-16 | Constant | 0.035 | [23 empty] | From eQ_Lib.dat in MASControl 2017
D_EUn_Caf_LitSp_Yr | Lighting | FRACTION | Default¦Wkdy | 2014-08-17 | 2014-12-11 | Hourly | 0.1 | 0.1 | 0.1 | 0.1 | 0.1 | 0.1 | 0.3 | 0.5 | 1 | 1 | 1 | 1 | 1 | 1 | 1 | 1 | 1 | 1 | 1 | 0.25 | 0.1 | 0.1 | 0.1 | 0.1 | From eQ_Lib.dat in MASControl 2017
D_EUn_Caf_LitSp_Yr | Lighting | FRACTION | Wknd | 2014-08-17 | 2014-12-11 | Hourly | 0.05 | 0.05 | 0.05 | 0.05 | 0.05 | 0.05 | 0.2056 | 0.3611 | 0.75 | 0.75 | 0.75 | 0.75 | 0.75 | 0.75 | 0.75 | 0.75 | 0.75 | 0.75 | 0.75 | 0.1667 | 0.05 | 0.05 | 0.05 | 0.05 | From eQ_Lib.dat in MASControl 2017
D_EUn_Caf_LitSp_Yr | Lighting | FRACTION | SmrDsn | 2014-12-12 | 2014-12-31 | Constant | 1 | [23 empty] | From eQ_Lib.dat in MASControl 2017
D_EUn_Caf_LitSp_Yr | Lighting | FRACTION | WntrDsn | 2014-12-12 | 2014-12-31 | Constant | 0 | [23 empty] | From eQ_Lib.dat in MASControl 2017
D_EUn_Caf_LitSp_Yr | Lighting | FRACTION | Default | 2014-12-12 | 2014-12-31 | Constant | 0.035 | [23 empty] | From eQ_Lib.dat in MASControl 2017
D_EUn_Caf_LitSp_Yr | Lighting | FRACTION | WntrDsn | 2014-01-01 | 2014-12-31 | Constant | 0 | [23 empty] | From eQ_Lib.dat in MASControl 2017
D_EUn_Caf_LitSp_Yr | Lighting | FRACTION | SmrDsn | 2014-01-01 | 2014-12-31 | Constant | 1 | [23 empty] | From eQ_Lib.dat in MASControl 2017
D_EUn_Caf_LitSp_Yr | Lighting | FRACTION | Hol | 2014-01-01 | 2014-12-31 | Hourly | 0.05 | 0.05 | 0.05 | 0.05 | 0.05 | 0.05 | 0.164 | 0.278 | 0.563 | 0.563 | 0.563 | 0.563 | 0.563 | 0.563 | 0.563 | 0.563 | 0.563 | 0.563 | 0.563 | 0.1355 | 0.05 | 0.05 | 0.05 | 0.05 | From eQ_Lib.dat in MASControl 2017
D_EUn_Caf_Misc_Yr | Equipment | FRACTION | SmrDsn | 2014-01-01 | 2014-01-11 | Constant | 1 | [23 empty] | From eQ_Lib.dat in MASControl 2017
D_EUn_Caf_Misc_Yr | Equipment | FRACTION | WntrDsn | 2014-01-01 | 2014-01-11 | Constant | 0 | [23 empty] | From eQ_Lib.dat in MASControl 2017
D_EUn_Caf_Misc_Yr | Equipment | FRACTION | Default | 2014-01-01 | 2014-01-11 | Constant | 0 | [23 empty] | From eQ_Lib.dat in MASControl 2017
D_EUn_Caf_Misc_Yr | Equipment | FRACTION | Default¦Wkdy | 2014-01-12 | 2014-04-03 | Hourly | 0 | 0 | 0 | 0 | 0 | 0 | 0.6 | 0.6 | 0.6 | 0.6 | 0.6 | 0.6 | 0.6 | 0.6 | 0.6 | 0.6 | 0.6 | 0.6 | 0.6 | 0.1 | 0 | 0 | 0 | 0 | From eQ_Lib.dat in MASControl 2017
D_EUn_Caf_Misc_Yr | Equipment | FRACTION | Wknd | 2014-01-12 | 2014-04-03 | Hourly | 0 | 0 | 0 | 0 | 0 | 0 | 0.4998 | 0.4998 | 0.4998 | 0.4998 | 0.4998 | 0.4998 | 0.4998 | 0.4998 | 0.4998 | 0.4998 | 0.4998 | 0.4998 | 0.4998 | 0.0833 | 0 | 0 | 0 | 0 | From eQ_Lib.dat in MASControl 2017
D_EUn_Caf_Misc_Yr | Equipment | FRACTION | SmrDsn | 2014-04-04 | 2014-04-12 | Constant | 1 | [23 empty] | From eQ_Lib.dat in MASControl 2017
D_EUn_Caf_Misc_Yr | Equipment | FRACTION | WntrDsn | 2014-04-04 | 2014-04-12 | Constant | 0 | [23 empty] | From eQ_Lib.dat in MASControl 2017
D_EUn_Caf_Misc_Yr | Equipment | FRACTION | Default | 2014-04-04 | 2014-04-12 | Constant | 0 | [23 empty] | From eQ_Lib.dat in MASControl 2017
D_EUn_Caf_Misc_Yr | Equipment | FRACTION | Default¦Wkdy | 2014-04-13 | 2014-05-22 | Hourly | 0 | 0 | 0 | 0 | 0 | 0 | 0.6 | 0.6 | 0.6 | 0.6 | 0.6 | 0.6 | 0.6 | 0.6 | 0.6 | 0.6 | 0.6 | 0.6 | 0.6 | 0.1 | 0 | 0 | 0 | 0 | From eQ_Lib.dat in MASControl 2017
D_EUn_Caf_Misc_Yr | Equipment | FRACTION | Wknd | 2014-04-13 | 2014-05-22 | Hourly | 0 | 0 | 0 | 0 | 0 | 0 | 0.4998 | 0.4998 | 0.4998 | 0.4998 | 0.4998 | 0.4998 | 0.4998 | 0.4998 | 0.4998 | 0.4998 | 0.4998 | 0.4998 | 0.4998 | 0.0833 | 0 | 0 | 0 | 0 | From eQ_Lib.dat in MASControl 2017
D_EUn_Caf_Misc_Yr | Equipment | FRACTION | SmrDsn | 2014-05-23 | 2014-05-31 | Constant | 1 | [23 empty] | From eQ_Lib.dat in MASControl 2017
D_EUn_Caf_Misc_Yr | Equipment | FRACTION | WntrDsn | 2014-05-23 | 2014-05-31 | Constant | 0 | [23 empty] | From eQ_Lib.dat in MASControl 2017
D_EUn_Caf_Misc_Yr | Equipment | FRACTION | Default | 2014-05-23 | 2014-05-31 | Constant | 0 | [23 empty] | From eQ_Lib.dat in MASControl 2017
D_EUn_Caf_Misc_Yr | Equipment | FRACTION | Default¦Wkdy | 2014-06-01 | 2014-08-07 | Hourly | 0 | 0 | 0 | 0 | 0 | 0 | 0.45 | 0.45 | 0.45 | 0.45 | 0.45 | 0.45 | 0.45 | 0.45 | 0.45 | 0.45 | 0.45 | 0.45 | 0.45 | 0.075 | 0 | 0 | 0 | 0 | From eQ_Lib.dat in MASControl 2017
D_EUn_Caf_Misc_Yr | Equipment | FRACTION | Wknd | 2014-06-01 | 2014-08-07 | Hourly | 0 | 0 | 0 | 0 | 0 | 0 | 0.2502 | 0.2502 | 0.2502 | 0.2502 | 0.2502 | 0.2502 | 0.2502 | 0.2502 | 0.2502 | 0.2502 | 0.2502 | 0.2502 | 0.2502 | 0.0417 | 0 | 0 | 0 | 0 | From eQ_Lib.dat in MASControl 2017
D_EUn_Caf_Misc_Yr | Equipment | FRACTION | SmrDsn | 2014-08-08 | 2014-08-16 | Constant | 1 | [23 empty] | From eQ_Lib.dat in MASControl 2017
D_EUn_Caf_Misc_Yr | Equipment | FRACTION | WntrDsn | 2014-08-08 | 2014-08-16 | Constant | 0 | [23 empty] | From eQ_Lib.dat in MASControl 2017
D_EUn_Caf_Misc_Yr | Equipment | FRACTION | Default | 2014-08-08 | 2014-08-16 | Constant | 0 | [23 empty] | From eQ_Lib.dat in MASControl 2017
D_EUn_Caf_Misc_Yr | Equipment | FRACTION | Default¦Wkdy | 2014-08-17 | 2014-12-11 | Hourly | 0 | 0 | 0 | 0 | 0 | 0 | 0.6 | 0.6 | 0.6 | 0.6 | 0.6 | 0.6 | 0.6 | 0.6 | 0.6 | 0.6 | 0.6 | 0.6 | 0.6 | 0.1 | 0 | 0 | 0 | 0 | From eQ_Lib.dat in MASControl 2017
D_EUn_Caf_Misc_Yr | Equipment | FRACTION | Wknd | 2014-08-17 | 2014-12-11 | Hourly | 0 | 0 | 0 | 0 | 0 | 0 | 0.4998 | 0.4998 | 0.4998 | 0.4998 | 0.4998 | 0.4998 | 0.4998 | 0.4998 | 0.4998 | 0.4998 | 0.4998 | 0.4998 | 0.4998 | 0.0833 | 0 | 0 | 0 | 0 | From eQ_Lib.dat in MASControl 2017
D_EUn_Caf_Misc_Yr | Equipment | FRACTION | SmrDsn | 2014-12-12 | 2014-12-31 | Constant | 1 | [23 empty] | From eQ_Lib.dat in MASControl 2017
D_EUn_Caf_Misc_Yr | Equipment | FRACTION | WntrDsn | 2014-12-12 | 2014-12-31 | Constant | 0 | [23 empty] | From eQ_Lib.dat in MASControl 2017
D_EUn_Caf_Misc_Yr | Equipment | FRACTION | Default | 2014-12-12 | 2014-12-31 | Constant | 0 | [23 empty] | From eQ_Lib.dat in MASControl 2017
D_EUn_Caf_Misc_Yr | Equipment | FRACTION | WntrDsn | 2014-01-01 | 2014-12-31 | Constant | 0 | [23 empty] | From eQ_Lib.dat in MASControl 2017
D_EUn_Caf_Misc_Yr | Equipment | FRACTION | SmrDsn | 2014-01-01 | 2014-12-31 | Constant | 1 | [23 empty] | From eQ_Lib.dat in MASControl 2017
D_EUn_Caf_Misc_Yr | Equipment | FRACTION | Hol | 2014-01-01 | 2014-12-31 | Hourly | 0 | 0 | 0 | 0 | 0 | 0 | 0.2502 | 0.2502 | 0.2502 | 0.2502 | 0.2502 | 0.2502 | 0.2502 | 0.2502 | 0.2502 | 0.2502 | 0.2502 | 0.2502 | 0.2502 | 0.0417 | 0 | 0 | 0 | 0 | From eQ_Lib.dat in MASControl 2017
D_EUn_Caf_Occup_Yr | Occupancy | FRACTION | SmrDsn | 2014-01-01 | 2014-01-11 | Constant | 1 | [23 empty] | From eQ_Lib.dat in MASControl 2017
D_EUn_Caf_Occup_Yr | Occupancy | FRACTION | WntrDsn | 2014-01-01 | 2014-01-11 | Constant | 0 | [23 empty] | From eQ_Lib.dat in MASControl 2017
D_EUn_Caf_Occup_Yr | Occupancy | FRACTION | Default | 2014-01-01 | 2014-01-11 | Constant | 0 | [23 empty] | From eQ_Lib.dat in MASControl 2017
D_EUn_Caf_Occup_Yr | Occupancy | FRACTION | Default¦Wkdy | 2014-01-12 | 2014-04-03 | Hourly | 0 | 0 | 0 | 0 | 0 | 0 | 0.2 | 0.4 | 0.6 | 0.4 | 0.3 | 0.9 | 0.9 | 0.3 | 0.3 | 0.4 | 0.75 | 0.9 | 0.75 | 0.2 | 0 | 0 | 0 | 0 | From eQ_Lib.dat in MASControl 2017
D_EUn_Caf_Occup_Yr | Occupancy | FRACTION | Wknd | 2014-01-12 | 2014-04-03 | Hourly | 0 | 0 | 0 | 0 | 0 | 0 | 0.0778 | 0.1556 | 0.2334 | 0.1556 | 0.1167 | 0.3501 | 0.3501 | 0.1167 | 0.1167 | 0.1556 | 0.2918 | 0.3501 | 0.2918 | 0.0778 | 0 | 0 | 0 | 0 | From eQ_Lib.dat in MASControl 2017
D_EUn_Caf_Occup_Yr | Occupancy | FRACTION | SmrDsn | 2014-04-04 | 2014-04-12 | Constant | 1 | [23 empty] | From eQ_Lib.dat in MASControl 2017
D_EUn_Caf_Occup_Yr | Occupancy | FRACTION | WntrDsn | 2014-04-04 | 2014-04-12 | Constant | 0 | [23 empty] | From eQ_Lib.dat in MASControl 2017
D_EUn_Caf_Occup_Yr | Occupancy | FRACTION | Default | 2014-04-04 | 2014-04-12 | Constant | 0 | [23 empty] | From eQ_Lib.dat in MASControl 2017
D_EUn_Caf_Occup_Yr | Occupancy | FRACTION | Default¦Wkdy | 2014-04-13 | 2014-05-22 | Hourly | 0 | 0 | 0 | 0 | 0 | 0 | 0.2 | 0.4 | 0.6 | 0.4 | 0.3 | 0.9 | 0.9 | 0.3 | 0.3 | 0.4 | 0.75 | 0.9 | 0.75 | 0.2 | 0 | 0 | 0 | 0 | From eQ_Lib.dat in MASControl 2017
D_EUn_Caf_Occup_Yr | Occupancy | FRACTION | Wknd | 2014-04-13 | 2014-05-22 | Hourly | 0 | 0 | 0 | 0 | 0 | 0 | 0.0778 | 0.1556 | 0.2334 | 0.1556 | 0.1167 | 0.3501 | 0.3501 | 0.1167 | 0.1167 | 0.1556 | 0.2918 | 0.3501 | 0.2918 | 0.0778 | 0 | 0 | 0 | 0 | From eQ_Lib.dat in MASControl 2017
D_EUn_Caf_Occup_Yr | Occupancy | FRACTION | SmrDsn | 2014-05-23 | 2014-05-31 | Constant | 1 | [23 empty] | From eQ_Lib.dat in MASControl 2017
D_EUn_Caf_Occup_Yr | Occupancy | FRACTION | WntrDsn | 2014-05-23 | 2014-05-31 | Constant | 0 | [23 empty] | From eQ_Lib.dat in MASControl 2017
D_EUn_Caf_Occup_Yr | Occupancy | FRACTION | Default | 2014-05-23 | 2014-05-31 | Constant | 0 | [23 empty] | From eQ_Lib.dat in MASControl 2017
D_EUn_Caf_Occup_Yr | Occupancy | FRACTION | Default¦Wkdy | 2014-06-01 | 2014-08-07 | Hourly | 0 | 0 | 0 | 0 | 0 | 0 | 0.1 | 0.2 | 0.3 | 0.2 | 0.15 | 0.45 | 0.45 | 0.15 | 0.15 | 0.2 | 0.375 | 0.45 | 0.375 | 0.1 | 0 | 0 | 0 | 0 | From eQ_Lib.dat in MASControl 2017
D_EUn_Caf_Occup_Yr | Occupancy | FRACTION | Wknd | 2014-06-01 | 2014-08-07 | Hourly | 0 | 0 | 0 | 0 | 0 | 0 | 0.0388 | 0.0776 | 0.1164 | 0.0776 | 0.0582 | 0.1746 | 0.1746 | 0.0582 | 0.0582 | 0.0776 | 0.1455 | 0.1746 | 0.1455 | 0.0388 | 0 | 0 | 0 | 0 | From eQ_Lib.dat in MASControl 2017
D_EUn_Caf_Occup_Yr | Occupancy | FRACTION | SmrDsn | 2014-08-08 | 2014-08-16 | Constant | 1 | [23 empty] | From eQ_Lib.dat in MASControl 2017
D_EUn_Caf_Occup_Yr | Occupancy | FRACTION | WntrDsn | 2014-08-08 | 2014-08-16 | Constant | 0 | [23 empty] | From eQ_Lib.dat in MASControl 2017
D_EUn_Caf_Occup_Yr | Occupancy | FRACTION | Default | 2014-08-08 | 2014-08-16 | Constant | 0 | [23 empty] | From eQ_Lib.dat in MASControl 2017
D_EUn_Caf_Occup_Yr | Occupancy | FRACTION | Default¦Wkdy | 2014-08-17 | 2014-12-11 | Hourly | 0 | 0 | 0 | 0 | 0 | 0 | 0.2 | 0.4 | 0.6 | 0.4 | 0.3 | 0.9 | 0.9 | 0.3 | 0.3 | 0.4 | 0.75 | 0.9 | 0.75 | 0.2 | 0 | 0 | 0 | 0 | From eQ_Lib.dat in MASControl 2017
D_EUn_Caf_Occup_Yr | Occupancy | FRACTION | Wknd | 2014-08-17 | 2014-12-11 | Hourly | 0 | 0 | 0 | 0 | 0 | 0 | 0.0778 | 0.1556 | 0.2334 | 0.1556 | 0.1167 | 0.3501 | 0.3501 | 0.1167 | 0.1167 | 0.1556 | 0.2918 | 0.3501 | 0.2918 | 0.0778 | 0 | 0 | 0 | 0 | From eQ_Lib.dat in MASControl 2017
D_EUn_Caf_Occup_Yr | Occupancy | FRACTION | SmrDsn | 2014-12-12 | 2014-12-31 | Constant | 1 | [23 empty] | From eQ_Lib.dat in MASControl 2017
D_EUn_Caf_Occup_Yr | Occupancy | FRACTION | WntrDsn | 2014-12-12 | 2014-12-31 | Constant | 0 | [23 empty] | From eQ_Lib.dat in MASControl 2017
D_EUn_Caf_Occup_Yr | Occupancy | FRACTION | Default | 2014-12-12 | 2014-12-31 | Constant | 0 | [23 empty] | From eQ_Lib.dat in MASControl 2017
D_EUn_Caf_Occup_Yr | Occupancy | FRACTION | WntrDsn | 2014-01-01 | 2014-12-31 | Constant | 0 | [23 empty] | From eQ_Lib.dat in MASControl 2017
D_EUn_Caf_Occup_Yr | Occupancy | FRACTION | SmrDsn | 2014-01-01 | 2014-12-31 | Constant | 1 | [23 empty] | From eQ_Lib.dat in MASControl 2017
D_EUn_Caf_Occup_Yr | Occupancy | FRACTION | Hol | 2014-01-01 | 2014-12-31 | Hourly | 0 | 0 | 0 | 0 | 0 | 0 | 0.0388 | 0.0776 | 0.1164 | 0.0776 | 0.0582 | 0.1746 | 0.1746 | 0.0582 | 0.0582 | 0.0776 | 0.1455 | 0.1746 | 0.1455 | 0.0388 | 0 | 0 | 0 | 0 | From eQ_Lib.dat in MASControl 2017
D_EUn_Clrm_LitCFL_Yr | Lighting | FRACTION | SmrDsn | 2014-01-01 | 2014-01-11 | Constant | 1 | [23 empty] | From eQ_Lib.dat in MASControl 2017
D_EUn_Clrm_LitCFL_Yr | Lighting | FRACTION | WntrDsn | 2014-01-01 | 2014-01-11 | Constant | 0 | [23 empty] | From eQ_Lib.dat in MASControl 2017
D_EUn_Clrm_LitCFL_Yr | Lighting | FRACTION | Default | 2014-01-01 | 2014-01-11 | Constant | 0.035 | [23 empty] | From eQ_Lib.dat in MASControl 2017
D_EUn_Clrm_LitCFL_Yr | Lighting | FRACTION | Default¦Wkdy | 2014-01-12 | 2014-04-03 | Hourly | 0.08 | 0.08 | 0.08 | 0.08 | 0.08 | 0.08 | 0.3737 | 0.5695 | 0.7 | 0.7 | 0.7 | 0.6347 | 0.6347 | 0.6347 | 0.7 | 0.7 | 0.7 | 0.6347 | 0.6347 | 0.6347 | 0.5695 | 0.5042 | 0.3737 | 0.1779 | From eQ_Lib.dat in MASControl 2017
D_EUn_Clrm_LitCFL_Yr | Lighting | FRACTION | Sat | 2014-01-12 | 2014-04-03 | Hourly | 0.065 | 0.065 | 0.065 | 0.065 | 0.065 | 0.065 | 0.065 | 0.3689 | 0.45 | 0.45 | 0.45 | 0.4095 | 0.4095 | 0.4095 | 0.45 | 0.45 | 0.3284 | 0.2068 | 0.1258 | 0.065 | 0.065 | 0.065 | 0.065 | 0.065 | From eQ_Lib.dat in MASControl 2017
D_EUn_Clrm_LitCFL_Yr | Lighting | FRACTION | Sun | 2014-01-12 | 2014-04-03 | Hourly | 0.065 | 0.065 | 0.065 | 0.065 | 0.065 | 0.065 | 0.065 | 0.065 | 0.065 | 0.065 | 0.45 | 0.45 | 0.065 | 0.065 | 0.065 | 0.065 | 0.065 | 0.065 | 0.065 | 0.065 | 0.065 | 0.065 | 0.065 | 0.065 | From eQ_Lib.dat in MASControl 2017
D_EUn_Clrm_LitCFL_Yr | Lighting | FRACTION | SmrDsn | 2014-04-04 | 2014-04-12 | Constant | 1 | [23 empty] | From eQ_Lib.dat in MASControl 2017
D_EUn_Clrm_LitCFL_Yr | Lighting | FRACTION | WntrDsn | 2014-04-04 | 2014-04-12 | Constant | 0 | [23 empty] | From eQ_Lib.dat in MASControl 2017
D_EUn_Clrm_LitCFL_Yr | Lighting | FRACTION | Default | 2014-04-04 | 2014-04-12 | Constant | 0.035 | [23 empty] | From eQ_Lib.dat in MASControl 2017
D_EUn_Clrm_LitCFL_Yr | Lighting | FRACTION | Default¦Wkdy | 2014-04-13 | 2014-05-22 | Hourly | 0.08 | 0.08 | 0.08 | 0.08 | 0.08 | 0.08 | 0.3737 | 0.5695 | 0.7 | 0.7 | 0.7 | 0.6347 | 0.6347 | 0.6347 | 0.7 | 0.7 | 0.7 | 0.6347 | 0.6347 | 0.6347 | 0.5695 | 0.5042 | 0.3737 | 0.1779 | From eQ_Lib.dat in MASControl 2017
D_EUn_Clrm_LitCFL_Yr | Lighting | FRACTION | Sat | 2014-04-13 | 2014-05-22 | Hourly | 0.065 | 0.065 | 0.065 | 0.065 | 0.065 | 0.065 | 0.065 | 0.3689 | 0.45 | 0.45 | 0.45 | 0.4095 | 0.4095 | 0.4095 | 0.45 | 0.45 | 0.3284 | 0.2068 | 0.1258 | 0.065 | 0.065 | 0.065 | 0.065 | 0.065 | From eQ_Lib.dat in MASControl 2017
D_EUn_Clrm_LitCFL_Yr | Lighting | FRACTION | Sun | 2014-04-13 | 2014-05-22 | Hourly | 0.065 | 0.065 | 0.065 | 0.065 | 0.065 | 0.065 | 0.065 | 0.065 | 0.065 | 0.065 | 0.45 | 0.45 | 0.065 | 0.065 | 0.065 | 0.065 | 0.065 | 0.065 | 0.065 | 0.065 | 0.065 | 0.065 | 0.065 | 0.065 | From eQ_Lib.dat in MASControl 2017
D_EUn_Clrm_LitCFL_Yr | Lighting | FRACTION | SmrDsn | 2014-05-23 | 2014-05-31 | Constant | 1 | [23 empty] | From eQ_Lib.dat in MASControl 2017
D_EUn_Clrm_LitCFL_Yr | Lighting | FRACTION | WntrDsn | 2014-05-23 | 2014-05-31 | Constant | 0 | [23 empty] | From eQ_Lib.dat in MASControl 2017
D_EUn_Clrm_LitCFL_Yr | Lighting | FRACTION | Default | 2014-05-23 | 2014-05-31 | Constant | 0.035 | [23 empty] | From eQ_Lib.dat in MASControl 2017
D_EUn_Clrm_LitCFL_Yr | Lighting | FRACTION | Default¦Wkdy | 2014-06-01 | 2014-08-07 | Hourly | 0.08 | 0.08 | 0.08 | 0.08 | 0.08 | 0.08 | 0.2553 | 0.3721 | 0.45 | 0.45 | 0.45 | 0.4111 | 0.4111 | 0.4111 | 0.45 | 0.45 | 0.45 | 0.4111 | 0.4111 | 0.3721 | 0.3332 | 0.2553 | 0.1384 | 0.08 | From eQ_Lib.dat in MASControl 2017
D_EUn_Clrm_LitCFL_Yr | Lighting | FRACTION | Sat | 2014-06-01 | 2014-08-07 | Hourly | 0.065 | 0.065 | 0.065 | 0.065 | 0.065 | 0.065 | 0.065 | 0.1913 | 0.225 | 0.225 | 0.225 | 0.2082 | 0.2082 | 0.2082 | 0.225 | 0.1745 | 0.1239 | 0.0903 | 0.065 | 0.065 | 0.065 | 0.065 | 0.065 | 0.065 | From eQ_Lib.dat in MASControl 2017
D_EUn_Clrm_LitCFL_Yr | Lighting | FRACTION | Sun | 2014-06-01 | 2014-08-07 | Hourly | 0.065 | 0.065 | 0.065 | 0.065 | 0.065 | 0.065 | 0.065 | 0.065 | 0.065 | 0.065 | 0.225 | 0.225 | 0.065 | 0.065 | 0.065 | 0.065 | 0.065 | 0.065 | 0.065 | 0.065 | 0.065 | 0.065 | 0.065 | 0.065 | From eQ_Lib.dat in MASControl 2017
D_EUn_Clrm_LitCFL_Yr | Lighting | FRACTION | SmrDsn | 2014-08-08 | 2014-08-16 | Constant | 1 | [23 empty] | From eQ_Lib.dat in MASControl 2017
D_EUn_Clrm_LitCFL_Yr | Lighting | FRACTION | WntrDsn | 2014-08-08 | 2014-08-16 | Constant | 0 | [23 empty] | From eQ_Lib.dat in MASControl 2017
D_EUn_Clrm_LitCFL_Yr | Lighting | FRACTION | Default | 2014-08-08 | 2014-08-16 | Constant | 0.035 | [23 empty] | From eQ_Lib.dat in MASControl 2017
D_EUn_Clrm_LitCFL_Yr | Lighting | FRACTION | Default¦Wkdy | 2014-08-17 | 2014-12-11 | Hourly | 0.08 | 0.08 | 0.08 | 0.08 | 0.08 | 0.08 | 0.3737 | 0.5695 | 0.7 | 0.7 | 0.7 | 0.6347 | 0.6347 | 0.6347 | 0.7 | 0.7 | 0.7 | 0.6347 | 0.6347 | 0.6347 | 0.5695 | 0.5042 | 0.3737 | 0.1779 | From eQ_Lib.dat in MASControl 2017
D_EUn_Clrm_LitCFL_Yr | Lighting | FRACTION | Sat | 2014-08-17 | 2014-12-11 | Hourly | 0.065 | 0.065 | 0.065 | 0.065 | 0.065 | 0.065 | 0.065 | 0.3689 | 0.45 | 0.45 | 0.45 | 0.4095 | 0.4095 | 0.4095 | 0.45 | 0.45 | 0.3284 | 0.2068 | 0.1258 | 0.065 | 0.065 | 0.065 | 0.065 | 0.065 | From eQ_Lib.dat in MASControl 2017
D_EUn_Clrm_LitCFL_Yr | Lighting | FRACTION | Sun | 2014-08-17 | 2014-12-11 | Hourly | 0.065 | 0.065 | 0.065 | 0.065 | 0.065 | 0.065 | 0.065 | 0.065 | 0.065 | 0.065 | 0.45 | 0.45 | 0.065 | 0.065 | 0.065 | 0.065 | 0.065 | 0.065 | 0.065 | 0.065 | 0.065 | 0.065 | 0.065 | 0.065 | From eQ_Lib.dat in MASControl 2017
D_EUn_Clrm_LitCFL_Yr | Lighting | FRACTION | SmrDsn | 2014-12-12 | 2014-12-31 | Constant | 1 | [23 empty] | From eQ_Lib.dat in MASControl 2017
D_EUn_Clrm_LitCFL_Yr | Lighting | FRACTION | WntrDsn | 2014-12-12 | 2014-12-31 | Constant | 0 | [23 empty] | From eQ_Lib.dat in MASControl 2017
D_EUn_Clrm_LitCFL_Yr | Lighting | FRACTION | Default | 2014-12-12 | 2014-12-31 | Constant | 0.035 | [23 empty] | From eQ_Lib.dat in MASControl 2017
D_EUn_Clrm_LitCFL_Yr | Lighting | FRACTION | WntrDsn | 2014-01-01 | 2014-12-31 | Constant | 0 | [23 empty] | From eQ_Lib.dat in MASControl 2017
D_EUn_Clrm_LitCFL_Yr | Lighting | FRACTION | SmrDsn | 2014-01-01 | 2014-12-31 | Constant | 1 | [23 empty] | From eQ_Lib.dat in MASControl 2017
D_EUn_Clrm_LitCFL_Yr | Lighting | FRACTION | Hol | 2014-01-01 | 2014-12-31 | Hourly | 0.065 | 0.065 | 0.065 | 0.065 | 0.065 | 0.065 | 0.065 | 0.065 | 0.065 | 0.065 | 0.225 | 0.225 | 0.065 | 0.065 | 0.065 | 0.065 | 0.065 | 0.065 | 0.065 | 0.065 | 0.065 | 0.065 | 0.065 | 0.065 | From eQ_Lib.dat in MASControl 2017
D_EUn_Clrm_LitEx_Yr | Lighting | FRACTION | SmrDsn | 2014-01-01 | 2014-12-31 | Constant | 1 | [23 empty] | From eQ_Lib.dat in MASControl 2017
D_EUn_Clrm_LitEx_Yr | Lighting | FRACTION | WntrDsn | 2014-01-01 | 2014-12-31 | Constant | 0 | [23 empty] | From eQ_Lib.dat in MASControl 2017
D_EUn_Clrm_LitEx_Yr | Lighting | FRACTION | Default¦Hol | 2014-01-01 | 2014-12-31 | Constant | 1 | [23 empty] | From eQ_Lib.dat in MASControl 2017
D_EUn_Clrm_LitLF_Yr | Lighting | FRACTION | SmrDsn | 2014-01-01 | 2014-01-11 | Constant | 1 | [23 empty] | From eQ_Lib.dat in MASControl 2017
D_EUn_Clrm_LitLF_Yr | Lighting | FRACTION | WntrDsn | 2014-01-01 | 2014-01-11 | Constant | 0 | [23 empty] | From eQ_Lib.dat in MASControl 2017
D_EUn_Clrm_LitLF_Yr | Lighting | FRACTION | Default | 2014-01-01 | 2014-01-11 | Constant | 0.035 | [23 empty] | From eQ_Lib.dat in MASControl 2017
D_EUn_Clrm_LitLF_Yr | Lighting | FRACTION | Default¦Wkdy | 2014-01-12 | 2014-04-03 | Hourly | 0.05 | 0.05 | 0.05 | 0.05 | 0.05 | 0.05 | 0.3579 | 0.5632 | 0.7 | 0.7 | 0.7 | 0.6316 | 0.6316 | 0.6316 | 0.7 | 0.7 | 0.7 | 0.6316 | 0.6316 | 0.6316 | 0.5632 | 0.4947 | 0.3579 | 0.1526 | From eQ_Lib.dat in MASControl 2017
D_EUn_Clrm_LitLF_Yr | Lighting | FRACTION | Sat | 2014-01-12 | 2014-04-03 | Hourly | 0.05 | 0.05 | 0.05 | 0.05 | 0.05 | 0.05 | 0.05 | 0.2079 | 0.25 | 0.25 | 0.25 | 0.2289 | 0.2289 | 0.2289 | 0.25 | 0.25 | 0.1868 | 0.1237 | 0.0816 | 0.05 | 0.05 | 0.05 | 0.05 | 0.05 | From eQ_Lib.dat in MASControl 2017
D_EUn_Clrm_LitLF_Yr | Lighting | FRACTION | Sun | 2014-01-12 | 2014-04-03 | Hourly | 0.05 | 0.05 | 0.05 | 0.05 | 0.05 | 0.05 | 0.05 | 0.05 | 0.05 | 0.05 | 0.25 | 0.25 | 0.05 | 0.05 | 0.05 | 0.05 | 0.05 | 0.05 | 0.05 | 0.05 | 0.05 | 0.05 | 0.05 | 0.05 | From eQ_Lib.dat in MASControl 2017
D_EUn_Clrm_LitLF_Yr | Lighting | FRACTION | SmrDsn | 2014-04-04 | 2014-04-12 | Constant | 1 | [23 empty] | From eQ_Lib.dat in MASControl 2017
D_EUn_Clrm_LitLF_Yr | Lighting | FRACTION | WntrDsn | 2014-04-04 | 2014-04-12 | Constant | 0 | [23 empty] | From eQ_Lib.dat in MASControl 2017
D_EUn_Clrm_LitLF_Yr | Lighting | FRACTION | Default | 2014-04-04 | 2014-04-12 | Constant | 0.035 | [23 empty] | From eQ_Lib.dat in MASControl 2017
D_EUn_Clrm_LitLF_Yr | Lighting | FRACTION | Default¦Wkdy | 2014-04-13 | 2014-05-22 | Hourly | 0.05 | 0.05 | 0.05 | 0.05 | 0.05 | 0.05 | 0.3579 | 0.5632 | 0.7 | 0.7 | 0.7 | 0.6316 | 0.6316 | 0.6316 | 0.7 | 0.7 | 0.7 | 0.6316 | 0.6316 | 0.6316 | 0.5632 | 0.4947 | 0.3579 | 0.1526 | From eQ_Lib.dat in MASControl 2017
D_EUn_Clrm_LitLF_Yr | Lighting | FRACTION | Sat | 2014-04-13 | 2014-05-22 | Hourly | 0.05 | 0.05 | 0.05 | 0.05 | 0.05 | 0.05 | 0.05 | 0.2079 | 0.25 | 0.25 | 0.25 | 0.2289 | 0.2289 | 0.2289 | 0.25 | 0.25 | 0.1868 | 0.1237 | 0.0816 | 0.05 | 0.05 | 0.05 | 0.05 | 0.05 | From eQ_Lib.dat in MASControl 2017
D_EUn_Clrm_LitLF_Yr | Lighting | FRACTION | Sun | 2014-04-13 | 2014-05-22 | Hourly | 0.05 | 0.05 | 0.05 | 0.05 | 0.05 | 0.05 | 0.05 | 0.05 | 0.05 | 0.05 | 0.25 | 0.25 | 0.05 | 0.05 | 0.05 | 0.05 | 0.05 | 0.05 | 0.05 | 0.05 | 0.05 | 0.05 | 0.05 | 0.05 | From eQ_Lib.dat in MASControl 2017
D_EUn_Clrm_LitLF_Yr | Lighting | FRACTION | SmrDsn | 2014-05-23 | 2014-05-31 | Constant | 1 | [23 empty] | From eQ_Lib.dat in MASControl 2017
D_EUn_Clrm_LitLF_Yr | Lighting | FRACTION | WntrDsn | 2014-05-23 | 2014-05-31 | Constant | 0 | [23 empty] | From eQ_Lib.dat in MASControl 2017
D_EUn_Clrm_LitLF_Yr | Lighting | FRACTION | Default | 2014-05-23 | 2014-05-31 | Constant | 0.035 | [23 empty] | From eQ_Lib.dat in MASControl 2017
D_EUn_Clrm_LitLF_Yr | Lighting | FRACTION | Default¦Wkdy | 2014-06-01 | 2014-08-07 | Hourly | 0.05 | 0.05 | 0.05 | 0.05 | 0.05 | 0.05 | 0.2395 | 0.3658 | 0.45 | 0.45 | 0.45 | 0.4079 | 0.4079 | 0.4079 | 0.45 | 0.45 | 0.45 | 0.4079 | 0.4079 | 0.3658 | 0.3237 | 0.2395 | 0.1132 | 0.05 | From eQ_Lib.dat in MASControl 2017
D_EUn_Clrm_LitLF_Yr | Lighting | FRACTION | Sat | 2014-06-01 | 2014-08-07 | Hourly | 0.05 | 0.05 | 0.05 | 0.05 | 0.05 | 0.05 | 0.05 | 0.1289 | 0.15 | 0.15 | 0.15 | 0.1395 | 0.1395 | 0.1395 | 0.15 | 0.1184 | 0.0868 | 0.0658 | 0.05 | 0.05 | 0.05 | 0.05 | 0.05 | 0.05 | From eQ_Lib.dat in MASControl 2017
D_EUn_Clrm_LitLF_Yr | Lighting | FRACTION | Sun | 2014-06-01 | 2014-08-07 | Hourly | 0.05 | 0.05 | 0.05 | 0.05 | 0.05 | 0.05 | 0.05 | 0.05 | 0.05 | 0.05 | 0.15 | 0.15 | 0.05 | 0.05 | 0.05 | 0.05 | 0.05 | 0.05 | 0.05 | 0.05 | 0.05 | 0.05 | 0.05 | 0.05 | From eQ_Lib.dat in MASControl 2017
D_EUn_Clrm_LitLF_Yr | Lighting | FRACTION | SmrDsn | 2014-08-08 | 2014-08-16 | Constant | 1 | [23 empty] | From eQ_Lib.dat in MASControl 2017
D_EUn_Clrm_LitLF_Yr | Lighting | FRACTION | WntrDsn | 2014-08-08 | 2014-08-16 | Constant | 0 | [23 empty] | From eQ_Lib.dat in MASControl 2017
D_EUn_Clrm_LitLF_Yr | Lighting | FRACTION | Default | 2014-08-08 | 2014-08-16 | Constant | 0.035 | [23 empty] | From eQ_Lib.dat in MASControl 2017
D_EUn_Clrm_LitLF_Yr | Lighting | FRACTION | Default¦Wkdy | 2014-08-17 | 2014-12-11 | Hourly | 0.05 | 0.05 | 0.05 | 0.05 | 0.05 | 0.05 | 0.3579 | 0.5632 | 0.7 | 0.7 | 0.7 | 0.6316 | 0.6316 | 0.6316 | 0.7 | 0.7 | 0.7 | 0.6316 | 0.6316 | 0.6316 | 0.5632 | 0.4947 | 0.3579 | 0.1526 | From eQ_Lib.dat in MASControl 2017
D_EUn_Clrm_LitLF_Yr | Lighting | FRACTION | Sat | 2014-08-17 | 2014-12-11 | Hourly | 0.05 | 0.05 | 0.05 | 0.05 | 0.05 | 0.05 | 0.05 | 0.2079 | 0.25 | 0.25 | 0.25 | 0.2289 | 0.2289 | 0.2289 | 0.25 | 0.25 | 0.1868 | 0.1237 | 0.0816 | 0.05 | 0.05 | 0.05 | 0.05 | 0.05 | From eQ_Lib.dat in MASControl 2017
D_EUn_Clrm_LitLF_Yr | Lighting | FRACTION | Sun | 2014-08-17 | 2014-12-11 | Hourly | 0.05 | 0.05 | 0.05 | 0.05 | 0.05 | 0.05 | 0.05 | 0.05 | 0.05 | 0.05 | 0.25 | 0.25 | 0.05 | 0.05 | 0.05 | 0.05 | 0.05 | 0.05 | 0.05 | 0.05 | 0.05 | 0.05 | 0.05 | 0.05 | From eQ_Lib.dat in MASControl 2017
D_EUn_Clrm_LitLF_Yr | Lighting | FRACTION | SmrDsn | 2014-12-12 | 2014-12-31 | Constant | 1 | [23 empty] | From eQ_Lib.dat in MASControl 2017
D_EUn_Clrm_LitLF_Yr | Lighting | FRACTION | WntrDsn | 2014-12-12 | 2014-12-31 | Constant | 0 | [23 empty] | From eQ_Lib.dat in MASControl 2017
D_EUn_Clrm_LitLF_Yr | Lighting | FRACTION | Default | 2014-12-12 | 2014-12-31 | Constant | 0.035 | [23 empty] | From eQ_Lib.dat in MASControl 2017
D_EUn_Clrm_LitLF_Yr | Lighting | FRACTION | WntrDsn | 2014-01-01 | 2014-12-31 | Constant | 0 | [23 empty] | From eQ_Lib.dat in MASControl 2017
D_EUn_Clrm_LitLF_Yr | Lighting | FRACTION | SmrDsn | 2014-01-01 | 2014-12-31 | Constant | 1 | [23 empty] | From eQ_Lib.dat in MASControl 2017
D_EUn_Clrm_LitLF_Yr | Lighting | FRACTION | Hol | 2014-01-01 | 2014-12-31 | Hourly | 0.05 | 0.05 | 0.05 | 0.05 | 0.05 | 0.05 | 0.05 | 0.05 | 0.05 | 0.05 | 0.15 | 0.15 | 0.05 | 0.05 | 0.05 | 0.05 | 0.05 | 0.05 | 0.05 | 0.05 | 0.05 | 0.05 | 0.05 | 0.05 | From eQ_Lib.dat in MASControl 2017
D_EUn_Clrm_LitSp_Yr | Lighting | FRACTION | SmrDsn | 2014-01-01 | 2014-01-11 | Constant | 1 | [23 empty] | From eQ_Lib.dat in MASControl 2017
D_EUn_Clrm_LitSp_Yr | Lighting | FRACTION | WntrDsn | 2014-01-01 | 2014-01-11 | Constant | 0 | [23 empty] | From eQ_Lib.dat in MASControl 2017
D_EUn_Clrm_LitSp_Yr | Lighting | FRACTION | Default | 2014-01-01 | 2014-01-11 | Constant | 0.035 | [23 empty] | From eQ_Lib.dat in MASControl 2017
D_EUn_Clrm_LitSp_Yr | Lighting | FRACTION | Default¦Wkdy | 2014-01-12 | 2014-04-03 | Hourly | 0.05 | 0.05 | 0.05 | 0.05 | 0.05 | 0.05 | 0.5 | 0.8 | 1 | 1 | 1 | 0.9 | 0.9 | 0.9 | 1 | 1 | 1 | 0.9 | 0.9 | 0.9 | 0.8 | 0.7 | 0.5 | 0.2 | From eQ_Lib.dat in MASControl 2017
D_EUn_Clrm_LitSp_Yr | Lighting | FRACTION | Sat | 2014-01-12 | 2014-04-03 | Hourly | 0.05 | 0.05 | 0.05 | 0.05 | 0.05 | 0.05 | 0.05 | 0.8 | 1 | 1 | 1 | 0.9 | 0.9 | 0.9 | 1 | 1 | 0.7 | 0.4 | 0.2 | 0.05 | 0.05 | 0.05 | 0.05 | 0.05 | From eQ_Lib.dat in MASControl 2017
D_EUn_Clrm_LitSp_Yr | Lighting | FRACTION | Sun | 2014-01-12 | 2014-04-03 | Hourly | 0.05 | 0.05 | 0.05 | 0.05 | 0.05 | 0.05 | 0.05 | 0.05 | 0.05 | 0.05 | 0.25 | 0.25 | 0.05 | 0.05 | 0.05 | 0.05 | 0.05 | 0.05 | 0.05 | 0.05 | 0.05 | 0.05 | 0.05 | 0.05 | From eQ_Lib.dat in MASControl 2017
D_EUn_Clrm_LitSp_Yr | Lighting | FRACTION | SmrDsn | 2014-04-04 | 2014-04-12 | Constant | 1 | [23 empty] | From eQ_Lib.dat in MASControl 2017
D_EUn_Clrm_LitSp_Yr | Lighting | FRACTION | WntrDsn | 2014-04-04 | 2014-04-12 | Constant | 0 | [23 empty] | From eQ_Lib.dat in MASControl 2017
D_EUn_Clrm_LitSp_Yr | Lighting | FRACTION | Default | 2014-04-04 | 2014-04-12 | Constant | 0.035 | [23 empty] | From eQ_Lib.dat in MASControl 2017
D_EUn_Clrm_LitSp_Yr | Lighting | FRACTION | Default¦Wkdy | 2014-04-13 | 2014-05-22 | Hourly | 0.05 | 0.05 | 0.05 | 0.05 | 0.05 | 0.05 | 0.5 | 0.8 | 1 | 1 | 1 | 0.9 | 0.9 | 0.9 | 1 | 1 | 1 | 0.9 | 0.9 | 0.9 | 0.8 | 0.7 | 0.5 | 0.2 | From eQ_Lib.dat in MASControl 2017
D_EUn_Clrm_LitSp_Yr | Lighting | FRACTION | Sat | 2014-04-13 | 2014-05-22 | Hourly | 0.05 | 0.05 | 0.05 | 0.05 | 0.05 | 0.05 | 0.05 | 0.8 | 1 | 1 | 1 | 0.9 | 0.9 | 0.9 | 1 | 1 | 0.7 | 0.4 | 0.2 | 0.05 | 0.05 | 0.05 | 0.05 | 0.05 | From eQ_Lib.dat in MASControl 2017
D_EUn_Clrm_LitSp_Yr | Lighting | FRACTION | Sun | 2014-04-13 | 2014-05-22 | Hourly | 0.05 | 0.05 | 0.05 | 0.05 | 0.05 | 0.05 | 0.05 | 0.05 | 0.05 | 0.05 | 0.25 | 0.25 | 0.05 | 0.05 | 0.05 | 0.05 | 0.05 | 0.05 | 0.05 | 0.05 | 0.05 | 0.05 | 0.05 | 0.05 | From eQ_Lib.dat in MASControl 2017
D_EUn_Clrm_LitSp_Yr | Lighting | FRACTION | SmrDsn | 2014-05-23 | 2014-05-31 | Constant | 1 | [23 empty] | From eQ_Lib.dat in MASControl 2017
D_EUn_Clrm_LitSp_Yr | Lighting | FRACTION | WntrDsn | 2014-05-23 | 2014-05-31 | Constant | 0 | [23 empty] | From eQ_Lib.dat in MASControl 2017
D_EUn_Clrm_LitSp_Yr | Lighting | FRACTION | Default | 2014-05-23 | 2014-05-31 | Constant | 0.035 | [23 empty] | From eQ_Lib.dat in MASControl 2017
D_EUn_Clrm_LitSp_Yr | Lighting | FRACTION | Default¦Wkdy | 2014-06-01 | 2014-08-07 | Hourly | 0.05 | 0.05 | 0.05 | 0.05 | 0.05 | 0.05 | 0.3816 | 0.6026 | 0.75 | 0.75 | 0.75 | 0.6763 | 0.6763 | 0.6763 | 0.75 | 0.75 | 0.75 | 0.6763 | 0.6763 | 0.6026 | 0.5289 | 0.3816 | 0.1605 | 0.05 | From eQ_Lib.dat in MASControl 2017
D_EUn_Clrm_LitSp_Yr | Lighting | FRACTION | Sat | 2014-06-01 | 2014-08-07 | Hourly | 0.05 | 0.05 | 0.05 | 0.05 | 0.05 | 0.05 | 0.05 | 0.6026 | 0.75 | 0.75 | 0.75 | 0.6763 | 0.6763 | 0.6763 | 0.75 | 0.5289 | 0.3079 | 0.1605 | 0.05 | 0.05 | 0.05 | 0.05 | 0.05 | 0.05 | From eQ_Lib.dat in MASControl 2017
D_EUn_Clrm_LitSp_Yr | Lighting | FRACTION | Sun | 2014-06-01 | 2014-08-07 | Hourly | 0.05 | 0.05 | 0.05 | 0.05 | 0.05 | 0.05 | 0.05 | 0.05 | 0.05 | 0.05 | 0.1875 | 0.1875 | 0.05 | 0.05 | 0.05 | 0.05 | 0.05 | 0.05 | 0.05 | 0.05 | 0.05 | 0.05 | 0.05 | 0.05 | From eQ_Lib.dat in MASControl 2017
D_EUn_Clrm_LitSp_Yr | Lighting | FRACTION | SmrDsn | 2014-08-08 | 2014-08-16 | Constant | 1 | [23 empty] | From eQ_Lib.dat in MASControl 2017
D_EUn_Clrm_LitSp_Yr | Lighting | FRACTION | WntrDsn | 2014-08-08 | 2014-08-16 | Constant | 0 | [23 empty] | From eQ_Lib.dat in MASControl 2017
D_EUn_Clrm_LitSp_Yr | Lighting | FRACTION | Default | 2014-08-08 | 2014-08-16 | Constant | 0.035 | [23 empty] | From eQ_Lib.dat in MASControl 2017
D_EUn_Clrm_LitSp_Yr | Lighting | FRACTION | Default¦Wkdy | 2014-08-17 | 2014-12-11 | Hourly | 0.05 | 0.05 | 0.05 | 0.05 | 0.05 | 0.05 | 0.5 | 0.8 | 1 | 1 | 1 | 0.9 | 0.9 | 0.9 | 1 | 1 | 1 | 0.9 | 0.9 | 0.9 | 0.8 | 0.7 | 0.5 | 0.2 | From eQ_Lib.dat in MASControl 2017
D_EUn_Clrm_LitSp_Yr | Lighting | FRACTION | Sat | 2014-08-17 | 2014-12-11 | Hourly | 0.05 | 0.05 | 0.05 | 0.05 | 0.05 | 0.05 | 0.05 | 0.8 | 1 | 1 | 1 | 0.9 | 0.9 | 0.9 | 1 | 1 | 0.7 | 0.4 | 0.2 | 0.05 | 0.05 | 0.05 | 0.05 | 0.05 | From eQ_Lib.dat in MASControl 2017
D_EUn_Clrm_LitSp_Yr | Lighting | FRACTION | Sun | 2014-08-17 | 2014-12-11 | Hourly | 0.05 | 0.05 | 0.05 | 0.05 | 0.05 | 0.05 | 0.05 | 0.05 | 0.05 | 0.05 | 0.25 | 0.25 | 0.05 | 0.05 | 0.05 | 0.05 | 0.05 | 0.05 | 0.05 | 0.05 | 0.05 | 0.05 | 0.05 | 0.05 | From eQ_Lib.dat in MASControl 2017
D_EUn_Clrm_LitSp_Yr | Lighting | FRACTION | SmrDsn | 2014-12-12 | 2014-12-31 | Constant | 1 | [23 empty] | From eQ_Lib.dat in MASControl 2017
D_EUn_Clrm_LitSp_Yr | Lighting | FRACTION | WntrDsn | 2014-12-12 | 2014-12-31 | Constant | 0 | [23 empty] | From eQ_Lib.dat in MASControl 2017
D_EUn_Clrm_LitSp_Yr | Lighting | FRACTION | Default | 2014-12-12 | 2014-12-31 | Constant | 0.035 | [23 empty] | From eQ_Lib.dat in MASControl 2017
D_EUn_Clrm_LitSp_Yr | Lighting | FRACTION | WntrDsn | 2014-01-01 | 2014-12-31 | Constant | 0 | [23 empty] | From eQ_Lib.dat in MASControl 2017
D_EUn_Clrm_LitSp_Yr | Lighting | FRACTION | SmrDsn | 2014-01-01 | 2014-12-31 | Constant | 1 | [23 empty] | From eQ_Lib.dat in MASControl 2017
D_EUn_Clrm_LitSp_Yr | Lighting | FRACTION | Hol | 2014-01-01 | 2014-12-31 | Hourly | 0.05 | 0.05 | 0.05 | 0.05 | 0.05 | 0.05 | 0.05 | 0.05 | 0.05 | 0.05 | 0.1875 | 0.1875 | 0.05 | 0.05 | 0.05 | 0.05 | 0.05 | 0.05 | 0.05 | 0.05 | 0.05 | 0.05 | 0.05 | 0.05 | From eQ_Lib.dat in MASControl 2017
D_EUn_Clrm_Misc_Yr | Equipment | FRACTION | SmrDsn | 2014-01-01 | 2014-01-11 | Constant | 1 | [23 empty] | From eQ_Lib.dat in MASControl 2017
D_EUn_Clrm_Misc_Yr | Equipment | FRACTION | WntrDsn | 2014-01-01 | 2014-01-11 | Constant | 0 | [23 empty] | From eQ_Lib.dat in MASControl 2017
D_EUn_Clrm_Misc_Yr | Equipment | FRACTION | Default | 2014-01-01 | 2014-01-11 | Constant | 0 | [23 empty] | From eQ_Lib.dat in MASControl 2017
D_EUn_Clrm_Misc_Yr | Equipment | FRACTION | Default¦Wkdy | 2014-01-12 | 2014-04-03 | Hourly | 0.05 | 0.05 | 0.05 | 0.05 | 0.05 | 0.05 | 0.2 | 0.8 | 1 | 1 | 1 | 0.9 | 0.9 | 0.9 | 1 | 1 | 1 | 0.9 | 0.9 | 0.9 | 0.8 | 0.7 | 0.3 | 0.1 | From eQ_Lib.dat in MASControl 2017
D_EUn_Clrm_Misc_Yr | Equipment | FRACTION | Sat | 2014-01-12 | 2014-04-03 | Hourly | 0.05 | 0.05 | 0.05 | 0.05 | 0.05 | 0.05 | 0.05 | 0.8 | 1 | 1 | 1 | 0.9 | 0.9 | 0.9 | 1 | 1 | 0.7 | 0.4 | 0.2 | 0.05 | 0.05 | 0.05 | 0.05 | 0.05 | From eQ_Lib.dat in MASControl 2017
D_EUn_Clrm_Misc_Yr | Equipment | FRACTION | Sun | 2014-01-12 | 2014-04-03 | Hourly | 0.05 | 0.05 | 0.05 | 0.05 | 0.05 | 0.05 | 0.05 | 0.05 | 0.05 | 0.05 | 0.2 | 0.2 | 0.05 | 0.05 | 0.05 | 0.05 | 0.05 | 0.05 | 0.05 | 0.05 | 0.05 | 0.05 | 0.05 | 0.05 | From eQ_Lib.dat in MASControl 2017
D_EUn_Clrm_Misc_Yr | Equipment | FRACTION | SmrDsn | 2014-04-04 | 2014-04-12 | Constant | 1 | [23 empty] | From eQ_Lib.dat in MASControl 2017
D_EUn_Clrm_Misc_Yr | Equipment | FRACTION | WntrDsn | 2014-04-04 | 2014-04-12 | Constant | 0 | [23 empty] | From eQ_Lib.dat in MASControl 2017
D_EUn_Clrm_Misc_Yr | Equipment | FRACTION | Default | 2014-04-04 | 2014-04-12 | Constant | 0 | [23 empty] | From eQ_Lib.dat in MASControl 2017
D_EUn_Clrm_Misc_Yr | Equipment | FRACTION | Default¦Wkdy | 2014-04-13 | 2014-05-22 | Hourly | 0.05 | 0.05 | 0.05 | 0.05 | 0.05 | 0.05 | 0.2 | 0.8 | 1 | 1 | 1 | 0.9 | 0.9 | 0.9 | 1 | 1 | 1 | 0.9 | 0.9 | 0.9 | 0.8 | 0.7 | 0.3 | 0.1 | From eQ_Lib.dat in MASControl 2017
D_EUn_Clrm_Misc_Yr | Equipment | FRACTION | Sat | 2014-04-13 | 2014-05-22 | Hourly | 0.05 | 0.05 | 0.05 | 0.05 | 0.05 | 0.05 | 0.05 | 0.8 | 1 | 1 | 1 | 0.9 | 0.9 | 0.9 | 1 | 1 | 0.7 | 0.4 | 0.2 | 0.05 | 0.05 | 0.05 | 0.05 | 0.05 | From eQ_Lib.dat in MASControl 2017
D_EUn_Clrm_Misc_Yr | Equipment | FRACTION | Sun | 2014-04-13 | 2014-05-22 | Hourly | 0.05 | 0.05 | 0.05 | 0.05 | 0.05 | 0.05 | 0.05 | 0.05 | 0.05 | 0.05 | 0.2 | 0.2 | 0.05 | 0.05 | 0.05 | 0.05 | 0.05 | 0.05 | 0.05 | 0.05 | 0.05 | 0.05 | 0.05 | 0.05 | From eQ_Lib.dat in MASControl 2017
D_EUn_Clrm_Misc_Yr | Equipment | FRACTION | SmrDsn | 2014-05-23 | 2014-05-31 | Constant | 1 | [23 empty] | From eQ_Lib.dat in MASControl 2017
D_EUn_Clrm_Misc_Yr | Equipment | FRACTION | WntrDsn | 2014-05-23 | 2014-05-31 | Constant | 0 | [23 empty] | From eQ_Lib.dat in MASControl 2017
D_EUn_Clrm_Misc_Yr | Equipment | FRACTION | Default | 2014-05-23 | 2014-05-31 | Constant | 0 | [23 empty] | From eQ_Lib.dat in MASControl 2017
D_EUn_Clrm_Misc_Yr | Equipment | FRACTION | Default¦Wkdy | 2014-06-01 | 2014-08-07 | Hourly | 0.05 | 0.05 | 0.05 | 0.05 | 0.05 | 0.05 | 0.1605 | 0.6026 | 0.75 | 0.75 | 0.75 | 0.6763 | 0.6763 | 0.6763 | 0.75 | 0.75 | 0.75 | 0.6763 | 0.6763 | 0.6026 | 0.5289 | 0.2342 | 0.0868 | 0.05 | From eQ_Lib.dat in MASControl 2017
D_EUn_Clrm_Misc_Yr | Equipment | FRACTION | Sat | 2014-06-01 | 2014-08-07 | Hourly | 0.05 | 0.05 | 0.05 | 0.05 | 0.05 | 0.05 | 0.05 | 0.6026 | 0.75 | 0.75 | 0.75 | 0.6763 | 0.6763 | 0.6763 | 0.75 | 0.5289 | 0.3079 | 0.1605 | 0.05 | 0.05 | 0.05 | 0.05 | 0.05 | 0.05 | From eQ_Lib.dat in MASControl 2017
D_EUn_Clrm_Misc_Yr | Equipment | FRACTION | Sun | 2014-06-01 | 2014-08-07 | Hourly | 0.05 | 0.05 | 0.05 | 0.05 | 0.05 | 0.05 | 0.05 | 0.05 | 0.05 | 0.05 | 0.15 | 0.15 | 0.05 | 0.05 | 0.05 | 0.05 | 0.05 | 0.05 | 0.05 | 0.05 | 0.05 | 0.05 | 0.05 | 0.05 | From eQ_Lib.dat in MASControl 2017
D_EUn_Clrm_Misc_Yr | Equipment | FRACTION | SmrDsn | 2014-08-08 | 2014-08-16 | Constant | 1 | [23 empty] | From eQ_Lib.dat in MASControl 2017
D_EUn_Clrm_Misc_Yr | Equipment | FRACTION | WntrDsn | 2014-08-08 | 2014-08-16 | Constant | 0 | [23 empty] | From eQ_Lib.dat in MASControl 2017
D_EUn_Clrm_Misc_Yr | Equipment | FRACTION | Default | 2014-08-08 | 2014-08-16 | Constant | 0 | [23 empty] | From eQ_Lib.dat in MASControl 2017
D_EUn_Clrm_Misc_Yr | Equipment | FRACTION | Default¦Wkdy | 2014-08-17 | 2014-12-11 | Hourly | 0.05 | 0.05 | 0.05 | 0.05 | 0.05 | 0.05 | 0.2 | 0.8 | 1 | 1 | 1 | 0.9 | 0.9 | 0.9 | 1 | 1 | 1 | 0.9 | 0.9 | 0.9 | 0.8 | 0.7 | 0.3 | 0.1 | From eQ_Lib.dat in MASControl 2017
D_EUn_Clrm_Misc_Yr | Equipment | FRACTION | Sat | 2014-08-17 | 2014-12-11 | Hourly | 0.05 | 0.05 | 0.05 | 0.05 | 0.05 | 0.05 | 0.05 | 0.8 | 1 | 1 | 1 | 0.9 | 0.9 | 0.9 | 1 | 1 | 0.7 | 0.4 | 0.2 | 0.05 | 0.05 | 0.05 | 0.05 | 0.05 | From eQ_Lib.dat in MASControl 2017
D_EUn_Clrm_Misc_Yr | Equipment | FRACTION | Sun | 2014-08-17 | 2014-12-11 | Hourly | 0.05 | 0.05 | 0.05 | 0.05 | 0.05 | 0.05 | 0.05 | 0.05 | 0.05 | 0.05 | 0.2 | 0.2 | 0.05 | 0.05 | 0.05 | 0.05 | 0.05 | 0.05 | 0.05 | 0.05 | 0.05 | 0.05 | 0.05 | 0.05 | From eQ_Lib.dat in MASControl 2017
D_EUn_Clrm_Misc_Yr | Equipment | FRACTION | SmrDsn | 2014-12-12 | 2014-12-31 | Constant | 1 | [23 empty] | From eQ_Lib.dat in MASControl 2017
D_EUn_Clrm_Misc_Yr | Equipment | FRACTION | WntrDsn | 2014-12-12 | 2014-12-31 | Constant | 0 | [23 empty] | From eQ_Lib.dat in MASControl 2017
D_EUn_Clrm_Misc_Yr | Equipment | FRACTION | Default | 2014-12-12 | 2014-12-31 | Constant | 0 | [23 empty] | From eQ_Lib.dat in MASControl 2017
D_EUn_Clrm_Misc_Yr | Equipment | FRACTION | WntrDsn | 2014-01-01 | 2014-12-31 | Constant | 0 | [23 empty] | From eQ_Lib.dat in MASControl 2017
D_EUn_Clrm_Misc_Yr | Equipment | FRACTION | SmrDsn | 2014-01-01 | 2014-12-31 | Constant | 1 | [23 empty] | From eQ_Lib.dat in MASControl 2017
D_EUn_Clrm_Misc_Yr | Equipment | FRACTION | Hol | 2014-01-01 | 2014-12-31 | Hourly | 0.05 | 0.05 | 0.05 | 0.05 | 0.05 | 0.05 | 0.05 | 0.05 | 0.05 | 0.05 | 0.15 | 0.15 | 0.05 | 0.05 | 0.05 | 0.05 | 0.05 | 0.05 | 0.05 | 0.05 | 0.05 | 0.05 | 0.05 | 0.05 | From eQ_Lib.dat in MASControl 2017
D_EUn_Clrm_Occup_Yr | Occupancy | FRACTION | SmrDsn | 2014-01-01 | 2014-01-11 | Constant | 1 | [23 empty] | From eQ_Lib.dat in MASControl 2017
D_EUn_Clrm_Occup_Yr | Occupancy | FRACTION | WntrDsn | 2014-01-01 | 2014-01-11 | Constant | 0 | [23 empty] | From eQ_Lib.dat in MASControl 2017
D_EUn_Clrm_Occup_Yr | Occupancy | FRACTION | Default | 2014-01-01 | 2014-01-11 | Constant | 0 | [23 empty] | From eQ_Lib.dat in MASControl 2017
D_EUn_Clrm_Occup_Yr | Occupancy | FRACTION | Default¦Wkdy | 2014-01-12 | 2014-04-03 | Hourly | 0 | 0 | 0 | 0 | 0 | 0 | 0 | 0.3 | 1 | 1 | 1 | 0.85 | 0.7 | 0.85 | 1 | 1 | 1 | 0.6 | 0.95 | 1 | 0.8 | 0.4 | 0.1 | 0.05 | From eQ_Lib.dat in MASControl 2017
D_EUn_Clrm_Occup_Yr | Occupancy | FRACTION | Sat | 2014-01-12 | 2014-04-03 | Hourly | 0 | 0 | 0 | 0 | 0 | 0 | 0 | 0.0625 | 0.25 | 0.5 | 0.5 | 0.4375 | 0.375 | 0.4375 | 0.5 | 0.5 | 0.3125 | 0.1563 | 0.0625 | 0 | 0 | 0 | 0 | 0 | From eQ_Lib.dat in MASControl 2017
D_EUn_Clrm_Occup_Yr | Occupancy | FRACTION | Sun | 2014-01-12 | 2014-04-03 | Hourly | 0 | 0 | 0 | 0 | 0 | 0 | 0 | 0 | 0 | 0 | 0.15 | 0.15 | 0 | 0 | 0 | 0 | 0 | 0 | 0 | 0 | 0 | 0 | 0 | 0 | From eQ_Lib.dat in MASControl 2017
D_EUn_Clrm_Occup_Yr | Occupancy | FRACTION | SmrDsn | 2014-04-04 | 2014-04-12 | Constant | 1 | [23 empty] | From eQ_Lib.dat in MASControl 2017
D_EUn_Clrm_Occup_Yr | Occupancy | FRACTION | WntrDsn | 2014-04-04 | 2014-04-12 | Constant | 0 | [23 empty] | From eQ_Lib.dat in MASControl 2017
D_EUn_Clrm_Occup_Yr | Occupancy | FRACTION | Default | 2014-04-04 | 2014-04-12 | Constant | 0 | [23 empty] | From eQ_Lib.dat in MASControl 2017
D_EUn_Clrm_Occup_Yr | Occupancy | FRACTION | Default¦Wkdy | 2014-04-13 | 2014-05-22 | Hourly | 0 | 0 | 0 | 0 | 0 | 0 | 0 | 0.3 | 1 | 1 | 1 | 0.85 | 0.7 | 0.85 | 1 | 1 | 1 | 0.6 | 0.95 | 1 | 0.8 | 0.4 | 0.1 | 0.05 | From eQ_Lib.dat in MASControl 2017
D_EUn_Clrm_Occup_Yr | Occupancy | FRACTION | Sat | 2014-04-13 | 2014-05-22 | Hourly | 0 | 0 | 0 | 0 | 0 | 0 | 0 | 0.0625 | 0.25 | 0.5 | 0.5 | 0.4375 | 0.375 | 0.4375 | 0.5 | 0.5 | 0.3125 | 0.1563 | 0.0625 | 0 | 0 | 0 | 0 | 0 | From eQ_Lib.dat in MASControl 2017
D_EUn_Clrm_Occup_Yr | Occupancy | FRACTION | Sun | 2014-04-13 | 2014-05-22 | Hourly | 0 | 0 | 0 | 0 | 0 | 0 | 0 | 0 | 0 | 0 | 0.15 | 0.15 | 0 | 0 | 0 | 0 | 0 | 0 | 0 | 0 | 0 | 0 | 0 | 0 | From eQ_Lib.dat in MASControl 2017
D_EUn_Clrm_Occup_Yr | Occupancy | FRACTION | SmrDsn | 2014-05-23 | 2014-05-31 | Constant | 1 | [23 empty] | From eQ_Lib.dat in MASControl 2017
D_EUn_Clrm_Occup_Yr | Occupancy | FRACTION | WntrDsn | 2014-05-23 | 2014-05-31 | Constant | 0 | [23 empty] | From eQ_Lib.dat in MASControl 2017
D_EUn_Clrm_Occup_Yr | Occupancy | FRACTION | Default | 2014-05-23 | 2014-05-31 | Constant | 0 | [23 empty] | From eQ_Lib.dat in MASControl 2017
D_EUn_Clrm_Occup_Yr | Occupancy | FRACTION | Default¦Wkdy | 2014-06-01 | 2014-08-07 | Hourly | 0 | 0 | 0 | 0 | 0 | 0 | 0 | 0.15 | 0.5 | 0.5 | 0.5 | 0.425 | 0.35 | 0.425 | 0.5 | 0.5 | 0.5 | 0.3 | 0.475 | 0.4 | 0.2 | 0.05 | 0.025 | 0.025 | From eQ_Lib.dat in MASControl 2017
D_EUn_Clrm_Occup_Yr | Occupancy | FRACTION | Sat | 2014-06-01 | 2014-08-07 | Hourly | 0 | 0 | 0 | 0 | 0 | 0 | 0 | 0.0313 | 0.125 | 0.25 | 0.25 | 0.2188 | 0.1875 | 0.2188 | 0.25 | 0.1563 | 0.0781 | 0.0313 | 0 | 0 | 0 | 0 | 0 | 0 | From eQ_Lib.dat in MASControl 2017
D_EUn_Clrm_Occup_Yr | Occupancy | FRACTION | Sun | 2014-06-01 | 2014-08-07 | Hourly | 0 | 0 | 0 | 0 | 0 | 0 | 0 | 0 | 0 | 0 | 0.075 | 0.075 | 0 | 0 | 0 | 0 | 0 | 0 | 0 | 0 | 0 | 0 | 0 | 0 | From eQ_Lib.dat in MASControl 2017
D_EUn_Clrm_Occup_Yr | Occupancy | FRACTION | SmrDsn | 2014-08-08 | 2014-08-16 | Constant | 1 | [23 empty] | From eQ_Lib.dat in MASControl 2017
D_EUn_Clrm_Occup_Yr | Occupancy | FRACTION | WntrDsn | 2014-08-08 | 2014-08-16 | Constant | 0 | [23 empty] | From eQ_Lib.dat in MASControl 2017
D_EUn_Clrm_Occup_Yr | Occupancy | FRACTION | Default | 2014-08-08 | 2014-08-16 | Constant | 0 | [23 empty] | From eQ_Lib.dat in MASControl 2017
D_EUn_Clrm_Occup_Yr | Occupancy | FRACTION | Default¦Wkdy | 2014-08-17 | 2014-12-11 | Hourly | 0 | 0 | 0 | 0 | 0 | 0 | 0 | 0.3 | 1 | 1 | 1 | 0.85 | 0.7 | 0.85 | 1 | 1 | 1 | 0.6 | 0.95 | 1 | 0.8 | 0.4 | 0.1 | 0.05 | From eQ_Lib.dat in MASControl 2017
D_EUn_Clrm_Occup_Yr | Occupancy | FRACTION | Sat | 2014-08-17 | 2014-12-11 | Hourly | 0 | 0 | 0 | 0 | 0 | 0 | 0 | 0.0625 | 0.25 | 0.5 | 0.5 | 0.4375 | 0.375 | 0.4375 | 0.5 | 0.5 | 0.3125 | 0.1563 | 0.0625 | 0 | 0 | 0 | 0 | 0 | From eQ_Lib.dat in MASControl 2017
D_EUn_Clrm_Occup_Yr | Occupancy | FRACTION | Sun | 2014-08-17 | 2014-12-11 | Hourly | 0 | 0 | 0 | 0 | 0 | 0 | 0 | 0 | 0 | 0 | 0.15 | 0.15 | 0 | 0 | 0 | 0 | 0 | 0 | 0 | 0 | 0 | 0 | 0 | 0 | From eQ_Lib.dat in MASControl 2017
D_EUn_Clrm_Occup_Yr | Occupancy | FRACTION | SmrDsn | 2014-12-12 | 2014-12-31 | Constant | 1 | [23 empty] | From eQ_Lib.dat in MASControl 2017
D_EUn_Clrm_Occup_Yr | Occupancy | FRACTION | WntrDsn | 2014-12-12 | 2014-12-31 | Constant | 0 | [23 empty] | From eQ_Lib.dat in MASControl 2017
D_EUn_Clrm_Occup_Yr | Occupancy | FRACTION | Default | 2014-12-12 | 2014-12-31 | Constant | 0 | [23 empty] | From eQ_Lib.dat in MASControl 2017
D_EUn_Clrm_Occup_Yr | Occupancy | FRACTION | WntrDsn | 2014-01-01 | 2014-12-31 | Constant | 0 | [23 empty] | From eQ_Lib.dat in MASControl 2017
D_EUn_Clrm_Occup_Yr | Occupancy | FRACTION | SmrDsn | 2014-01-01 | 2014-12-31 | Constant | 1 | [23 empty] | From eQ_Lib.dat in MASControl 2017
D_EUn_Clrm_Occup_Yr | Occupancy | FRACTION | Hol | 2014-01-01 | 2014-12-31 | Hourly | 0 | 0 | 0 | 0 | 0 | 0 | 0 | 0 | 0 | 0 | 0.075 | 0.075 | 0 | 0 | 0 | 0 | 0 | 0 | 0 | 0 | 0 | 0 | 0 | 0 | From eQ_Lib.dat in MASControl 2017
D_EUn_CompCL_LitCFL_Yr | Lighting | FRACTION | SmrDsn | 2014-01-01 | 2014-01-11 | Constant | 1 | [23 empty] | From eQ_Lib.dat in MASControl 2017
D_EUn_CompCL_LitCFL_Yr | Lighting | FRACTION | WntrDsn | 2014-01-01 | 2014-01-11 | Constant | 0 | [23 empty] | From eQ_Lib.dat in MASControl 2017
D_EUn_CompCL_LitCFL_Yr | Lighting | FRACTION | Default | 2014-01-01 | 2014-01-11 | Constant | 0.05 | [23 empty] | From eQ_Lib.dat in MASControl 2017
D_EUn_CompCL_LitCFL_Yr | Lighting | FRACTION | Default¦Wkdy | 2014-01-12 | 2014-04-03 | Hourly | 0.1 | 0.1 | 0.1 | 0.1 | 0.1 | 0.1 | 0.2778 | 0.7222 | 0.9 | 0.9 | 0.9 | 0.9 | 0.9 | 0.9 | 0.9 | 0.9 | 0.9 | 0.2333 | 0.1 | 0.1 | 0.1 | 0.1 | 0.1 | 0.1 | From eQ_Lib.dat in MASControl 2017
D_EUn_CompCL_LitCFL_Yr | Lighting | FRACTION | Wknd | 2014-01-12 | 2014-04-03 | Hourly | 0.1 | 0.1 | 0.1 | 0.1 | 0.1 | 0.1 | 0.1 | 0.2556 | 0.45 | 0.45 | 0.45 | 0.45 | 0.45 | 0.45 | 0.45 | 0.45 | 0.45 | 0.1583 | 0.1 | 0.1 | 0.1 | 0.1 | 0.1 | 0.1 | From eQ_Lib.dat in MASControl 2017
D_EUn_CompCL_LitCFL_Yr | Lighting | FRACTION | SmrDsn | 2014-04-04 | 2014-04-12 | Constant | 1 | [23 empty] | From eQ_Lib.dat in MASControl 2017
D_EUn_CompCL_LitCFL_Yr | Lighting | FRACTION | WntrDsn | 2014-04-04 | 2014-04-12 | Constant | 0 | [23 empty] | From eQ_Lib.dat in MASControl 2017
D_EUn_CompCL_LitCFL_Yr | Lighting | FRACTION | Default | 2014-04-04 | 2014-04-12 | Constant | 0.05 | [23 empty] | From eQ_Lib.dat in MASControl 2017
D_EUn_CompCL_LitCFL_Yr | Lighting | FRACTION | Default¦Wkdy | 2014-04-13 | 2014-05-22 | Hourly | 0.1 | 0.1 | 0.1 | 0.1 | 0.1 | 0.1 | 0.2778 | 0.7222 | 0.9 | 0.9 | 0.9 | 0.9 | 0.9 | 0.9 | 0.9 | 0.9 | 0.9 | 0.2333 | 0.1 | 0.1 | 0.1 | 0.1 | 0.1 | 0.1 | From eQ_Lib.dat in MASControl 2017
D_EUn_CompCL_LitCFL_Yr | Lighting | FRACTION | Wknd | 2014-04-13 | 2014-05-22 | Hourly | 0.1 | 0.1 | 0.1 | 0.1 | 0.1 | 0.1 | 0.1 | 0.2556 | 0.45 | 0.45 | 0.45 | 0.45 | 0.45 | 0.45 | 0.45 | 0.45 | 0.45 | 0.1583 | 0.1 | 0.1 | 0.1 | 0.1 | 0.1 | 0.1 | From eQ_Lib.dat in MASControl 2017
D_EUn_CompCL_LitCFL_Yr | Lighting | FRACTION | SmrDsn | 2014-05-23 | 2014-05-31 | Constant | 1 | [23 empty] | From eQ_Lib.dat in MASControl 2017
D_EUn_CompCL_LitCFL_Yr | Lighting | FRACTION | WntrDsn | 2014-05-23 | 2014-05-31 | Constant | 0 | [23 empty] | From eQ_Lib.dat in MASControl 2017
D_EUn_CompCL_LitCFL_Yr | Lighting | FRACTION | Default | 2014-05-23 | 2014-05-31 | Constant | 0.05 | [23 empty] | From eQ_Lib.dat in MASControl 2017
D_EUn_CompCL_LitCFL_Yr | Lighting | FRACTION | Default¦Wkdy | 2014-06-01 | 2014-08-07 | Hourly | 0.0563 | 0.0563 | 0.0563 | 0.0563 | 0.0563 | 0.0563 | 0.1604 | 0.4208 | 0.525 | 0.525 | 0.525 | 0.525 | 0.525 | 0.525 | 0.525 | 0.525 | 0.525 | 0.1344 | 0.0563 | 0.0563 | 0.0563 | 0.0563 | 0.0563 | 0.0563 | From eQ_Lib.dat in MASControl 2017
D_EUn_CompCL_LitCFL_Yr | Lighting | FRACTION | Wknd | 2014-06-01 | 2014-08-07 | Hourly | 0.0563 | 0.0563 | 0.0563 | 0.0563 | 0.0563 | 0.0563 | 0.0563 | 0.1313 | 0.2252 | 0.2252 | 0.2252 | 0.2252 | 0.2252 | 0.2252 | 0.2252 | 0.2252 | 0.2252 | 0.0844 | 0.0563 | 0.0563 | 0.0563 | 0.0563 | 0.0563 | 0.0563 | From eQ_Lib.dat in MASControl 2017
D_EUn_CompCL_LitCFL_Yr | Lighting | FRACTION | SmrDsn | 2014-08-08 | 2014-08-16 | Constant | 1 | [23 empty] | From eQ_Lib.dat in MASControl 2017
D_EUn_CompCL_LitCFL_Yr | Lighting | FRACTION | WntrDsn | 2014-08-08 | 2014-08-16 | Constant | 0 | [23 empty] | From eQ_Lib.dat in MASControl 2017
D_EUn_CompCL_LitCFL_Yr | Lighting | FRACTION | Default | 2014-08-08 | 2014-08-16 | Constant | 0.05 | [23 empty] | From eQ_Lib.dat in MASControl 2017
D_EUn_CompCL_LitCFL_Yr | Lighting | FRACTION | Default¦Wkdy | 2014-08-17 | 2014-12-11 | Hourly | 0.1 | 0.1 | 0.1 | 0.1 | 0.1 | 0.1 | 0.2778 | 0.7222 | 0.9 | 0.9 | 0.9 | 0.9 | 0.9 | 0.9 | 0.9 | 0.9 | 0.9 | 0.2333 | 0.1 | 0.1 | 0.1 | 0.1 | 0.1 | 0.1 | From eQ_Lib.dat in MASControl 2017
D_EUn_CompCL_LitCFL_Yr | Lighting | FRACTION | Wknd | 2014-08-17 | 2014-12-11 | Hourly | 0.1 | 0.1 | 0.1 | 0.1 | 0.1 | 0.1 | 0.1 | 0.2556 | 0.45 | 0.45 | 0.45 | 0.45 | 0.45 | 0.45 | 0.45 | 0.45 | 0.45 | 0.1583 | 0.1 | 0.1 | 0.1 | 0.1 | 0.1 | 0.1 | From eQ_Lib.dat in MASControl 2017
D_EUn_CompCL_LitCFL_Yr | Lighting | FRACTION | SmrDsn | 2014-12-12 | 2014-12-31 | Constant | 1 | [23 empty] | From eQ_Lib.dat in MASControl 2017
D_EUn_CompCL_LitCFL_Yr | Lighting | FRACTION | WntrDsn | 2014-12-12 | 2014-12-31 | Constant | 0 | [23 empty] | From eQ_Lib.dat in MASControl 2017
D_EUn_CompCL_LitCFL_Yr | Lighting | FRACTION | Default | 2014-12-12 | 2014-12-31 | Constant | 0.05 | [23 empty] | From eQ_Lib.dat in MASControl 2017
D_EUn_CompCL_LitCFL_Yr | Lighting | FRACTION | WntrDsn | 2014-01-01 | 2014-12-31 | Constant | 0 | [23 empty] | From eQ_Lib.dat in MASControl 2017
D_EUn_CompCL_LitCFL_Yr | Lighting | FRACTION | SmrDsn | 2014-01-01 | 2014-12-31 | Constant | 1 | [23 empty] | From eQ_Lib.dat in MASControl 2017
D_EUn_CompCL_LitCFL_Yr | Lighting | FRACTION | Hol | 2014-01-01 | 2014-12-31 | Hourly | 0.0563 | 0.0563 | 0.0563 | 0.0563 | 0.0563 | 0.0563 | 0.0563 | 0.1313 | 0.2252 | 0.2252 | 0.2252 | 0.2252 | 0.2252 | 0.2252 | 0.2252 | 0.2252 | 0.2252 | 0.0844 | 0.0563 | 0.0563 | 0.0563 | 0.0563 | 0.0563 | 0.0563 | From eQ_Lib.dat in MASControl 2017
D_EUn_CompCL_LitEx_Yr | Lighting | FRACTION | SmrDsn | 2014-01-01 | 2014-12-31 | Constant | 1 | [23 empty] | From eQ_Lib.dat in MASControl 2017
D_EUn_CompCL_LitEx_Yr | Lighting | FRACTION | WntrDsn | 2014-01-01 | 2014-12-31 | Constant | 0 | [23 empty] | From eQ_Lib.dat in MASControl 2017
D_EUn_CompCL_LitEx_Yr | Lighting | FRACTION | Default¦Hol | 2014-01-01 | 2014-12-31 | Constant | 1 | [23 empty] | From eQ_Lib.dat in MASControl 2017
D_EUn_CompCL_LitLF_Yr | Lighting | FRACTION | SmrDsn | 2014-01-01 | 2014-01-11 | Constant | 1 | [23 empty] | From eQ_Lib.dat in MASControl 2017
D_EUn_CompCL_LitLF_Yr | Lighting | FRACTION | WntrDsn | 2014-01-01 | 2014-01-11 | Constant | 0 | [23 empty] | From eQ_Lib.dat in MASControl 2017
D_EUn_CompCL_LitLF_Yr | Lighting | FRACTION | Default | 2014-01-01 | 2014-01-11 | Constant | 0.05 | [23 empty] | From eQ_Lib.dat in MASControl 2017
D_EUn_CompCL_LitLF_Yr | Lighting | FRACTION | Default¦Wkdy | 2014-01-12 | 2014-04-03 | Hourly | 0.1 | 0.1 | 0.1 | 0.1 | 0.1 | 0.1 | 0.2333 | 0.5667 | 0.7 | 0.7 | 0.7 | 0.7 | 0.7 | 0.7 | 0.7 | 0.7 | 0.7 | 0.2 | 0.1 | 0.1 | 0.1 | 0.1 | 0.1 | 0.1 | From eQ_Lib.dat in MASControl 2017
D_EUn_CompCL_LitLF_Yr | Lighting | FRACTION | Wknd | 2014-01-12 | 2014-04-03 | Hourly | 0.1 | 0.1 | 0.1 | 0.1 | 0.1 | 0.1 | 0.1 | 0.2222 | 0.375 | 0.375 | 0.375 | 0.375 | 0.375 | 0.375 | 0.375 | 0.375 | 0.375 | 0.1458 | 0.1 | 0.1 | 0.1 | 0.1 | 0.1 | 0.1 | From eQ_Lib.dat in MASControl 2017
D_EUn_CompCL_LitLF_Yr | Lighting | FRACTION | SmrDsn | 2014-04-04 | 2014-04-12 | Constant | 1 | [23 empty] | From eQ_Lib.dat in MASControl 2017
D_EUn_CompCL_LitLF_Yr | Lighting | FRACTION | WntrDsn | 2014-04-04 | 2014-04-12 | Constant | 0 | [23 empty] | From eQ_Lib.dat in MASControl 2017
D_EUn_CompCL_LitLF_Yr | Lighting | FRACTION | Default | 2014-04-04 | 2014-04-12 | Constant | 0.05 | [23 empty] | From eQ_Lib.dat in MASControl 2017
D_EUn_CompCL_LitLF_Yr | Lighting | FRACTION | Default¦Wkdy | 2014-04-13 | 2014-05-22 | Hourly | 0.1 | 0.1 | 0.1 | 0.1 | 0.1 | 0.1 | 0.2333 | 0.5667 | 0.7 | 0.7 | 0.7 | 0.7 | 0.7 | 0.7 | 0.7 | 0.7 | 0.7 | 0.2 | 0.1 | 0.1 | 0.1 | 0.1 | 0.1 | 0.1 | From eQ_Lib.dat in MASControl 2017
D_EUn_CompCL_LitLF_Yr | Lighting | FRACTION | Wknd | 2014-04-13 | 2014-05-22 | Hourly | 0.1 | 0.1 | 0.1 | 0.1 | 0.1 | 0.1 | 0.1 | 0.2222 | 0.375 | 0.375 | 0.375 | 0.375 | 0.375 | 0.375 | 0.375 | 0.375 | 0.375 | 0.1458 | 0.1 | 0.1 | 0.1 | 0.1 | 0.1 | 0.1 | From eQ_Lib.dat in MASControl 2017
D_EUn_CompCL_LitLF_Yr | Lighting | FRACTION | SmrDsn | 2014-05-23 | 2014-05-31 | Constant | 1 | [23 empty] | From eQ_Lib.dat in MASControl 2017
D_EUn_CompCL_LitLF_Yr | Lighting | FRACTION | WntrDsn | 2014-05-23 | 2014-05-31 | Constant | 0 | [23 empty] | From eQ_Lib.dat in MASControl 2017
D_EUn_CompCL_LitLF_Yr | Lighting | FRACTION | Default | 2014-05-23 | 2014-05-31 | Constant | 0.05 | [23 empty] | From eQ_Lib.dat in MASControl 2017
D_EUn_CompCL_LitLF_Yr | Lighting | FRACTION | Default¦Wkdy | 2014-06-01 | 2014-08-07 | Hourly | 0.0563 | 0.0563 | 0.0563 | 0.0563 | 0.0563 | 0.0563 | 0.1438 | 0.3625 | 0.45 | 0.45 | 0.45 | 0.45 | 0.45 | 0.45 | 0.45 | 0.45 | 0.45 | 0.1219 | 0.0563 | 0.0563 | 0.0563 | 0.0563 | 0.0563 | 0.0563 | From eQ_Lib.dat in MASControl 2017
D_EUn_CompCL_LitLF_Yr | Lighting | FRACTION | Wknd | 2014-06-01 | 2014-08-07 | Hourly | 0.0563 | 0.0563 | 0.0563 | 0.0563 | 0.0563 | 0.0563 | 0.0563 | 0.1313 | 0.2252 | 0.2252 | 0.2252 | 0.2252 | 0.2252 | 0.2252 | 0.2252 | 0.2252 | 0.2252 | 0.0844 | 0.0563 | 0.0563 | 0.0563 | 0.0563 | 0.0563 | 0.0563 | From eQ_Lib.dat in MASControl 2017
D_EUn_CompCL_LitLF_Yr | Lighting | FRACTION | SmrDsn | 2014-08-08 | 2014-08-16 | Constant | 1 | [23 empty] | From eQ_Lib.dat in MASControl 2017
D_EUn_CompCL_LitLF_Yr | Lighting | FRACTION | WntrDsn | 2014-08-08 | 2014-08-16 | Constant | 0 | [23 empty] | From eQ_Lib.dat in MASControl 2017
D_EUn_CompCL_LitLF_Yr | Lighting | FRACTION | Default | 2014-08-08 | 2014-08-16 | Constant | 0.05 | [23 empty] | From eQ_Lib.dat in MASControl 2017
D_EUn_CompCL_LitLF_Yr | Lighting | FRACTION | Default¦Wkdy | 2014-08-17 | 2014-12-11 | Hourly | 0.1 | 0.1 | 0.1 | 0.1 | 0.1 | 0.1 | 0.2333 | 0.5667 | 0.7 | 0.7 | 0.7 | 0.7 | 0.7 | 0.7 | 0.7 | 0.7 | 0.7 | 0.2 | 0.1 | 0.1 | 0.1 | 0.1 | 0.1 | 0.1 | From eQ_Lib.dat in MASControl 2017
D_EUn_CompCL_LitLF_Yr | Lighting | FRACTION | Wknd | 2014-08-17 | 2014-12-11 | Hourly | 0.1 | 0.1 | 0.1 | 0.1 | 0.1 | 0.1 | 0.1 | 0.2222 | 0.375 | 0.375 | 0.375 | 0.375 | 0.375 | 0.375 | 0.375 | 0.375 | 0.375 | 0.1458 | 0.1 | 0.1 | 0.1 | 0.1 | 0.1 | 0.1 | From eQ_Lib.dat in MASControl 2017
D_EUn_CompCL_LitLF_Yr | Lighting | FRACTION | SmrDsn | 2014-12-12 | 2014-12-31 | Constant | 1 | [23 empty] | From eQ_Lib.dat in MASControl 2017
D_EUn_CompCL_LitLF_Yr | Lighting | FRACTION | WntrDsn | 2014-12-12 | 2014-12-31 | Constant | 0 | [23 empty] | From eQ_Lib.dat in MASControl 2017
D_EUn_CompCL_LitLF_Yr | Lighting | FRACTION | Default | 2014-12-12 | 2014-12-31 | Constant | 0.05 | [23 empty] | From eQ_Lib.dat in MASControl 2017
D_EUn_CompCL_LitLF_Yr | Lighting | FRACTION | WntrDsn | 2014-01-01 | 2014-12-31 | Constant | 0 | [23 empty] | From eQ_Lib.dat in MASControl 2017
D_EUn_CompCL_LitLF_Yr | Lighting | FRACTION | SmrDsn | 2014-01-01 | 2014-12-31 | Constant | 1 | [23 empty] | From eQ_Lib.dat in MASControl 2017
D_EUn_CompCL_LitLF_Yr | Lighting | FRACTION | Hol | 2014-01-01 | 2014-12-31 | Hourly | 0.0563 | 0.0563 | 0.0563 | 0.0563 | 0.0563 | 0.0563 | 0.0563 | 0.1313 | 0.2252 | 0.2252 | 0.2252 | 0.2252 | 0.2252 | 0.2252 | 0.2252 | 0.2252 | 0.2252 | 0.0844 | 0.0563 | 0.0563 | 0.0563 | 0.0563 | 0.0563 | 0.0563 | From eQ_Lib.dat in MASControl 2017
D_EUn_CompCL_LitSp_Yr | Lighting | FRACTION | SmrDsn | 2014-01-01 | 2014-01-11 | Constant | 1 | [23 empty] | From eQ_Lib.dat in MASControl 2017
D_EUn_CompCL_LitSp_Yr | Lighting | FRACTION | WntrDsn | 2014-01-01 | 2014-01-11 | Constant | 0 | [23 empty] | From eQ_Lib.dat in MASControl 2017
D_EUn_CompCL_LitSp_Yr | Lighting | FRACTION | Default | 2014-01-01 | 2014-01-11 | Constant | 0.05 | [23 empty] | From eQ_Lib.dat in MASControl 2017
D_EUn_CompCL_LitSp_Yr | Lighting | FRACTION | Default¦Wkdy | 2014-01-12 | 2014-04-03 | Hourly | 0.1 | 0.1 | 0.1 | 0.1 | 0.1 | 0.1 | 0.3 | 0.8 | 1 | 1 | 1 | 1 | 1 | 1 | 1 | 1 | 1 | 0.25 | 0.1 | 0.1 | 0.1 | 0.1 | 0.1 | 0.1 | From eQ_Lib.dat in MASControl 2017
D_EUn_CompCL_LitSp_Yr | Lighting | FRACTION | Wknd | 2014-01-12 | 2014-04-03 | Hourly | 0.1 | 0.1 | 0.1 | 0.1 | 0.1 | 0.1 | 0.1 | 0.3889 | 0.75 | 0.75 | 0.75 | 0.75 | 0.75 | 0.75 | 0.75 | 0.75 | 0.75 | 0.2083 | 0.1 | 0.1 | 0.1 | 0.1 | 0.1 | 0.1 | From eQ_Lib.dat in MASControl 2017
D_EUn_CompCL_LitSp_Yr | Lighting | FRACTION | SmrDsn | 2014-04-04 | 2014-04-12 | Constant | 1 | [23 empty] | From eQ_Lib.dat in MASControl 2017
D_EUn_CompCL_LitSp_Yr | Lighting | FRACTION | WntrDsn | 2014-04-04 | 2014-04-12 | Constant | 0 | [23 empty] | From eQ_Lib.dat in MASControl 2017
D_EUn_CompCL_LitSp_Yr | Lighting | FRACTION | Default | 2014-04-04 | 2014-04-12 | Constant | 0.05 | [23 empty] | From eQ_Lib.dat in MASControl 2017
D_EUn_CompCL_LitSp_Yr | Lighting | FRACTION | Default¦Wkdy | 2014-04-13 | 2014-05-22 | Hourly | 0.1 | 0.1 | 0.1 | 0.1 | 0.1 | 0.1 | 0.3 | 0.8 | 1 | 1 | 1 | 1 | 1 | 1 | 1 | 1 | 1 | 0.25 | 0.1 | 0.1 | 0.1 | 0.1 | 0.1 | 0.1 | From eQ_Lib.dat in MASControl 2017
D_EUn_CompCL_LitSp_Yr | Lighting | FRACTION | Wknd | 2014-04-13 | 2014-05-22 | Hourly | 0.1 | 0.1 | 0.1 | 0.1 | 0.1 | 0.1 | 0.1 | 0.3889 | 0.75 | 0.75 | 0.75 | 0.75 | 0.75 | 0.75 | 0.75 | 0.75 | 0.75 | 0.2083 | 0.1 | 0.1 | 0.1 | 0.1 | 0.1 | 0.1 | From eQ_Lib.dat in MASControl 2017
D_EUn_CompCL_LitSp_Yr | Lighting | FRACTION | SmrDsn | 2014-05-23 | 2014-05-31 | Constant | 1 | [23 empty] | From eQ_Lib.dat in MASControl 2017
D_EUn_CompCL_LitSp_Yr | Lighting | FRACTION | WntrDsn | 2014-05-23 | 2014-05-31 | Constant | 0 | [23 empty] | From eQ_Lib.dat in MASControl 2017
D_EUn_CompCL_LitSp_Yr | Lighting | FRACTION | Default | 2014-05-23 | 2014-05-31 | Constant | 0.05 | [23 empty] | From eQ_Lib.dat in MASControl 2017
D_EUn_CompCL_LitSp_Yr | Lighting | FRACTION | Default¦Wkdy | 2014-06-01 | 2014-08-07 | Hourly | 0.075 | 0.075 | 0.075 | 0.075 | 0.075 | 0.075 | 0.225 | 0.6 | 0.75 | 0.75 | 0.75 | 0.75 | 0.75 | 0.75 | 0.75 | 0.75 | 0.75 | 0.1875 | 0.075 | 0.075 | 0.075 | 0.075 | 0.075 | 0.075 | From eQ_Lib.dat in MASControl 2017
D_EUn_CompCL_LitSp_Yr | Lighting | FRACTION | Wknd | 2014-06-01 | 2014-08-07 | Hourly | 0.075 | 0.075 | 0.075 | 0.075 | 0.075 | 0.075 | 0.075 | 0.2919 | 0.563 | 0.563 | 0.563 | 0.563 | 0.563 | 0.563 | 0.563 | 0.563 | 0.563 | 0.1563 | 0.075 | 0.075 | 0.075 | 0.075 | 0.075 | 0.075 | From eQ_Lib.dat in MASControl 2017
D_EUn_CompCL_LitSp_Yr | Lighting | FRACTION | SmrDsn | 2014-08-08 | 2014-08-16 | Constant | 1 | [23 empty] | From eQ_Lib.dat in MASControl 2017
D_EUn_CompCL_LitSp_Yr | Lighting | FRACTION | WntrDsn | 2014-08-08 | 2014-08-16 | Constant | 0 | [23 empty] | From eQ_Lib.dat in MASControl 2017
D_EUn_CompCL_LitSp_Yr | Lighting | FRACTION | Default | 2014-08-08 | 2014-08-16 | Constant | 0.05 | [23 empty] | From eQ_Lib.dat in MASControl 2017
D_EUn_CompCL_LitSp_Yr | Lighting | FRACTION | Default¦Wkdy | 2014-08-17 | 2014-12-11 | Hourly | 0.1 | 0.1 | 0.1 | 0.1 | 0.1 | 0.1 | 0.3 | 0.8 | 1 | 1 | 1 | 1 | 1 | 1 | 1 | 1 | 1 | 0.25 | 0.1 | 0.1 | 0.1 | 0.1 | 0.1 | 0.1 | From eQ_Lib.dat in MASControl 2017
D_EUn_CompCL_LitSp_Yr | Lighting | FRACTION | Wknd | 2014-08-17 | 2014-12-11 | Hourly | 0.1 | 0.1 | 0.1 | 0.1 | 0.1 | 0.1 | 0.1 | 0.3889 | 0.75 | 0.75 | 0.75 | 0.75 | 0.75 | 0.75 | 0.75 | 0.75 | 0.75 | 0.2083 | 0.1 | 0.1 | 0.1 | 0.1 | 0.1 | 0.1 | From eQ_Lib.dat in MASControl 2017
D_EUn_CompCL_LitSp_Yr | Lighting | FRACTION | SmrDsn | 2014-12-12 | 2014-12-31 | Constant | 1 | [23 empty] | From eQ_Lib.dat in MASControl 2017
D_EUn_CompCL_LitSp_Yr | Lighting | FRACTION | WntrDsn | 2014-12-12 | 2014-12-31 | Constant | 0 | [23 empty] | From eQ_Lib.dat in MASControl 2017
D_EUn_CompCL_LitSp_Yr | Lighting | FRACTION | Default | 2014-12-12 | 2014-12-31 | Constant | 0.05 | [23 empty] | From eQ_Lib.dat in MASControl 2017
D_EUn_CompCL_LitSp_Yr | Lighting | FRACTION | WntrDsn | 2014-01-01 | 2014-12-31 | Constant | 0 | [23 empty] | From eQ_Lib.dat in MASControl 2017
D_EUn_CompCL_LitSp_Yr | Lighting | FRACTION | SmrDsn | 2014-01-01 | 2014-12-31 | Constant | 1 | [23 empty] | From eQ_Lib.dat in MASControl 2017
D_EUn_CompCL_LitSp_Yr | Lighting | FRACTION | Hol | 2014-01-01 | 2014-12-31 | Hourly | 0.075 | 0.075 | 0.075 | 0.075 | 0.075 | 0.075 | 0.075 | 0.2919 | 0.563 | 0.563 | 0.563 | 0.563 | 0.563 | 0.563 | 0.563 | 0.563 | 0.563 | 0.1563 | 0.075 | 0.075 | 0.075 | 0.075 | 0.075 | 0.075 | From eQ_Lib.dat in MASControl 2017
D_EUn_CompCL_Misc_Yr | Equipment | FRACTION | SmrDsn | 2014-01-01 | 2014-01-11 | Constant | 1 | [23 empty] | From eQ_Lib.dat in MASControl 2017
D_EUn_CompCL_Misc_Yr | Equipment | FRACTION | WntrDsn | 2014-01-01 | 2014-01-11 | Constant | 0 | [23 empty] | From eQ_Lib.dat in MASControl 2017
D_EUn_CompCL_Misc_Yr | Equipment | FRACTION | Default | 2014-01-01 | 2014-01-11 | Constant | 0.05 | [23 empty] | From eQ_Lib.dat in MASControl 2017
D_EUn_CompCL_Misc_Yr | Equipment | FRACTION | Default¦Wkdy | 2014-01-12 | 2014-04-03 | Hourly | 0.5 | 0.5 | 0.5 | 0.5 | 0.5 | 0.5 | 0.75 | 0.9 | 1 | 1 | 1 | 1 | 1 | 1 | 1 | 1 | 1 | 0.5 | 0.5 | 0.5 | 0.5 | 0.5 | 0.5 | 0.5 | From eQ_Lib.dat in MASControl 2017
D_EUn_CompCL_Misc_Yr | Equipment | FRACTION | Wknd | 2014-01-12 | 2014-04-03 | Hourly | 0.5 | 0.5 | 0.5 | 0.5 | 0.5 | 0.5 | 0.5 | 0.65 | 0.75 | 0.75 | 0.75 | 0.75 | 0.75 | 0.75 | 0.75 | 0.75 | 0.75 | 0.5 | 0.5 | 0.5 | 0.5 | 0.5 | 0.5 | 0.5 | From eQ_Lib.dat in MASControl 2017
D_EUn_CompCL_Misc_Yr | Equipment | FRACTION | SmrDsn | 2014-04-04 | 2014-04-12 | Constant | 1 | [23 empty] | From eQ_Lib.dat in MASControl 2017
D_EUn_CompCL_Misc_Yr | Equipment | FRACTION | WntrDsn | 2014-04-04 | 2014-04-12 | Constant | 0 | [23 empty] | From eQ_Lib.dat in MASControl 2017
D_EUn_CompCL_Misc_Yr | Equipment | FRACTION | Default | 2014-04-04 | 2014-04-12 | Constant | 0.05 | [23 empty] | From eQ_Lib.dat in MASControl 2017
D_EUn_CompCL_Misc_Yr | Equipment | FRACTION | Default¦Wkdy | 2014-04-13 | 2014-05-22 | Hourly | 0.5 | 0.5 | 0.5 | 0.5 | 0.5 | 0.5 | 0.75 | 0.9 | 1 | 1 | 1 | 1 | 1 | 1 | 1 | 1 | 1 | 0.5 | 0.5 | 0.5 | 0.5 | 0.5 | 0.5 | 0.5 | From eQ_Lib.dat in MASControl 2017
D_EUn_CompCL_Misc_Yr | Equipment | FRACTION | Wknd | 2014-04-13 | 2014-05-22 | Hourly | 0.5 | 0.5 | 0.5 | 0.5 | 0.5 | 0.5 | 0.5 | 0.65 | 0.75 | 0.75 | 0.75 | 0.75 | 0.75 | 0.75 | 0.75 | 0.75 | 0.75 | 0.5 | 0.5 | 0.5 | 0.5 | 0.5 | 0.5 | 0.5 | From eQ_Lib.dat in MASControl 2017
D_EUn_CompCL_Misc_Yr | Equipment | FRACTION | SmrDsn | 2014-05-23 | 2014-05-31 | Constant | 1 | [23 empty] | From eQ_Lib.dat in MASControl 2017
D_EUn_CompCL_Misc_Yr | Equipment | FRACTION | WntrDsn | 2014-05-23 | 2014-05-31 | Constant | 0 | [23 empty] | From eQ_Lib.dat in MASControl 2017
D_EUn_CompCL_Misc_Yr | Equipment | FRACTION | Default | 2014-05-23 | 2014-05-31 | Constant | 0.05 | [23 empty] | From eQ_Lib.dat in MASControl 2017
D_EUn_CompCL_Misc_Yr | Equipment | FRACTION | Default¦Wkdy | 2014-06-01 | 2014-08-07 | Hourly | 0.375 | 0.375 | 0.375 | 0.375 | 0.375 | 0.375 | 0.5625 | 0.675 | 0.75 | 0.75 | 0.75 | 0.75 | 0.75 | 0.75 | 0.75 | 0.75 | 0.75 | 0.375 | 0.375 | 0.375 | 0.375 | 0.375 | 0.375 | 0.375 | From eQ_Lib.dat in MASControl 2017
D_EUn_CompCL_Misc_Yr | Equipment | FRACTION | Wknd | 2014-06-01 | 2014-08-07 | Hourly | 0.375 | 0.375 | 0.375 | 0.375 | 0.375 | 0.375 | 0.375 | 0.4878 | 0.563 | 0.563 | 0.563 | 0.563 | 0.563 | 0.563 | 0.563 | 0.563 | 0.563 | 0.375 | 0.375 | 0.375 | 0.375 | 0.375 | 0.375 | 0.375 | From eQ_Lib.dat in MASControl 2017
D_EUn_CompCL_Misc_Yr | Equipment | FRACTION | SmrDsn | 2014-08-08 | 2014-08-16 | Constant | 1 | [23 empty] | From eQ_Lib.dat in MASControl 2017
D_EUn_CompCL_Misc_Yr | Equipment | FRACTION | WntrDsn | 2014-08-08 | 2014-08-16 | Constant | 0 | [23 empty] | From eQ_Lib.dat in MASControl 2017
D_EUn_CompCL_Misc_Yr | Equipment | FRACTION | Default | 2014-08-08 | 2014-08-16 | Constant | 0.05 | [23 empty] | From eQ_Lib.dat in MASControl 2017
D_EUn_CompCL_Misc_Yr | Equipment | FRACTION | Default¦Wkdy | 2014-08-17 | 2014-12-11 | Hourly | 0.5 | 0.5 | 0.5 | 0.5 | 0.5 | 0.5 | 0.75 | 0.9 | 1 | 1 | 1 | 1 | 1 | 1 | 1 | 1 | 1 | 0.5 | 0.5 | 0.5 | 0.5 | 0.5 | 0.5 | 0.5 | From eQ_Lib.dat in MASControl 2017
D_EUn_CompCL_Misc_Yr | Equipment | FRACTION | Wknd | 2014-08-17 | 2014-12-11 | Hourly | 0.5 | 0.5 | 0.5 | 0.5 | 0.5 | 0.5 | 0.5 | 0.65 | 0.75 | 0.75 | 0.75 | 0.75 | 0.75 | 0.75 | 0.75 | 0.75 | 0.75 | 0.5 | 0.5 | 0.5 | 0.5 | 0.5 | 0.5 | 0.5 | From eQ_Lib.dat in MASControl 2017
D_EUn_CompCL_Misc_Yr | Equipment | FRACTION | SmrDsn | 2014-12-12 | 2014-12-31 | Constant | 1 | [23 empty] | From eQ_Lib.dat in MASControl 2017
D_EUn_CompCL_Misc_Yr | Equipment | FRACTION | WntrDsn | 2014-12-12 | 2014-12-31 | Constant | 0 | [23 empty] | From eQ_Lib.dat in MASControl 2017
D_EUn_CompCL_Misc_Yr | Equipment | FRACTION | Default | 2014-12-12 | 2014-12-31 | Constant | 0.05 | [23 empty] | From eQ_Lib.dat in MASControl 2017
D_EUn_CompCL_Misc_Yr | Equipment | FRACTION | WntrDsn | 2014-01-01 | 2014-12-31 | Constant | 0 | [23 empty] | From eQ_Lib.dat in MASControl 2017
D_EUn_CompCL_Misc_Yr | Equipment | FRACTION | SmrDsn | 2014-01-01 | 2014-12-31 | Constant | 1 | [23 empty] | From eQ_Lib.dat in MASControl 2017
D_EUn_CompCL_Misc_Yr | Equipment | FRACTION | Hol | 2014-01-01 | 2014-12-31 | Hourly | 0.375 | 0.375 | 0.375 | 0.375 | 0.375 | 0.375 | 0.375 | 0.4878 | 0.563 | 0.563 | 0.563 | 0.563 | 0.563 | 0.563 | 0.563 | 0.563 | 0.563 | 0.375 | 0.375 | 0.375 | 0.375 | 0.375 | 0.375 | 0.375 | From eQ_Lib.dat in MASControl 2017
D_EUn_CompCL_Occup_Yr | Occupancy | FRACTION | SmrDsn | 2014-01-01 | 2014-01-11 | Constant | 1 | [23 empty] | From eQ_Lib.dat in MASControl 2017
D_EUn_CompCL_Occup_Yr | Occupancy | FRACTION | WntrDsn | 2014-01-01 | 2014-01-11 | Constant | 0 | [23 empty] | From eQ_Lib.dat in MASControl 2017
D_EUn_CompCL_Occup_Yr | Occupancy | FRACTION | Default | 2014-01-01 | 2014-01-11 | Constant | 0 | [23 empty] | From eQ_Lib.dat in MASControl 2017
D_EUn_CompCL_Occup_Yr | Occupancy | FRACTION | Default¦Wkdy | 2014-01-12 | 2014-04-03 | Hourly | 0 | 0 | 0 | 0 | 0 | 0 | 0.2 | 0.5 | 1 | 1 | 1 | 1 | 1 | 1 | 1 | 1 | 1 | 0 | 0 | 0 | 0 | 0 | 0 | 0 | From eQ_Lib.dat in MASControl 2017
D_EUn_CompCL_Occup_Yr | Occupancy | FRACTION | Wknd | 2014-01-12 | 2014-04-03 | Hourly | 0 | 0 | 0 | 0 | 0 | 0 | 0 | 0.2 | 0.4 | 0.5 | 0.5 | 0.5 | 0.5 | 0.5 | 0.5 | 0.5 | 0.5 | 0 | 0 | 0 | 0 | 0 | 0 | 0 | From eQ_Lib.dat in MASControl 2017
D_EUn_CompCL_Occup_Yr | Occupancy | FRACTION | SmrDsn | 2014-04-04 | 2014-04-12 | Constant | 1 | [23 empty] | From eQ_Lib.dat in MASControl 2017
D_EUn_CompCL_Occup_Yr | Occupancy | FRACTION | WntrDsn | 2014-04-04 | 2014-04-12 | Constant | 0 | [23 empty] | From eQ_Lib.dat in MASControl 2017
D_EUn_CompCL_Occup_Yr | Occupancy | FRACTION | Default | 2014-04-04 | 2014-04-12 | Constant | 0 | [23 empty] | From eQ_Lib.dat in MASControl 2017
D_EUn_CompCL_Occup_Yr | Occupancy | FRACTION | Default¦Wkdy | 2014-04-13 | 2014-05-22 | Hourly | 0 | 0 | 0 | 0 | 0 | 0 | 0.2 | 0.5 | 1 | 1 | 1 | 1 | 1 | 1 | 1 | 1 | 1 | 0 | 0 | 0 | 0 | 0 | 0 | 0 | From eQ_Lib.dat in MASControl 2017
D_EUn_CompCL_Occup_Yr | Occupancy | FRACTION | Wknd | 2014-04-13 | 2014-05-22 | Hourly | 0 | 0 | 0 | 0 | 0 | 0 | 0 | 0.2 | 0.4 | 0.5 | 0.5 | 0.5 | 0.5 | 0.5 | 0.5 | 0.5 | 0.5 | 0 | 0 | 0 | 0 | 0 | 0 | 0 | From eQ_Lib.dat in MASControl 2017
D_EUn_CompCL_Occup_Yr | Occupancy | FRACTION | SmrDsn | 2014-05-23 | 2014-05-31 | Constant | 1 | [23 empty] | From eQ_Lib.dat in MASControl 2017
D_EUn_CompCL_Occup_Yr | Occupancy | FRACTION | WntrDsn | 2014-05-23 | 2014-05-31 | Constant | 0 | [23 empty] | From eQ_Lib.dat in MASControl 2017
D_EUn_CompCL_Occup_Yr | Occupancy | FRACTION | Default | 2014-05-23 | 2014-05-31 | Constant | 0 | [23 empty] | From eQ_Lib.dat in MASControl 2017
D_EUn_CompCL_Occup_Yr | Occupancy | FRACTION | Default¦Wkdy | 2014-06-01 | 2014-08-07 | Hourly | 0 | 0 | 0 | 0 | 0 | 0 | 0.1 | 0.25 | 0.5 | 0.5 | 0.5 | 0.5 | 0.5 | 0.5 | 0.5 | 0.5 | 0.5 | 0 | 0 | 0 | 0 | 0 | 0 | 0 | From eQ_Lib.dat in MASControl 2017
D_EUn_CompCL_Occup_Yr | Occupancy | FRACTION | Wknd | 2014-06-01 | 2014-08-07 | Hourly | 0 | 0 | 0 | 0 | 0 | 0 | 0 | 0.1 | 0.2 | 0.25 | 0.25 | 0.25 | 0.25 | 0.25 | 0.25 | 0.25 | 0.25 | 0 | 0 | 0 | 0 | 0 | 0 | 0 | From eQ_Lib.dat in MASControl 2017
D_EUn_CompCL_Occup_Yr | Occupancy | FRACTION | SmrDsn | 2014-08-08 | 2014-08-16 | Constant | 1 | [23 empty] | From eQ_Lib.dat in MASControl 2017
D_EUn_CompCL_Occup_Yr | Occupancy | FRACTION | WntrDsn | 2014-08-08 | 2014-08-16 | Constant | 0 | [23 empty] | From eQ_Lib.dat in MASControl 2017
D_EUn_CompCL_Occup_Yr | Occupancy | FRACTION | Default | 2014-08-08 | 2014-08-16 | Constant | 0 | [23 empty] | From eQ_Lib.dat in MASControl 2017
D_EUn_CompCL_Occup_Yr | Occupancy | FRACTION | Default¦Wkdy | 2014-08-17 | 2014-12-11 | Hourly | 0 | 0 | 0 | 0 | 0 | 0 | 0.2 | 0.5 | 1 | 1 | 1 | 1 | 1 | 1 | 1 | 1 | 1 | 0 | 0 | 0 | 0 | 0 | 0 | 0 | From eQ_Lib.dat in MASControl 2017
D_EUn_CompCL_Occup_Yr | Occupancy | FRACTION | Wknd | 2014-08-17 | 2014-12-11 | Hourly | 0 | 0 | 0 | 0 | 0 | 0 | 0 | 0.2 | 0.4 | 0.5 | 0.5 | 0.5 | 0.5 | 0.5 | 0.5 | 0.5 | 0.5 | 0 | 0 | 0 | 0 | 0 | 0 | 0 | From eQ_Lib.dat in MASControl 2017
D_EUn_CompCL_Occup_Yr | Occupancy | FRACTION | SmrDsn | 2014-12-12 | 2014-12-31 | Constant | 1 | [23 empty] | From eQ_Lib.dat in MASControl 2017
D_EUn_CompCL_Occup_Yr | Occupancy | FRACTION | WntrDsn | 2014-12-12 | 2014-12-31 | Constant | 0 | [23 empty] | From eQ_Lib.dat in MASControl 2017
D_EUn_CompCL_Occup_Yr | Occupancy | FRACTION | Default | 2014-12-12 | 2014-12-31 | Constant | 0 | [23 empty] | From eQ_Lib.dat in MASControl 2017
D_EUn_CompCL_Occup_Yr | Occupancy | FRACTION | WntrDsn | 2014-01-01 | 2014-12-31 | Constant | 0 | [23 empty] | From eQ_Lib.dat in MASControl 2017
D_EUn_CompCL_Occup_Yr | Occupancy | FRACTION | SmrDsn | 2014-01-01 | 2014-12-31 | Constant | 1 | [23 empty] | From eQ_Lib.dat in MASControl 2017
D_EUn_CompCL_Occup_Yr | Occupancy | FRACTION | Hol | 2014-01-01 | 2014-12-31 | Hourly | 0 | 0 | 0 | 0 | 0 | 0 | 0 | 0.1 | 0.2 | 0.25 | 0.25 | 0.25 | 0.25 | 0.25 | 0.25 | 0.25 | 0.25 | 0 | 0 | 0 | 0 | 0 | 0 | 0 | From eQ_Lib.dat in MASControl 2017
D_EUn_Dorm_LitCFL_Yr | Lighting | FRACTION | SmrDsn | 2014-01-01 | 2014-01-11 | Constant | 1 | [23 empty] | From eQ_Lib.dat in MASControl 2017
D_EUn_Dorm_LitCFL_Yr | Lighting | FRACTION | WntrDsn | 2014-01-01 | 2014-01-11 | Constant | 0 | [23 empty] | From eQ_Lib.dat in MASControl 2017
D_EUn_Dorm_LitCFL_Yr | Lighting | FRACTION | Default | 2014-01-01 | 2014-01-11 | Constant | 0.02 | [23 empty] | From eQ_Lib.dat in MASControl 2017
D_EUn_Dorm_LitCFL_Yr | Lighting | FRACTION | Default¦Wkdy | 2014-01-12 | 2014-04-03 | Hourly | 0.045 | 0.045 | 0.045 | 0.045 | 0.045 | 0.045 | 0.045 | 0.045 | 0.1781 | 0.1781 | 0.1781 | 0.1781 | 0.1781 | 0.1781 | 0.1781 | 0.1781 | 0.1781 | 0.3113 | 0.3113 | 0.4 | 0.4 | 0.4 | 0.1338 | 0.1338 | From eQ_Lib.dat in MASControl 2017
D_EUn_Dorm_LitCFL_Yr | Lighting | FRACTION | Sat | 2014-01-12 | 2014-04-03 | Hourly | 0.045 | 0.045 | 0.045 | 0.045 | 0.045 | 0.045 | 0.045 | 0.045 | 0.045 | 0.045 | 0.2669 | 0.2669 | 0.2669 | 0.2669 | 0.2669 | 0.2669 | 0.2669 | 0.2669 | 0.2669 | 0.2669 | 0.2669 | 0.2669 | 0.4 | 0.4 | From eQ_Lib.dat in MASControl 2017
D_EUn_Dorm_LitCFL_Yr | Lighting | FRACTION | Sun | 2014-01-12 | 2014-04-03 | Hourly | 0.045 | 0.045 | 0.045 | 0.045 | 0.045 | 0.045 | 0.045 | 0.045 | 0.045 | 0.045 | 0.2225 | 0.2225 | 0.2225 | 0.2225 | 0.2225 | 0.2225 | 0.2225 | 0.2225 | 0.2225 | 0.2225 | 0.2225 | 0.2225 | 0.4 | 0.4 | From eQ_Lib.dat in MASControl 2017
D_EUn_Dorm_LitCFL_Yr | Lighting | FRACTION | SmrDsn | 2014-04-04 | 2014-04-12 | Constant | 1 | [23 empty] | From eQ_Lib.dat in MASControl 2017
D_EUn_Dorm_LitCFL_Yr | Lighting | FRACTION | WntrDsn | 2014-04-04 | 2014-04-12 | Constant | 0 | [23 empty] | From eQ_Lib.dat in MASControl 2017
D_EUn_Dorm_LitCFL_Yr | Lighting | FRACTION | Default | 2014-04-04 | 2014-04-12 | Constant | 0.02 | [23 empty] | From eQ_Lib.dat in MASControl 2017
D_EUn_Dorm_LitCFL_Yr | Lighting | FRACTION | Default¦Wkdy | 2014-04-13 | 2014-05-22 | Hourly | 0.045 | 0.045 | 0.045 | 0.045 | 0.045 | 0.045 | 0.045 | 0.045 | 0.1781 | 0.1781 | 0.1781 | 0.1781 | 0.1781 | 0.1781 | 0.1781 | 0.1781 | 0.1781 | 0.3113 | 0.3113 | 0.4 | 0.4 | 0.4 | 0.1338 | 0.1338 | From eQ_Lib.dat in MASControl 2017
D_EUn_Dorm_LitCFL_Yr | Lighting | FRACTION | Sat | 2014-04-13 | 2014-05-22 | Hourly | 0.045 | 0.045 | 0.045 | 0.045 | 0.045 | 0.045 | 0.045 | 0.045 | 0.045 | 0.045 | 0.2669 | 0.2669 | 0.2669 | 0.2669 | 0.2669 | 0.2669 | 0.2669 | 0.2669 | 0.2669 | 0.2669 | 0.2669 | 0.2669 | 0.4 | 0.4 | From eQ_Lib.dat in MASControl 2017
D_EUn_Dorm_LitCFL_Yr | Lighting | FRACTION | Sun | 2014-04-13 | 2014-05-22 | Hourly | 0.045 | 0.045 | 0.045 | 0.045 | 0.045 | 0.045 | 0.045 | 0.045 | 0.045 | 0.045 | 0.2225 | 0.2225 | 0.2225 | 0.2225 | 0.2225 | 0.2225 | 0.2225 | 0.2225 | 0.2225 | 0.2225 | 0.2225 | 0.2225 | 0.4 | 0.4 | From eQ_Lib.dat in MASControl 2017
D_EUn_Dorm_LitCFL_Yr | Lighting | FRACTION | SmrDsn | 2014-05-23 | 2014-05-31 | Constant | 1 | [23 empty] | From eQ_Lib.dat in MASControl 2017
D_EUn_Dorm_LitCFL_Yr | Lighting | FRACTION | WntrDsn | 2014-05-23 | 2014-05-31 | Constant | 0 | [23 empty] | From eQ_Lib.dat in MASControl 2017
D_EUn_Dorm_LitCFL_Yr | Lighting | FRACTION | Default | 2014-05-23 | 2014-05-31 | Constant | 0.02 | [23 empty] | From eQ_Lib.dat in MASControl 2017
D_EUn_Dorm_LitCFL_Yr | Lighting | FRACTION | Default¦Wkdy | 2014-06-01 | 2014-08-07 | Hourly | 0.0338 | 0.0338 | 0.0338 | 0.0338 | 0.0338 | 0.0338 | 0.0338 | 0.0338 | 0.0914 | 0.0914 | 0.0914 | 0.0914 | 0.0914 | 0.0914 | 0.0914 | 0.0914 | 0.0914 | 0.1491 | 0.1491 | 0.1875 | 0.1875 | 0.1875 | 0.0722 | 0.0722 | From eQ_Lib.dat in MASControl 2017
D_EUn_Dorm_LitCFL_Yr | Lighting | FRACTION | Sat | 2014-06-01 | 2014-08-07 | Hourly | 0.0338 | 0.0338 | 0.0338 | 0.0338 | 0.0338 | 0.0338 | 0.0338 | 0.0338 | 0.0338 | 0.0338 | 0.1298 | 0.1298 | 0.1298 | 0.1298 | 0.1298 | 0.1298 | 0.1298 | 0.1298 | 0.1298 | 0.1298 | 0.1298 | 0.1298 | 0.1875 | 0.1875 | From eQ_Lib.dat in MASControl 2017
D_EUn_Dorm_LitCFL_Yr | Lighting | FRACTION | Sun | 2014-06-01 | 2014-08-07 | Hourly | 0.0338 | 0.0338 | 0.0338 | 0.0338 | 0.0338 | 0.0338 | 0.0338 | 0.0338 | 0.0338 | 0.0338 | 0.1106 | 0.1106 | 0.1106 | 0.1106 | 0.1106 | 0.1106 | 0.1106 | 0.1106 | 0.1106 | 0.1106 | 0.1106 | 0.1106 | 0.1875 | 0.1875 | From eQ_Lib.dat in MASControl 2017
D_EUn_Dorm_LitCFL_Yr | Lighting | FRACTION | SmrDsn | 2014-08-08 | 2014-08-16 | Constant | 1 | [23 empty] | From eQ_Lib.dat in MASControl 2017
D_EUn_Dorm_LitCFL_Yr | Lighting | FRACTION | WntrDsn | 2014-08-08 | 2014-08-16 | Constant | 0 | [23 empty] | From eQ_Lib.dat in MASControl 2017
D_EUn_Dorm_LitCFL_Yr | Lighting | FRACTION | Default | 2014-08-08 | 2014-08-16 | Constant | 0.02 | [23 empty] | From eQ_Lib.dat in MASControl 2017
D_EUn_Dorm_LitCFL_Yr | Lighting | FRACTION | Default¦Wkdy | 2014-08-17 | 2014-12-11 | Hourly | 0.045 | 0.045 | 0.045 | 0.045 | 0.045 | 0.045 | 0.045 | 0.045 | 0.1781 | 0.1781 | 0.1781 | 0.1781 | 0.1781 | 0.1781 | 0.1781 | 0.1781 | 0.1781 | 0.3113 | 0.3113 | 0.4 | 0.4 | 0.4 | 0.1338 | 0.1338 | From eQ_Lib.dat in MASControl 2017
D_EUn_Dorm_LitCFL_Yr | Lighting | FRACTION | Sat | 2014-08-17 | 2014-12-11 | Hourly | 0.045 | 0.045 | 0.045 | 0.045 | 0.045 | 0.045 | 0.045 | 0.045 | 0.045 | 0.045 | 0.2669 | 0.2669 | 0.2669 | 0.2669 | 0.2669 | 0.2669 | 0.2669 | 0.2669 | 0.2669 | 0.2669 | 0.2669 | 0.2669 | 0.4 | 0.4 | From eQ_Lib.dat in MASControl 2017
D_EUn_Dorm_LitCFL_Yr | Lighting | FRACTION | Sun | 2014-08-17 | 2014-12-11 | Hourly | 0.045 | 0.045 | 0.045 | 0.045 | 0.045 | 0.045 | 0.045 | 0.045 | 0.045 | 0.045 | 0.2225 | 0.2225 | 0.2225 | 0.2225 | 0.2225 | 0.2225 | 0.2225 | 0.2225 | 0.2225 | 0.2225 | 0.2225 | 0.2225 | 0.4 | 0.4 | From eQ_Lib.dat in MASControl 2017
D_EUn_Dorm_LitCFL_Yr | Lighting | FRACTION | SmrDsn | 2014-12-12 | 2014-12-31 | Constant | 1 | [23 empty] | From eQ_Lib.dat in MASControl 2017
D_EUn_Dorm_LitCFL_Yr | Lighting | FRACTION | WntrDsn | 2014-12-12 | 2014-12-31 | Constant | 0 | [23 empty] | From eQ_Lib.dat in MASControl 2017
D_EUn_Dorm_LitCFL_Yr | Lighting | FRACTION | Default | 2014-12-12 | 2014-12-31 | Constant | 0.02 | [23 empty] | From eQ_Lib.dat in MASControl 2017
D_EUn_Dorm_LitCFL_Yr | Lighting | FRACTION | WntrDsn | 2014-01-01 | 2014-12-31 | Constant | 0 | [23 empty] | From eQ_Lib.dat in MASControl 2017
D_EUn_Dorm_LitCFL_Yr | Lighting | FRACTION | SmrDsn | 2014-01-01 | 2014-12-31 | Constant | 1 | [23 empty] | From eQ_Lib.dat in MASControl 2017
D_EUn_Dorm_LitCFL_Yr | Lighting | FRACTION | Hol | 2014-01-01 | 2014-12-31 | Hourly | 0.0338 | 0.0338 | 0.0338 | 0.0338 | 0.0338 | 0.0338 | 0.0338 | 0.0338 | 0.0338 | 0.0338 | 0.1106 | 0.1106 | 0.1106 | 0.1106 | 0.1106 | 0.1106 | 0.1106 | 0.1106 | 0.1106 | 0.1106 | 0.1106 | 0.1106 | 0.1875 | 0.1875 | From eQ_Lib.dat in MASControl 2017
D_EUn_Dorm_LitEx_Yr | Lighting | FRACTION | SmrDsn | 2014-01-01 | 2014-12-31 | Constant | 1 | [23 empty] | From eQ_Lib.dat in MASControl 2017
D_EUn_Dorm_LitEx_Yr | Lighting | FRACTION | WntrDsn | 2014-01-01 | 2014-12-31 | Constant | 0 | [23 empty] | From eQ_Lib.dat in MASControl 2017
D_EUn_Dorm_LitEx_Yr | Lighting | FRACTION | Default¦Hol | 2014-01-01 | 2014-12-31 | Constant | 1 | [23 empty] | From eQ_Lib.dat in MASControl 2017
D_EUn_Dorm_LitLF_Yr | Lighting | FRACTION | SmrDsn | 2014-01-01 | 2014-01-11 | Constant | 1 | [23 empty] | From eQ_Lib.dat in MASControl 2017
D_EUn_Dorm_LitLF_Yr | Lighting | FRACTION | WntrDsn | 2014-01-01 | 2014-01-11 | Constant | 0 | [23 empty] | From eQ_Lib.dat in MASControl 2017
D_EUn_Dorm_LitLF_Yr | Lighting | FRACTION | Default | 2014-01-01 | 2014-01-11 | Constant | 0.02 | [23 empty] | From eQ_Lib.dat in MASControl 2017
D_EUn_Dorm_LitLF_Yr | Lighting | FRACTION | Default¦Wkdy | 2014-01-12 | 2014-04-03 | Hourly | 0.045 | 0.045 | 0.045 | 0.045 | 0.045 | 0.045 | 0.045 | 0.045 | 0.1781 | 0.1781 | 0.1781 | 0.1781 | 0.1781 | 0.1781 | 0.1781 | 0.1781 | 0.1781 | 0.3113 | 0.3113 | 0.4 | 0.4 | 0.4 | 0.1338 | 0.1338 | From eQ_Lib.dat in MASControl 2017
D_EUn_Dorm_LitLF_Yr | Lighting | FRACTION | Sat | 2014-01-12 | 2014-04-03 | Hourly | 0.045 | 0.045 | 0.045 | 0.045 | 0.045 | 0.045 | 0.045 | 0.045 | 0.045 | 0.045 | 0.2669 | 0.2669 | 0.2669 | 0.2669 | 0.2669 | 0.2669 | 0.2669 | 0.2669 | 0.2669 | 0.2669 | 0.2669 | 0.2669 | 0.4 | 0.4 | From eQ_Lib.dat in MASControl 2017
D_EUn_Dorm_LitLF_Yr | Lighting | FRACTION | Sun | 2014-01-12 | 2014-04-03 | Hourly | 0.045 | 0.045 | 0.045 | 0.045 | 0.045 | 0.045 | 0.045 | 0.045 | 0.045 | 0.045 | 0.2225 | 0.2225 | 0.2225 | 0.2225 | 0.2225 | 0.2225 | 0.2225 | 0.2225 | 0.2225 | 0.2225 | 0.2225 | 0.2225 | 0.4 | 0.4 | From eQ_Lib.dat in MASControl 2017
D_EUn_Dorm_LitLF_Yr | Lighting | FRACTION | SmrDsn | 2014-04-04 | 2014-04-12 | Constant | 1 | [23 empty] | From eQ_Lib.dat in MASControl 2017
D_EUn_Dorm_LitLF_Yr | Lighting | FRACTION | WntrDsn | 2014-04-04 | 2014-04-12 | Constant | 0 | [23 empty] | From eQ_Lib.dat in MASControl 2017
D_EUn_Dorm_LitLF_Yr | Lighting | FRACTION | Default | 2014-04-04 | 2014-04-12 | Constant | 0.02 | [23 empty] | From eQ_Lib.dat in MASControl 2017
D_EUn_Dorm_LitLF_Yr | Lighting | FRACTION | Default¦Wkdy | 2014-04-13 | 2014-05-22 | Hourly | 0.045 | 0.045 | 0.045 | 0.045 | 0.045 | 0.045 | 0.045 | 0.045 | 0.1781 | 0.1781 | 0.1781 | 0.1781 | 0.1781 | 0.1781 | 0.1781 | 0.1781 | 0.1781 | 0.3113 | 0.3113 | 0.4 | 0.4 | 0.4 | 0.1338 | 0.1338 | From eQ_Lib.dat in MASControl 2017
D_EUn_Dorm_LitLF_Yr | Lighting | FRACTION | Sat | 2014-04-13 | 2014-05-22 | Hourly | 0.045 | 0.045 | 0.045 | 0.045 | 0.045 | 0.045 | 0.045 | 0.045 | 0.045 | 0.045 | 0.2669 | 0.2669 | 0.2669 | 0.2669 | 0.2669 | 0.2669 | 0.2669 | 0.2669 | 0.2669 | 0.2669 | 0.2669 | 0.2669 | 0.4 | 0.4 | From eQ_Lib.dat in MASControl 2017
D_EUn_Dorm_LitLF_Yr | Lighting | FRACTION | Sun | 2014-04-13 | 2014-05-22 | Hourly | 0.045 | 0.045 | 0.045 | 0.045 | 0.045 | 0.045 | 0.045 | 0.045 | 0.045 | 0.045 | 0.2225 | 0.2225 | 0.2225 | 0.2225 | 0.2225 | 0.2225 | 0.2225 | 0.2225 | 0.2225 | 0.2225 | 0.2225 | 0.2225 | 0.4 | 0.4 | From eQ_Lib.dat in MASControl 2017
D_EUn_Dorm_LitLF_Yr | Lighting | FRACTION | SmrDsn | 2014-05-23 | 2014-05-31 | Constant | 1 | [23 empty] | From eQ_Lib.dat in MASControl 2017
D_EUn_Dorm_LitLF_Yr | Lighting | FRACTION | WntrDsn | 2014-05-23 | 2014-05-31 | Constant | 0 | [23 empty] | From eQ_Lib.dat in MASControl 2017
D_EUn_Dorm_LitLF_Yr | Lighting | FRACTION | Default | 2014-05-23 | 2014-05-31 | Constant | 0.02 | [23 empty] | From eQ_Lib.dat in MASControl 2017
D_EUn_Dorm_LitLF_Yr | Lighting | FRACTION | Default¦Wkdy | 2014-06-01 | 2014-08-07 | Hourly | 0.0338 | 0.0338 | 0.0338 | 0.0338 | 0.0338 | 0.0338 | 0.0338 | 0.0338 | 0.0914 | 0.0914 | 0.0914 | 0.0914 | 0.0914 | 0.0914 | 0.0914 | 0.0914 | 0.0914 | 0.1491 | 0.1491 | 0.1875 | 0.1875 | 0.1875 | 0.0722 | 0.0722 | From eQ_Lib.dat in MASControl 2017
D_EUn_Dorm_LitLF_Yr | Lighting | FRACTION | Sat | 2014-06-01 | 2014-08-07 | Hourly | 0.0338 | 0.0338 | 0.0338 | 0.0338 | 0.0338 | 0.0338 | 0.0338 | 0.0338 | 0.0338 | 0.0338 | 0.1298 | 0.1298 | 0.1298 | 0.1298 | 0.1298 | 0.1298 | 0.1298 | 0.1298 | 0.1298 | 0.1298 | 0.1298 | 0.1298 | 0.1875 | 0.1875 | From eQ_Lib.dat in MASControl 2017
D_EUn_Dorm_LitLF_Yr | Lighting | FRACTION | Sun | 2014-06-01 | 2014-08-07 | Hourly | 0.0338 | 0.0338 | 0.0338 | 0.0338 | 0.0338 | 0.0338 | 0.0338 | 0.0338 | 0.0338 | 0.0338 | 0.1106 | 0.1106 | 0.1106 | 0.1106 | 0.1106 | 0.1106 | 0.1106 | 0.1106 | 0.1106 | 0.1106 | 0.1106 | 0.1106 | 0.1875 | 0.1875 | From eQ_Lib.dat in MASControl 2017
D_EUn_Dorm_LitLF_Yr | Lighting | FRACTION | SmrDsn | 2014-08-08 | 2014-08-16 | Constant | 1 | [23 empty] | From eQ_Lib.dat in MASControl 2017
D_EUn_Dorm_LitLF_Yr | Lighting | FRACTION | WntrDsn | 2014-08-08 | 2014-08-16 | Constant | 0 | [23 empty] | From eQ_Lib.dat in MASControl 2017
D_EUn_Dorm_LitLF_Yr | Lighting | FRACTION | Default | 2014-08-08 | 2014-08-16 | Constant | 0.02 | [23 empty] | From eQ_Lib.dat in MASControl 2017
D_EUn_Dorm_LitLF_Yr | Lighting | FRACTION | Default¦Wkdy | 2014-08-17 | 2014-12-11 | Hourly | 0.045 | 0.045 | 0.045 | 0.045 | 0.045 | 0.045 | 0.045 | 0.045 | 0.1781 | 0.1781 | 0.1781 | 0.1781 | 0.1781 | 0.1781 | 0.1781 | 0.1781 | 0.1781 | 0.3113 | 0.3113 | 0.4 | 0.4 | 0.4 | 0.1338 | 0.1338 | From eQ_Lib.dat in MASControl 2017
D_EUn_Dorm_LitLF_Yr | Lighting | FRACTION | Sat | 2014-08-17 | 2014-12-11 | Hourly | 0.045 | 0.045 | 0.045 | 0.045 | 0.045 | 0.045 | 0.045 | 0.045 | 0.045 | 0.045 | 0.2669 | 0.2669 | 0.2669 | 0.2669 | 0.2669 | 0.2669 | 0.2669 | 0.2669 | 0.2669 | 0.2669 | 0.2669 | 0.2669 | 0.4 | 0.4 | From eQ_Lib.dat in MASControl 2017
D_EUn_Dorm_LitLF_Yr | Lighting | FRACTION | Sun | 2014-08-17 | 2014-12-11 | Hourly | 0.045 | 0.045 | 0.045 | 0.045 | 0.045 | 0.045 | 0.045 | 0.045 | 0.045 | 0.045 | 0.2225 | 0.2225 | 0.2225 | 0.2225 | 0.2225 | 0.2225 | 0.2225 | 0.2225 | 0.2225 | 0.2225 | 0.2225 | 0.2225 | 0.4 | 0.4 | From eQ_Lib.dat in MASControl 2017
D_EUn_Dorm_LitLF_Yr | Lighting | FRACTION | SmrDsn | 2014-12-12 | 2014-12-31 | Constant | 1 | [23 empty] | From eQ_Lib.dat in MASControl 2017
D_EUn_Dorm_LitLF_Yr | Lighting | FRACTION | WntrDsn | 2014-12-12 | 2014-12-31 | Constant | 0 | [23 empty] | From eQ_Lib.dat in MASControl 2017
D_EUn_Dorm_LitLF_Yr | Lighting | FRACTION | Default | 2014-12-12 | 2014-12-31 | Constant | 0.02 | [23 empty] | From eQ_Lib.dat in MASControl 2017
D_EUn_Dorm_LitLF_Yr | Lighting | FRACTION | WntrDsn | 2014-01-01 | 2014-12-31 | Constant | 0 | [23 empty] | From eQ_Lib.dat in MASControl 2017
D_EUn_Dorm_LitLF_Yr | Lighting | FRACTION | SmrDsn | 2014-01-01 | 2014-12-31 | Constant | 1 | [23 empty] | From eQ_Lib.dat in MASControl 2017
D_EUn_Dorm_LitLF_Yr | Lighting | FRACTION | Hol | 2014-01-01 | 2014-12-31 | Hourly | 0.0338 | 0.0338 | 0.0338 | 0.0338 | 0.0338 | 0.0338 | 0.0338 | 0.0338 | 0.0338 | 0.0338 | 0.1106 | 0.1106 | 0.1106 | 0.1106 | 0.1106 | 0.1106 | 0.1106 | 0.1106 | 0.1106 | 0.1106 | 0.1106 | 0.1106 | 0.1875 | 0.1875 | From eQ_Lib.dat in MASControl 2017
D_EUn_Dorm_LitSp_Yr | Lighting | FRACTION | SmrDsn | 2014-01-01 | 2014-01-11 | Constant | 1 | [23 empty] | From eQ_Lib.dat in MASControl 2017
D_EUn_Dorm_LitSp_Yr | Lighting | FRACTION | WntrDsn | 2014-01-01 | 2014-01-11 | Constant | 0 | [23 empty] | From eQ_Lib.dat in MASControl 2017
D_EUn_Dorm_LitSp_Yr | Lighting | FRACTION | Default | 2014-01-01 | 2014-01-11 | Constant | 0.02 | [23 empty] | From eQ_Lib.dat in MASControl 2017
D_EUn_Dorm_LitSp_Yr | Lighting | FRACTION | Default¦Wkdy | 2014-01-12 | 2014-04-03 | Hourly | 0.2 | 0.2 | 0.2 | 0.2 | 0.2 | 0.2 | 0.2 | 0.2 | 0.5 | 0.5 | 0.5 | 0.5 | 0.5 | 0.5 | 0.5 | 0.5 | 0.5 | 0.8 | 0.8 | 1 | 1 | 1 | 0.4 | 0.4 | From eQ_Lib.dat in MASControl 2017
D_EUn_Dorm_LitSp_Yr | Lighting | FRACTION | Sat | 2014-01-12 | 2014-04-03 | Hourly | 0.2 | 0.2 | 0.2 | 0.2 | 0.2 | 0.2 | 0.2 | 0.2 | 0.2 | 0.2 | 0.7 | 0.7 | 0.7 | 0.7 | 0.7 | 0.7 | 0.7 | 0.7 | 0.7 | 0.7 | 0.7 | 0.7 | 1 | 1 | From eQ_Lib.dat in MASControl 2017
D_EUn_Dorm_LitSp_Yr | Lighting | FRACTION | Sun | 2014-01-12 | 2014-04-03 | Hourly | 0.2 | 0.2 | 0.2 | 0.2 | 0.2 | 0.2 | 0.2 | 0.2 | 0.2 | 0.2 | 0.5 | 0.5 | 0.5 | 0.5 | 0.5 | 0.5 | 0.5 | 0.5 | 0.5 | 0.5 | 0.5 | 0.5 | 0.8 | 0.8 | From eQ_Lib.dat in MASControl 2017
D_EUn_Dorm_LitSp_Yr | Lighting | FRACTION | SmrDsn | 2014-04-04 | 2014-04-12 | Constant | 1 | [23 empty] | From eQ_Lib.dat in MASControl 2017
D_EUn_Dorm_LitSp_Yr | Lighting | FRACTION | WntrDsn | 2014-04-04 | 2014-04-12 | Constant | 0 | [23 empty] | From eQ_Lib.dat in MASControl 2017
D_EUn_Dorm_LitSp_Yr | Lighting | FRACTION | Default | 2014-04-04 | 2014-04-12 | Constant | 0.02 | [23 empty] | From eQ_Lib.dat in MASControl 2017
D_EUn_Dorm_LitSp_Yr | Lighting | FRACTION | Default¦Wkdy | 2014-04-13 | 2014-05-22 | Hourly | 0.2 | 0.2 | 0.2 | 0.2 | 0.2 | 0.2 | 0.2 | 0.2 | 0.5 | 0.5 | 0.5 | 0.5 | 0.5 | 0.5 | 0.5 | 0.5 | 0.5 | 0.8 | 0.8 | 1 | 1 | 1 | 0.4 | 0.4 | From eQ_Lib.dat in MASControl 2017
D_EUn_Dorm_LitSp_Yr | Lighting | FRACTION | Sat | 2014-04-13 | 2014-05-22 | Hourly | 0.2 | 0.2 | 0.2 | 0.2 | 0.2 | 0.2 | 0.2 | 0.2 | 0.2 | 0.2 | 0.7 | 0.7 | 0.7 | 0.7 | 0.7 | 0.7 | 0.7 | 0.7 | 0.7 | 0.7 | 0.7 | 0.7 | 1 | 1 | From eQ_Lib.dat in MASControl 2017
D_EUn_Dorm_LitSp_Yr | Lighting | FRACTION | Sun | 2014-04-13 | 2014-05-22 | Hourly | 0.2 | 0.2 | 0.2 | 0.2 | 0.2 | 0.2 | 0.2 | 0.2 | 0.2 | 0.2 | 0.5 | 0.5 | 0.5 | 0.5 | 0.5 | 0.5 | 0.5 | 0.5 | 0.5 | 0.5 | 0.5 | 0.5 | 0.8 | 0.8 | From eQ_Lib.dat in MASControl 2017
D_EUn_Dorm_LitSp_Yr | Lighting | FRACTION | SmrDsn | 2014-05-23 | 2014-05-31 | Constant | 1 | [23 empty] | From eQ_Lib.dat in MASControl 2017
D_EUn_Dorm_LitSp_Yr | Lighting | FRACTION | WntrDsn | 2014-05-23 | 2014-05-31 | Constant | 0 | [23 empty] | From eQ_Lib.dat in MASControl 2017
D_EUn_Dorm_LitSp_Yr | Lighting | FRACTION | Default | 2014-05-23 | 2014-05-31 | Constant | 0.02 | [23 empty] | From eQ_Lib.dat in MASControl 2017
D_EUn_Dorm_LitSp_Yr | Lighting | FRACTION | Default¦Wkdy | 2014-06-01 | 2014-08-07 | Hourly | 0.15 | 0.15 | 0.15 | 0.15 | 0.15 | 0.15 | 0.15 | 0.15 | 0.375 | 0.375 | 0.375 | 0.375 | 0.375 | 0.375 | 0.375 | 0.375 | 0.375 | 0.6 | 0.6 | 0.75 | 0.75 | 0.75 | 0.3 | 0.3 | From eQ_Lib.dat in MASControl 2017
D_EUn_Dorm_LitSp_Yr | Lighting | FRACTION | Sat | 2014-06-01 | 2014-08-07 | Hourly | 0.15 | 0.15 | 0.15 | 0.15 | 0.15 | 0.15 | 0.15 | 0.15 | 0.15 | 0.15 | 0.525 | 0.525 | 0.525 | 0.525 | 0.525 | 0.525 | 0.525 | 0.525 | 0.525 | 0.525 | 0.525 | 0.525 | 0.75 | 0.75 | From eQ_Lib.dat in MASControl 2017
D_EUn_Dorm_LitSp_Yr | Lighting | FRACTION | Sun | 2014-06-01 | 2014-08-07 | Hourly | 0.15 | 0.15 | 0.15 | 0.15 | 0.15 | 0.15 | 0.15 | 0.15 | 0.15 | 0.15 | 0.375 | 0.375 | 0.375 | 0.375 | 0.375 | 0.375 | 0.375 | 0.375 | 0.375 | 0.375 | 0.375 | 0.375 | 0.6 | 0.6 | From eQ_Lib.dat in MASControl 2017
D_EUn_Dorm_LitSp_Yr | Lighting | FRACTION | SmrDsn | 2014-08-08 | 2014-08-16 | Constant | 1 | [23 empty] | From eQ_Lib.dat in MASControl 2017
D_EUn_Dorm_LitSp_Yr | Lighting | FRACTION | WntrDsn | 2014-08-08 | 2014-08-16 | Constant | 0 | [23 empty] | From eQ_Lib.dat in MASControl 2017
D_EUn_Dorm_LitSp_Yr | Lighting | FRACTION | Default | 2014-08-08 | 2014-08-16 | Constant | 0.02 | [23 empty] | From eQ_Lib.dat in MASControl 2017
D_EUn_Dorm_LitSp_Yr | Lighting | FRACTION | Default¦Wkdy | 2014-08-17 | 2014-12-11 | Hourly | 0.2 | 0.2 | 0.2 | 0.2 | 0.2 | 0.2 | 0.2 | 0.2 | 0.5 | 0.5 | 0.5 | 0.5 | 0.5 | 0.5 | 0.5 | 0.5 | 0.5 | 0.8 | 0.8 | 1 | 1 | 1 | 0.4 | 0.4 | From eQ_Lib.dat in MASControl 2017
D_EUn_Dorm_LitSp_Yr | Lighting | FRACTION | Sat | 2014-08-17 | 2014-12-11 | Hourly | 0.2 | 0.2 | 0.2 | 0.2 | 0.2 | 0.2 | 0.2 | 0.2 | 0.2 | 0.2 | 0.7 | 0.7 | 0.7 | 0.7 | 0.7 | 0.7 | 0.7 | 0.7 | 0.7 | 0.7 | 0.7 | 0.7 | 1 | 1 | From eQ_Lib.dat in MASControl 2017
D_EUn_Dorm_LitSp_Yr | Lighting | FRACTION | Sun | 2014-08-17 | 2014-12-11 | Hourly | 0.2 | 0.2 | 0.2 | 0.2 | 0.2 | 0.2 | 0.2 | 0.2 | 0.2 | 0.2 | 0.5 | 0.5 | 0.5 | 0.5 | 0.5 | 0.5 | 0.5 | 0.5 | 0.5 | 0.5 | 0.5 | 0.5 | 0.8 | 0.8 | From eQ_Lib.dat in MASControl 2017
D_EUn_Dorm_LitSp_Yr | Lighting | FRACTION | SmrDsn | 2014-12-12 | 2014-12-31 | Constant | 1 | [23 empty] | From eQ_Lib.dat in MASControl 2017
D_EUn_Dorm_LitSp_Yr | Lighting | FRACTION | WntrDsn | 2014-12-12 | 2014-12-31 | Constant | 0 | [23 empty] | From eQ_Lib.dat in MASControl 2017
D_EUn_Dorm_LitSp_Yr | Lighting | FRACTION | Default | 2014-12-12 | 2014-12-31 | Constant | 0.02 | [23 empty] | From eQ_Lib.dat in MASControl 2017
D_EUn_Dorm_LitSp_Yr | Lighting | FRACTION | WntrDsn | 2014-01-01 | 2014-12-31 | Constant | 0 | [23 empty] | From eQ_Lib.dat in MASControl 2017
D_EUn_Dorm_LitSp_Yr | Lighting | FRACTION | SmrDsn | 2014-01-01 | 2014-12-31 | Constant | 1 | [23 empty] | From eQ_Lib.dat in MASControl 2017
D_EUn_Dorm_LitSp_Yr | Lighting | FRACTION | Hol | 2014-01-01 | 2014-12-31 | Hourly | 0.15 | 0.15 | 0.15 | 0.15 | 0.15 | 0.15 | 0.15 | 0.15 | 0.15 | 0.15 | 0.375 | 0.375 | 0.375 | 0.375 | 0.375 | 0.375 | 0.375 | 0.375 | 0.375 | 0.375 | 0.375 | 0.375 | 0.6 | 0.6 | From eQ_Lib.dat in MASControl 2017
D_EUn_Dorm_Misc_Yr | Equipment | FRACTION | SmrDsn | 2014-01-01 | 2014-01-11 | Constant | 1 | [23 empty] | From eQ_Lib.dat in MASControl 2017
D_EUn_Dorm_Misc_Yr | Equipment | FRACTION | WntrDsn | 2014-01-01 | 2014-01-11 | Constant | 0 | [23 empty] | From eQ_Lib.dat in MASControl 2017
D_EUn_Dorm_Misc_Yr | Equipment | FRACTION | Default | 2014-01-01 | 2014-01-11 | Constant | 0.02 | [23 empty] | From eQ_Lib.dat in MASControl 2017
D_EUn_Dorm_Misc_Yr | Equipment | FRACTION | Default¦Wkdy | 2014-01-12 | 2014-04-03 | Hourly | 0.2 | 0.2 | 0.2 | 0.2 | 0.2 | 0.2 | 0.2 | 0.2 | 0.5 | 0.5 | 0.5 | 0.5 | 0.5 | 0.5 | 0.5 | 0.5 | 0.5 | 0.8 | 0.8 | 1 | 1 | 1 | 0.4 | 0.4 | From eQ_Lib.dat in MASControl 2017
D_EUn_Dorm_Misc_Yr | Equipment | FRACTION | Sat | 2014-01-12 | 2014-04-03 | Hourly | 0.2 | 0.2 | 0.2 | 0.2 | 0.2 | 0.2 | 0.2 | 0.2 | 0.2 | 0.2 | 0.7 | 0.7 | 0.7 | 0.7 | 0.7 | 0.7 | 0.7 | 0.7 | 0.7 | 0.7 | 0.7 | 0.7 | 1 | 1 | From eQ_Lib.dat in MASControl 2017
D_EUn_Dorm_Misc_Yr | Equipment | FRACTION | Sun | 2014-01-12 | 2014-04-03 | Hourly | 0.2 | 0.2 | 0.2 | 0.2 | 0.2 | 0.2 | 0.2 | 0.2 | 0.2 | 0.2 | 0.5 | 0.5 | 0.5 | 0.5 | 0.5 | 0.5 | 0.5 | 0.5 | 0.5 | 0.5 | 0.5 | 0.5 | 0.8 | 0.8 | From eQ_Lib.dat in MASControl 2017
D_EUn_Dorm_Misc_Yr | Equipment | FRACTION | SmrDsn | 2014-04-04 | 2014-04-12 | Constant | 1 | [23 empty] | From eQ_Lib.dat in MASControl 2017
D_EUn_Dorm_Misc_Yr | Equipment | FRACTION | WntrDsn | 2014-04-04 | 2014-04-12 | Constant | 0 | [23 empty] | From eQ_Lib.dat in MASControl 2017
D_EUn_Dorm_Misc_Yr | Equipment | FRACTION | Default | 2014-04-04 | 2014-04-12 | Constant | 0.02 | [23 empty] | From eQ_Lib.dat in MASControl 2017
D_EUn_Dorm_Misc_Yr | Equipment | FRACTION | Default¦Wkdy | 2014-04-13 | 2014-05-22 | Hourly | 0.2 | 0.2 | 0.2 | 0.2 | 0.2 | 0.2 | 0.2 | 0.2 | 0.5 | 0.5 | 0.5 | 0.5 | 0.5 | 0.5 | 0.5 | 0.5 | 0.5 | 0.8 | 0.8 | 1 | 1 | 1 | 0.4 | 0.4 | From eQ_Lib.dat in MASControl 2017
D_EUn_Dorm_Misc_Yr | Equipment | FRACTION | Sat | 2014-04-13 | 2014-05-22 | Hourly | 0.2 | 0.2 | 0.2 | 0.2 | 0.2 | 0.2 | 0.2 | 0.2 | 0.2 | 0.2 | 0.7 | 0.7 | 0.7 | 0.7 | 0.7 | 0.7 | 0.7 | 0.7 | 0.7 | 0.7 | 0.7 | 0.7 | 1 | 1 | From eQ_Lib.dat in MASControl 2017
D_EUn_Dorm_Misc_Yr | Equipment | FRACTION | Sun | 2014-04-13 | 2014-05-22 | Hourly | 0.2 | 0.2 | 0.2 | 0.2 | 0.2 | 0.2 | 0.2 | 0.2 | 0.2 | 0.2 | 0.5 | 0.5 | 0.5 | 0.5 | 0.5 | 0.5 | 0.5 | 0.5 | 0.5 | 0.5 | 0.5 | 0.5 | 0.8 | 0.8 | From eQ_Lib.dat in MASControl 2017
D_EUn_Dorm_Misc_Yr | Equipment | FRACTION | SmrDsn | 2014-05-23 | 2014-05-31 | Constant | 1 | [23 empty] | From eQ_Lib.dat in MASControl 2017
D_EUn_Dorm_Misc_Yr | Equipment | FRACTION | WntrDsn | 2014-05-23 | 2014-05-31 | Constant | 0 | [23 empty] | From eQ_Lib.dat in MASControl 2017
D_EUn_Dorm_Misc_Yr | Equipment | FRACTION | Default | 2014-05-23 | 2014-05-31 | Constant | 0.02 | [23 empty] | From eQ_Lib.dat in MASControl 2017
D_EUn_Dorm_Misc_Yr | Equipment | FRACTION | Default¦Wkdy | 2014-06-01 | 2014-08-07 | Hourly | 0.15 | 0.15 | 0.15 | 0.15 | 0.15 | 0.15 | 0.15 | 0.15 | 0.375 | 0.375 | 0.375 | 0.375 | 0.375 | 0.375 | 0.375 | 0.375 | 0.375 | 0.6 | 0.6 | 0.75 | 0.75 | 0.75 | 0.3 | 0.3 | From eQ_Lib.dat in MASControl 2017
D_EUn_Dorm_Misc_Yr | Equipment | FRACTION | Sat | 2014-06-01 | 2014-08-07 | Hourly | 0.15 | 0.15 | 0.15 | 0.15 | 0.15 | 0.15 | 0.15 | 0.15 | 0.15 | 0.15 | 0.525 | 0.525 | 0.525 | 0.525 | 0.525 | 0.525 | 0.525 | 0.525 | 0.525 | 0.525 | 0.525 | 0.525 | 0.75 | 0.75 | From eQ_Lib.dat in MASControl 2017
D_EUn_Dorm_Misc_Yr | Equipment | FRACTION | Sun | 2014-06-01 | 2014-08-07 | Hourly | 0.15 | 0.15 | 0.15 | 0.15 | 0.15 | 0.15 | 0.15 | 0.15 | 0.15 | 0.15 | 0.375 | 0.375 | 0.375 | 0.375 | 0.375 | 0.375 | 0.375 | 0.375 | 0.375 | 0.375 | 0.375 | 0.375 | 0.6 | 0.6 | From eQ_Lib.dat in MASControl 2017
D_EUn_Dorm_Misc_Yr | Equipment | FRACTION | SmrDsn | 2014-08-08 | 2014-08-16 | Constant | 1 | [23 empty] | From eQ_Lib.dat in MASControl 2017
D_EUn_Dorm_Misc_Yr | Equipment | FRACTION | WntrDsn | 2014-08-08 | 2014-08-16 | Constant | 0 | [23 empty] | From eQ_Lib.dat in MASControl 2017
D_EUn_Dorm_Misc_Yr | Equipment | FRACTION | Default | 2014-08-08 | 2014-08-16 | Constant | 0.02 | [23 empty] | From eQ_Lib.dat in MASControl 2017
D_EUn_Dorm_Misc_Yr | Equipment | FRACTION | Default¦Wkdy | 2014-08-17 | 2014-12-11 | Hourly | 0.2 | 0.2 | 0.2 | 0.2 | 0.2 | 0.2 | 0.2 | 0.2 | 0.5 | 0.5 | 0.5 | 0.5 | 0.5 | 0.5 | 0.5 | 0.5 | 0.5 | 0.8 | 0.8 | 1 | 1 | 1 | 0.4 | 0.4 | From eQ_Lib.dat in MASControl 2017
D_EUn_Dorm_Misc_Yr | Equipment | FRACTION | Sat | 2014-08-17 | 2014-12-11 | Hourly | 0.2 | 0.2 | 0.2 | 0.2 | 0.2 | 0.2 | 0.2 | 0.2 | 0.2 | 0.2 | 0.7 | 0.7 | 0.7 | 0.7 | 0.7 | 0.7 | 0.7 | 0.7 | 0.7 | 0.7 | 0.7 | 0.7 | 1 | 1 | From eQ_Lib.dat in MASControl 2017
D_EUn_Dorm_Misc_Yr | Equipment | FRACTION | Sun | 2014-08-17 | 2014-12-11 | Hourly | 0.2 | 0.2 | 0.2 | 0.2 | 0.2 | 0.2 | 0.2 | 0.2 | 0.2 | 0.2 | 0.5 | 0.5 | 0.5 | 0.5 | 0.5 | 0.5 | 0.5 | 0.5 | 0.5 | 0.5 | 0.5 | 0.5 | 0.8 | 0.8 | From eQ_Lib.dat in MASControl 2017
D_EUn_Dorm_Misc_Yr | Equipment | FRACTION | SmrDsn | 2014-12-12 | 2014-12-31 | Constant | 1 | [23 empty] | From eQ_Lib.dat in MASControl 2017
D_EUn_Dorm_Misc_Yr | Equipment | FRACTION | WntrDsn | 2014-12-12 | 2014-12-31 | Constant | 0 | [23 empty] | From eQ_Lib.dat in MASControl 2017
D_EUn_Dorm_Misc_Yr | Equipment | FRACTION | Default | 2014-12-12 | 2014-12-31 | Constant | 0.02 | [23 empty] | From eQ_Lib.dat in MASControl 2017
D_EUn_Dorm_Misc_Yr | Equipment | FRACTION | WntrDsn | 2014-01-01 | 2014-12-31 | Constant | 0 | [23 empty] | From eQ_Lib.dat in MASControl 2017
D_EUn_Dorm_Misc_Yr | Equipment | FRACTION | SmrDsn | 2014-01-01 | 2014-12-31 | Constant | 1 | [23 empty] | From eQ_Lib.dat in MASControl 2017
D_EUn_Dorm_Misc_Yr | Equipment | FRACTION | Hol | 2014-01-01 | 2014-12-31 | Hourly | 0.15 | 0.15 | 0.15 | 0.15 | 0.15 | 0.15 | 0.15 | 0.15 | 0.15 | 0.15 | 0.375 | 0.375 | 0.375 | 0.375 | 0.375 | 0.375 | 0.375 | 0.375 | 0.375 | 0.375 | 0.375 | 0.375 | 0.6 | 0.6 | From eQ_Lib.dat in MASControl 2017
D_EUn_Dorm_Occup_Yr | Occupancy | FRACTION | SmrDsn | 2014-01-01 | 2014-01-11 | Constant | 1 | [23 empty] | From eQ_Lib.dat in MASControl 2017
D_EUn_Dorm_Occup_Yr | Occupancy | FRACTION | WntrDsn | 2014-01-01 | 2014-01-11 | Constant | 0 | [23 empty] | From eQ_Lib.dat in MASControl 2017
D_EUn_Dorm_Occup_Yr | Occupancy | FRACTION | Default | 2014-01-01 | 2014-01-11 | Constant | 0 | [23 empty] | From eQ_Lib.dat in MASControl 2017
D_EUn_Dorm_Occup_Yr | Occupancy | FRACTION | Default¦Wkdy | 2014-01-12 | 2014-04-03 | Hourly | 1 | 1 | 1 | 1 | 1 | 1 | 1 | 1 | 0.2 | 0.2 | 0.2 | 0.2 | 0.2 | 0.2 | 0.2 | 0.2 | 0.2 | 0.8 | 0.8 | 0.6 | 0.6 | 0.6 | 1 | 1 | From eQ_Lib.dat in MASControl 2017
D_EUn_Dorm_Occup_Yr | Occupancy | FRACTION | Sat | 2014-01-12 | 2014-04-03 | Hourly | 1 | 1 | 1 | 1 | 1 | 1 | 1 | 1 | 1 | 1 | 0.5 | 0.5 | 0.5 | 0.5 | 0.5 | 0.5 | 0.5 | 0.8 | 0.8 | 0.6 | 0.6 | 0.6 | 1 | 1 | From eQ_Lib.dat in MASControl 2017
D_EUn_Dorm_Occup_Yr | Occupancy | FRACTION | Sun | 2014-01-12 | 2014-04-03 | Hourly | 1 | 1 | 1 | 1 | 1 | 1 | 1 | 1 | 1 | 1 | 1 | 0.5 | 0.5 | 0.5 | 0.5 | 0.5 | 0.5 | 0.5 | 0.5 | 0.5 | 0.5 | 0.5 | 1 | 1 | From eQ_Lib.dat in MASControl 2017
D_EUn_Dorm_Occup_Yr | Occupancy | FRACTION | SmrDsn | 2014-04-04 | 2014-04-12 | Constant | 1 | [23 empty] | From eQ_Lib.dat in MASControl 2017
D_EUn_Dorm_Occup_Yr | Occupancy | FRACTION | WntrDsn | 2014-04-04 | 2014-04-12 | Constant | 0 | [23 empty] | From eQ_Lib.dat in MASControl 2017
D_EUn_Dorm_Occup_Yr | Occupancy | FRACTION | Default | 2014-04-04 | 2014-04-12 | Constant | 0 | [23 empty] | From eQ_Lib.dat in MASControl 2017
D_EUn_Dorm_Occup_Yr | Occupancy | FRACTION | Default¦Wkdy | 2014-04-13 | 2014-05-22 | Hourly | 1 | 1 | 1 | 1 | 1 | 1 | 1 | 1 | 0.2 | 0.2 | 0.2 | 0.2 | 0.2 | 0.2 | 0.2 | 0.2 | 0.2 | 0.8 | 0.8 | 0.6 | 0.6 | 0.6 | 1 | 1 | From eQ_Lib.dat in MASControl 2017
D_EUn_Dorm_Occup_Yr | Occupancy | FRACTION | Sat | 2014-04-13 | 2014-05-22 | Hourly | 1 | 1 | 1 | 1 | 1 | 1 | 1 | 1 | 1 | 1 | 0.5 | 0.5 | 0.5 | 0.5 | 0.5 | 0.5 | 0.5 | 0.8 | 0.8 | 0.6 | 0.6 | 0.6 | 1 | 1 | From eQ_Lib.dat in MASControl 2017
D_EUn_Dorm_Occup_Yr | Occupancy | FRACTION | Sun | 2014-04-13 | 2014-05-22 | Hourly | 1 | 1 | 1 | 1 | 1 | 1 | 1 | 1 | 1 | 1 | 1 | 0.5 | 0.5 | 0.5 | 0.5 | 0.5 | 0.5 | 0.5 | 0.5 | 0.5 | 0.5 | 0.5 | 1 | 1 | From eQ_Lib.dat in MASControl 2017
D_EUn_Dorm_Occup_Yr | Occupancy | FRACTION | SmrDsn | 2014-05-23 | 2014-05-31 | Constant | 1 | [23 empty] | From eQ_Lib.dat in MASControl 2017
D_EUn_Dorm_Occup_Yr | Occupancy | FRACTION | WntrDsn | 2014-05-23 | 2014-05-31 | Constant | 0 | [23 empty] | From eQ_Lib.dat in MASControl 2017
D_EUn_Dorm_Occup_Yr | Occupancy | FRACTION | Default | 2014-05-23 | 2014-05-31 | Constant | 0 | [23 empty] | From eQ_Lib.dat in MASControl 2017
D_EUn_Dorm_Occup_Yr | Occupancy | FRACTION | Default¦Wkdy | 2014-06-01 | 2014-08-07 | Hourly | 0.5 | 0.5 | 0.5 | 0.5 | 0.5 | 0.5 | 0.5 | 0.5 | 0.1 | 0.1 | 0.1 | 0.1 | 0.1 | 0.1 | 0.1 | 0.1 | 0.1 | 0.4 | 0.4 | 0.3 | 0.3 | 0.3 | 0.5 | 0.5 | From eQ_Lib.dat in MASControl 2017
D_EUn_Dorm_Occup_Yr | Occupancy | FRACTION | Sat | 2014-06-01 | 2014-08-07 | Hourly | 0.5 | 0.5 | 0.5 | 0.5 | 0.5 | 0.5 | 0.5 | 0.5 | 0.5 | 0.5 | 0.25 | 0.25 | 0.25 | 0.25 | 0.25 | 0.25 | 0.25 | 0.4 | 0.4 | 0.3 | 0.3 | 0.3 | 0.5 | 0.5 | From eQ_Lib.dat in MASControl 2017
D_EUn_Dorm_Occup_Yr | Occupancy | FRACTION | Sun | 2014-06-01 | 2014-08-07 | Hourly | 0.5 | 0.5 | 0.5 | 0.5 | 0.5 | 0.5 | 0.5 | 0.5 | 0.5 | 0.5 | 0.5 | 0.25 | 0.25 | 0.25 | 0.25 | 0.25 | 0.25 | 0.25 | 0.25 | 0.25 | 0.25 | 0.25 | 0.5 | 0.5 | From eQ_Lib.dat in MASControl 2017
D_EUn_Dorm_Occup_Yr | Occupancy | FRACTION | SmrDsn | 2014-08-08 | 2014-08-16 | Constant | 1 | [23 empty] | From eQ_Lib.dat in MASControl 2017
D_EUn_Dorm_Occup_Yr | Occupancy | FRACTION | WntrDsn | 2014-08-08 | 2014-08-16 | Constant | 0 | [23 empty] | From eQ_Lib.dat in MASControl 2017
D_EUn_Dorm_Occup_Yr | Occupancy | FRACTION | Default | 2014-08-08 | 2014-08-16 | Constant | 0 | [23 empty] | From eQ_Lib.dat in MASControl 2017
D_EUn_Dorm_Occup_Yr | Occupancy | FRACTION | Default¦Wkdy | 2014-08-17 | 2014-12-11 | Hourly | 1 | 1 | 1 | 1 | 1 | 1 | 1 | 1 | 0.2 | 0.2 | 0.2 | 0.2 | 0.2 | 0.2 | 0.2 | 0.2 | 0.2 | 0.8 | 0.8 | 0.6 | 0.6 | 0.6 | 1 | 1 | From eQ_Lib.dat in MASControl 2017
D_EUn_Dorm_Occup_Yr | Occupancy | FRACTION | Sat | 2014-08-17 | 2014-12-11 | Hourly | 1 | 1 | 1 | 1 | 1 | 1 | 1 | 1 | 1 | 1 | 0.5 | 0.5 | 0.5 | 0.5 | 0.5 | 0.5 | 0.5 | 0.8 | 0.8 | 0.6 | 0.6 | 0.6 | 1 | 1 | From eQ_Lib.dat in MASControl 2017
D_EUn_Dorm_Occup_Yr | Occupancy | FRACTION | Sun | 2014-08-17 | 2014-12-11 | Hourly | 1 | 1 | 1 | 1 | 1 | 1 | 1 | 1 | 1 | 1 | 1 | 0.5 | 0.5 | 0.5 | 0.5 | 0.5 | 0.5 | 0.5 | 0.5 | 0.5 | 0.5 | 0.5 | 1 | 1 | From eQ_Lib.dat in MASControl 2017
D_EUn_Dorm_Occup_Yr | Occupancy | FRACTION | SmrDsn | 2014-12-12 | 2014-12-31 | Constant | 1 | [23 empty] | From eQ_Lib.dat in MASControl 2017
D_EUn_Dorm_Occup_Yr | Occupancy | FRACTION | WntrDsn | 2014-12-12 | 2014-12-31 | Constant | 0 | [23 empty] | From eQ_Lib.dat in MASControl 2017
D_EUn_Dorm_Occup_Yr | Occupancy | FRACTION | Default | 2014-12-12 | 2014-12-31 | Constant | 0 | [23 empty] | From eQ_Lib.dat in MASControl 2017
D_EUn_Dorm_Occup_Yr | Occupancy | FRACTION | WntrDsn | 2014-01-01 | 2014-12-31 | Constant | 0 | [23 empty] | From eQ_Lib.dat in MASControl 2017
D_EUn_Dorm_Occup_Yr | Occupancy | FRACTION | SmrDsn | 2014-01-01 | 2014-12-31 | Constant | 1 | [23 empty] | From eQ_Lib.dat in MASControl 2017
D_EUn_Dorm_Occup_Yr | Occupancy | FRACTION | Hol | 2014-01-01 | 2014-12-31 | Hourly | 0.5 | 0.5 | 0.5 | 0.5 | 0.5 | 0.5 | 0.5 | 0.5 | 0.5 | 0.5 | 0.5 | 0.25 | 0.25 | 0.25 | 0.25 | 0.25 | 0.25 | 0.25 | 0.25 | 0.25 | 0.25 | 0.25 | 0.5 | 0.5 | From eQ_Lib.dat in MASControl 2017
D_EUn_Drm_C_Inf_Yr | Infiltration | MULTIPLIER | Default¦SmrDsn¦WntrDsn | 2014-01-01 | 2014-01-11 | Constant | 1 | [23 empty] | From eQ_Lib.dat in MASControl 2017
D_EUn_Drm_C_Inf_Yr | Infiltration | MULTIPLIER | Default¦SmrDsn¦WntrDsn | 2014-01-12 | 2014-04-03 | Constant | 0.5 | [23 empty] | From eQ_Lib.dat in MASControl 2017
D_EUn_Drm_C_Inf_Yr | Infiltration | MULTIPLIER | Default¦SmrDsn¦WntrDsn | 2014-04-04 | 2014-04-12 | Constant | 1 | [23 empty] | From eQ_Lib.dat in MASControl 2017
D_EUn_Drm_C_Inf_Yr | Infiltration | MULTIPLIER | Default¦SmrDsn¦WntrDsn | 2014-04-13 | 2014-05-22 | Constant | 0.5 | [23 empty] | From eQ_Lib.dat in MASControl 2017
D_EUn_Drm_C_Inf_Yr | Infiltration | MULTIPLIER | Default¦SmrDsn¦WntrDsn | 2014-05-23 | 2014-05-31 | Constant | 1 | [23 empty] | From eQ_Lib.dat in MASControl 2017
D_EUn_Drm_C_Inf_Yr | Infiltration | MULTIPLIER | Default¦SmrDsn¦WntrDsn | 2014-06-01 | 2014-08-07 | Constant | 0.5 | [23 empty] | From eQ_Lib.dat in MASControl 2017
D_EUn_Drm_C_Inf_Yr | Infiltration | MULTIPLIER | Default¦SmrDsn¦WntrDsn | 2014-08-08 | 2014-08-16 | Constant | 1 | [23 empty] | From eQ_Lib.dat in MASControl 2017
D_EUn_Drm_C_Inf_Yr | Infiltration | MULTIPLIER | Default¦SmrDsn¦WntrDsn | 2014-08-17 | 2014-12-11 | Constant | 0.5 | [23 empty] | From eQ_Lib.dat in MASControl 2017
D_EUn_Drm_C_Inf_Yr | Infiltration | MULTIPLIER | Default¦SmrDsn¦WntrDsn | 2014-12-12 | 2014-12-31 | Constant | 1 | [23 empty] | From eQ_Lib.dat in MASControl 2017
D_EUn_Drm_CTemp_Yr | Thermostat Setpoint | C | Default¦SmrDsn¦WntrDsn | 2014-01-01 | 2014-01-11 | Constant | 27.8 | [23 empty] | From eQ_Lib.dat in MASControl 2017
D_EUn_Drm_CTemp_Yr | Thermostat Setpoint | C | Default¦SmrDsn¦WntrDsn | 2014-01-12 | 2014-04-03 | Constant | 24.4 | [23 empty] | From eQ_Lib.dat in MASControl 2017
D_EUn_Drm_CTemp_Yr | Thermostat Setpoint | C | Default¦SmrDsn¦WntrDsn | 2014-04-04 | 2014-04-12 | Constant | 27.8 | [23 empty] | From eQ_Lib.dat in MASControl 2017
D_EUn_Drm_CTemp_Yr | Thermostat Setpoint | C | Default¦SmrDsn¦WntrDsn | 2014-04-13 | 2014-05-22 | Constant | 24.4 | [23 empty] | From eQ_Lib.dat in MASControl 2017
D_EUn_Drm_CTemp_Yr | Thermostat Setpoint | C | Default¦SmrDsn¦WntrDsn | 2014-05-23 | 2014-05-31 | Constant | 27.8 | [23 empty] | From eQ_Lib.dat in MASControl 2017
D_EUn_Drm_CTemp_Yr | Thermostat Setpoint | C | Default¦SmrDsn¦WntrDsn | 2014-06-01 | 2014-08-07 | Constant | 24.4 | [23 empty] | From eQ_Lib.dat in MASControl 2017
D_EUn_Drm_CTemp_Yr | Thermostat Setpoint | C | Default¦SmrDsn¦WntrDsn | 2014-08-08 | 2014-08-16 | Constant | 27.8 | [23 empty] | From eQ_Lib.dat in MASControl 2017
D_EUn_Drm_CTemp_Yr | Thermostat Setpoint | C | Default¦SmrDsn¦WntrDsn | 2014-08-17 | 2014-12-11 | Constant | 24.4 | [23 empty] | From eQ_Lib.dat in MASControl 2017
D_EUn_Drm_CTemp_Yr | Thermostat Setpoint | C | Default¦SmrDsn¦WntrDsn | 2014-12-12 | 2014-12-31 | Constant | 27.8 | [23 empty] | From eQ_Lib.dat in MASControl 2017
D_EUn_Drm_Fan_Yr | Fan | ON/OFF/FLAG | Default¦SmrDsn¦WntrDsn | 2014-01-01 | 2014-01-11 | Constant | 0 | [23 empty] | From eQ_Lib.dat in MASControl 2017
D_EUn_Drm_Fan_Yr | Fan | ON/OFF/FLAG | Default¦SmrDsn¦WntrDsn | 2014-01-12 | 2014-04-03 | Constant | 1 | [23 empty] | From eQ_Lib.dat in MASControl 2017
D_EUn_Drm_Fan_Yr | Fan | ON/OFF/FLAG | Default¦SmrDsn¦WntrDsn | 2014-04-04 | 2014-04-12 | Constant | 0 | [23 empty] | From eQ_Lib.dat in MASControl 2017
D_EUn_Drm_Fan_Yr | Fan | ON/OFF/FLAG | Default¦SmrDsn¦WntrDsn | 2014-04-13 | 2014-05-22 | Constant | 1 | [23 empty] | From eQ_Lib.dat in MASControl 2017
D_EUn_Drm_Fan_Yr | Fan | ON/OFF/FLAG | Default¦SmrDsn¦WntrDsn | 2014-05-23 | 2014-05-31 | Constant | 0 | [23 empty] | From eQ_Lib.dat in MASControl 2017
D_EUn_Drm_Fan_Yr | Fan | ON/OFF/FLAG | Default¦SmrDsn¦WntrDsn | 2014-06-01 | 2014-08-07 | Constant | 1 | [23 empty] | From eQ_Lib.dat in MASControl 2017
D_EUn_Drm_Fan_Yr | Fan | ON/OFF/FLAG | Default¦SmrDsn¦WntrDsn | 2014-08-08 | 2014-08-16 | Constant | 0 | [23 empty] | From eQ_Lib.dat in MASControl 2017
D_EUn_Drm_Fan_Yr | Fan | ON/OFF/FLAG | Default¦SmrDsn¦WntrDsn | 2014-08-17 | 2014-12-11 | Constant | 1 | [23 empty] | From eQ_Lib.dat in MASControl 2017
D_EUn_Drm_Fan_Yr | Fan | ON/OFF/FLAG | Default¦SmrDsn¦WntrDsn | 2014-12-12 | 2014-12-31 | Constant | 0 | [23 empty] | From eQ_Lib.dat in MASControl 2017
D_EUn_Drm_HTemp_Yr | Thermostat Setpoint | C | Default¦SmrDsn¦WntrDsn | 2014-01-01 | 2014-01-11 | Constant | 17.8 | [23 empty] | From eQ_Lib.dat in MASControl 2017
D_EUn_Drm_HTemp_Yr | Thermostat Setpoint | C | Default¦SmrDsn¦WntrDsn | 2014-01-12 | 2014-04-03 | Constant | 21.1 | [23 empty] | From eQ_Lib.dat in MASControl 2017
D_EUn_Drm_HTemp_Yr | Thermostat Setpoint | C | Default¦SmrDsn¦WntrDsn | 2014-04-04 | 2014-04-12 | Constant | 17.8 | [23 empty] | From eQ_Lib.dat in MASControl 2017
D_EUn_Drm_HTemp_Yr | Thermostat Setpoint | C | Default¦SmrDsn¦WntrDsn | 2014-04-13 | 2014-05-22 | Constant | 21.1 | [23 empty] | From eQ_Lib.dat in MASControl 2017
D_EUn_Drm_HTemp_Yr | Thermostat Setpoint | C | Default¦SmrDsn¦WntrDsn | 2014-05-23 | 2014-05-31 | Constant | 17.8 | [23 empty] | From eQ_Lib.dat in MASControl 2017
D_EUn_Drm_HTemp_Yr | Thermostat Setpoint | C | Default¦SmrDsn¦WntrDsn | 2014-06-01 | 2014-08-07 | Constant | 21.1 | [23 empty] | From eQ_Lib.dat in MASControl 2017
D_EUn_Drm_HTemp_Yr | Thermostat Setpoint | C | Default¦SmrDsn¦WntrDsn | 2014-08-08 | 2014-08-16 | Constant | 17.8 | [23 empty] | From eQ_Lib.dat in MASControl 2017
D_EUn_Drm_HTemp_Yr | Thermostat Setpoint | C | Default¦SmrDsn¦WntrDsn | 2014-08-17 | 2014-12-11 | Constant | 21.1 | [23 empty] | From eQ_Lib.dat in MASControl 2017
D_EUn_Drm_HTemp_Yr | Thermostat Setpoint | C | Default¦SmrDsn¦WntrDsn | 2014-12-12 | 2014-12-31 | Constant | 17.8 | [23 empty] | From eQ_Lib.dat in MASControl 2017
D_EUn_Drm_MinOA_Yr | OutdoorAir | FRAC/DESIGN | Default¦SmrDsn¦WntrDsn | 2014-01-01 | 2014-01-11 | Constant | 0 | [23 empty] | From eQ_Lib.dat in MASControl 2017
D_EUn_Drm_MinOA_Yr | OutdoorAir | FRAC/DESIGN | Default¦SmrDsn¦WntrDsn | 2014-01-12 | 2014-04-03 | Constant | -999 | [23 empty] | From eQ_Lib.dat in MASControl 2017
D_EUn_Drm_MinOA_Yr | OutdoorAir | FRAC/DESIGN | Default¦SmrDsn¦WntrDsn | 2014-04-04 | 2014-04-12 | Constant | 0 | [23 empty] | From eQ_Lib.dat in MASControl 2017
D_EUn_Drm_MinOA_Yr | OutdoorAir | FRAC/DESIGN | Default¦SmrDsn¦WntrDsn | 2014-04-13 | 2014-05-22 | Constant | -999 | [23 empty] | From eQ_Lib.dat in MASControl 2017
D_EUn_Drm_MinOA_Yr | OutdoorAir | FRAC/DESIGN | Default¦SmrDsn¦WntrDsn | 2014-05-23 | 2014-05-31 | Constant | 0 | [23 empty] | From eQ_Lib.dat in MASControl 2017
D_EUn_Drm_MinOA_Yr | OutdoorAir | FRAC/DESIGN | Default¦SmrDsn¦WntrDsn | 2014-06-01 | 2014-08-07 | Constant | -999 | [23 empty] | From eQ_Lib.dat in MASControl 2017
D_EUn_Drm_MinOA_Yr | OutdoorAir | FRAC/DESIGN | Default¦SmrDsn¦WntrDsn | 2014-08-08 | 2014-08-16 | Constant | 0 | [23 empty] | From eQ_Lib.dat in MASControl 2017
D_EUn_Drm_MinOA_Yr | OutdoorAir | FRAC/DESIGN | Default¦SmrDsn¦WntrDsn | 2014-08-17 | 2014-12-11 | Constant | -999 | [23 empty] | From eQ_Lib.dat in MASControl 2017
D_EUn_Drm_MinOA_Yr | OutdoorAir | FRAC/DESIGN | Default¦SmrDsn¦WntrDsn | 2014-12-12 | 2014-12-31 | Constant | 0 | [23 empty] | From eQ_Lib.dat in MASControl 2017
D_EUn_Drm_P_Inf_Yr | Infiltration | MULTIPLIER | Default¦SmrDsn¦WntrDsn | 2014-01-01 | 2014-01-11 | Constant | 1 | [23 empty] | From eQ_Lib.dat in MASControl 2017
D_EUn_Drm_P_Inf_Yr | Infiltration | MULTIPLIER | Default¦SmrDsn¦WntrDsn | 2014-01-12 | 2014-04-03 | Constant | 0.5 | [23 empty] | From eQ_Lib.dat in MASControl 2017
D_EUn_Drm_P_Inf_Yr | Infiltration | MULTIPLIER | Default¦SmrDsn¦WntrDsn | 2014-04-04 | 2014-04-12 | Constant | 1 | [23 empty] | From eQ_Lib.dat in MASControl 2017
D_EUn_Drm_P_Inf_Yr | Infiltration | MULTIPLIER | Default¦SmrDsn¦WntrDsn | 2014-04-13 | 2014-05-22 | Constant | 0.5 | [23 empty] | From eQ_Lib.dat in MASControl 2017
D_EUn_Drm_P_Inf_Yr | Infiltration | MULTIPLIER | Default¦SmrDsn¦WntrDsn | 2014-05-23 | 2014-05-31 | Constant | 1 | [23 empty] | From eQ_Lib.dat in MASControl 2017
D_EUn_Drm_P_Inf_Yr | Infiltration | MULTIPLIER | Default¦SmrDsn¦WntrDsn | 2014-06-01 | 2014-08-07 | Constant | 0.5 | [23 empty] | From eQ_Lib.dat in MASControl 2017
D_EUn_Drm_P_Inf_Yr | Infiltration | MULTIPLIER | Default¦SmrDsn¦WntrDsn | 2014-08-08 | 2014-08-16 | Constant | 1 | [23 empty] | From eQ_Lib.dat in MASControl 2017
D_EUn_Drm_P_Inf_Yr | Infiltration | MULTIPLIER | Default¦SmrDsn¦WntrDsn | 2014-08-17 | 2014-12-11 | Constant | 0.5 | [23 empty] | From eQ_Lib.dat in MASControl 2017
D_EUn_Drm_P_Inf_Yr | Infiltration | MULTIPLIER | Default¦SmrDsn¦WntrDsn | 2014-12-12 | 2014-12-31 | Constant | 1 | [23 empty] | From eQ_Lib.dat in MASControl 2017
D_EUn_Ktchn_Cook_Yr | Cooking | FRACTION | SmrDsn | 2014-01-01 | 2014-01-11 | Constant | 1 | [23 empty] | From eQ_Lib.dat in MASControl 2017
D_EUn_Ktchn_Cook_Yr | Cooking | FRACTION | WntrDsn | 2014-01-01 | 2014-01-11 | Constant | 0 | [23 empty] | From eQ_Lib.dat in MASControl 2017
D_EUn_Ktchn_Cook_Yr | Cooking | FRACTION | Default | 2014-01-01 | 2014-01-11 | Constant | 0.02 | [23 empty] | From eQ_Lib.dat in MASControl 2017
D_EUn_Ktchn_Cook_Yr | Cooking | FRACTION | Default¦Wkdy | 2014-01-12 | 2014-04-03 | Hourly | 0.2 | 0.2 | 0.2 | 0.2 | 0.2 | 0.2 | 0.6 | 0.6 | 0.5 | 0.5 | 0.6 | 0.8 | 0.7 | 0.5 | 0.4 | 0.8 | 1 | 1 | 0.3 | 0.2 | 0.2 | 0.2 | 0.2 | 0.2 | From eQ_Lib.dat in MASControl 2017
D_EUn_Ktchn_Cook_Yr | Cooking | FRACTION | Wknd | 2014-01-12 | 2014-04-03 | Hourly | 0.2 | 0.2 | 0.2 | 0.2 | 0.2 | 0.2 | 0.475 | 0.475 | 0.4063 | 0.4063 | 0.475 | 0.6125 | 0.5438 | 0.4063 | 0.3375 | 0.6125 | 0.75 | 0.75 | 0.2688 | 0.2 | 0.2 | 0.2 | 0.2 | 0.2 | From eQ_Lib.dat in MASControl 2017
D_EUn_Ktchn_Cook_Yr | Cooking | FRACTION | SmrDsn | 2014-04-04 | 2014-04-12 | Constant | 1 | [23 empty] | From eQ_Lib.dat in MASControl 2017
D_EUn_Ktchn_Cook_Yr | Cooking | FRACTION | WntrDsn | 2014-04-04 | 2014-04-12 | Constant | 0 | [23 empty] | From eQ_Lib.dat in MASControl 2017
D_EUn_Ktchn_Cook_Yr | Cooking | FRACTION | Default | 2014-04-04 | 2014-04-12 | Constant | 0.02 | [23 empty] | From eQ_Lib.dat in MASControl 2017
D_EUn_Ktchn_Cook_Yr | Cooking | FRACTION | Default¦Wkdy | 2014-04-13 | 2014-05-22 | Hourly | 0.2 | 0.2 | 0.2 | 0.2 | 0.2 | 0.2 | 0.6 | 0.6 | 0.5 | 0.5 | 0.6 | 0.8 | 0.7 | 0.5 | 0.4 | 0.8 | 1 | 1 | 0.3 | 0.2 | 0.2 | 0.2 | 0.2 | 0.2 | From eQ_Lib.dat in MASControl 2017
D_EUn_Ktchn_Cook_Yr | Cooking | FRACTION | Wknd | 2014-04-13 | 2014-05-22 | Hourly | 0.2 | 0.2 | 0.2 | 0.2 | 0.2 | 0.2 | 0.475 | 0.475 | 0.4063 | 0.4063 | 0.475 | 0.6125 | 0.5438 | 0.4063 | 0.3375 | 0.6125 | 0.75 | 0.75 | 0.2688 | 0.2 | 0.2 | 0.2 | 0.2 | 0.2 | From eQ_Lib.dat in MASControl 2017
D_EUn_Ktchn_Cook_Yr | Cooking | FRACTION | SmrDsn | 2014-05-23 | 2014-05-31 | Constant | 1 | [23 empty] | From eQ_Lib.dat in MASControl 2017
D_EUn_Ktchn_Cook_Yr | Cooking | FRACTION | WntrDsn | 2014-05-23 | 2014-05-31 | Constant | 0 | [23 empty] | From eQ_Lib.dat in MASControl 2017
D_EUn_Ktchn_Cook_Yr | Cooking | FRACTION | Default | 2014-05-23 | 2014-05-31 | Constant | 0.02 | [23 empty] | From eQ_Lib.dat in MASControl 2017
D_EUn_Ktchn_Cook_Yr | Cooking | FRACTION | Default¦Wkdy | 2014-06-01 | 2014-08-07 | Hourly | 0.15 | 0.15 | 0.15 | 0.15 | 0.15 | 0.15 | 0.45 | 0.45 | 0.375 | 0.375 | 0.45 | 0.6 | 0.525 | 0.375 | 0.3 | 0.6 | 0.75 | 0.75 | 0.225 | 0.15 | 0.15 | 0.15 | 0.15 | 0.15 | From eQ_Lib.dat in MASControl 2017
D_EUn_Ktchn_Cook_Yr | Cooking | FRACTION | Wknd | 2014-06-01 | 2014-08-07 | Hourly | 0.15 | 0.15 | 0.15 | 0.15 | 0.15 | 0.15 | 0.3565 | 0.3565 | 0.3049 | 0.3049 | 0.3565 | 0.4598 | 0.4081 | 0.3049 | 0.2533 | 0.4598 | 0.563 | 0.563 | 0.2016 | 0.15 | 0.15 | 0.15 | 0.15 | 0.15 | From eQ_Lib.dat in MASControl 2017
D_EUn_Ktchn_Cook_Yr | Cooking | FRACTION | SmrDsn | 2014-08-08 | 2014-08-16 | Constant | 1 | [23 empty] | From eQ_Lib.dat in MASControl 2017
D_EUn_Ktchn_Cook_Yr | Cooking | FRACTION | WntrDsn | 2014-08-08 | 2014-08-16 | Constant | 0 | [23 empty] | From eQ_Lib.dat in MASControl 2017
D_EUn_Ktchn_Cook_Yr | Cooking | FRACTION | Default | 2014-08-08 | 2014-08-16 | Constant | 0.02 | [23 empty] | From eQ_Lib.dat in MASControl 2017
D_EUn_Ktchn_Cook_Yr | Cooking | FRACTION | Default¦Wkdy | 2014-08-17 | 2014-12-11 | Hourly | 0.2 | 0.2 | 0.2 | 0.2 | 0.2 | 0.2 | 0.6 | 0.6 | 0.5 | 0.5 | 0.6 | 0.8 | 0.7 | 0.5 | 0.4 | 0.8 | 1 | 1 | 0.3 | 0.2 | 0.2 | 0.2 | 0.2 | 0.2 | From eQ_Lib.dat in MASControl 2017
D_EUn_Ktchn_Cook_Yr | Cooking | FRACTION | Wknd | 2014-08-17 | 2014-12-11 | Hourly | 0.2 | 0.2 | 0.2 | 0.2 | 0.2 | 0.2 | 0.475 | 0.475 | 0.4063 | 0.4063 | 0.475 | 0.6125 | 0.5438 | 0.4063 | 0.3375 | 0.6125 | 0.75 | 0.75 | 0.2688 | 0.2 | 0.2 | 0.2 | 0.2 | 0.2 | From eQ_Lib.dat in MASControl 2017
D_EUn_Ktchn_Cook_Yr | Cooking | FRACTION | SmrDsn | 2014-12-12 | 2014-12-31 | Constant | 1 | [23 empty] | From eQ_Lib.dat in MASControl 2017
D_EUn_Ktchn_Cook_Yr | Cooking | FRACTION | WntrDsn | 2014-12-12 | 2014-12-31 | Constant | 0 | [23 empty] | From eQ_Lib.dat in MASControl 2017
D_EUn_Ktchn_Cook_Yr | Cooking | FRACTION | Default | 2014-12-12 | 2014-12-31 | Constant | 0.02 | [23 empty] | From eQ_Lib.dat in MASControl 2017
D_EUn_Ktchn_Cook_Yr | Cooking | FRACTION | WntrDsn | 2014-01-01 | 2014-12-31 | Constant | 0 | [23 empty] | From eQ_Lib.dat in MASControl 2017
D_EUn_Ktchn_Cook_Yr | Cooking | FRACTION | SmrDsn | 2014-01-01 | 2014-12-31 | Constant | 1 | [23 empty] | From eQ_Lib.dat in MASControl 2017
D_EUn_Ktchn_Cook_Yr | Cooking | FRACTION | Hol | 2014-01-01 | 2014-12-31 | Hourly | 0.15 | 0.15 | 0.15 | 0.15 | 0.15 | 0.15 | 0.3565 | 0.3565 | 0.3049 | 0.3049 | 0.3565 | 0.4598 | 0.4081 | 0.3049 | 0.2533 | 0.4598 | 0.563 | 0.563 | 0.2016 | 0.15 | 0.15 | 0.15 | 0.15 | 0.15 | From eQ_Lib.dat in MASControl 2017
D_EUn_Ktchn_LitCFL_Yr | Lighting | FRACTION | SmrDsn | 2014-01-01 | 2014-01-11 | Constant | 1 | [23 empty] | From eQ_Lib.dat in MASControl 2017
D_EUn_Ktchn_LitCFL_Yr | Lighting | FRACTION | WntrDsn | 2014-01-01 | 2014-01-11 | Constant | 0 | [23 empty] | From eQ_Lib.dat in MASControl 2017
D_EUn_Ktchn_LitCFL_Yr | Lighting | FRACTION | Default | 2014-01-01 | 2014-01-11 | Constant | 0.035 | [23 empty] | From eQ_Lib.dat in MASControl 2017
D_EUn_Ktchn_LitCFL_Yr | Lighting | FRACTION | Default¦Wkdy | 2014-01-12 | 2014-04-03 | Hourly | 0.1 | 0.1 | 0.1 | 0.1 | 0.1 | 0.1 | 0.2444 | 0.3889 | 0.75 | 0.75 | 0.75 | 0.75 | 0.75 | 0.75 | 0.75 | 0.75 | 0.75 | 0.75 | 0.75 | 0.2083 | 0.1 | 0.1 | 0.1 | 0.1 | From eQ_Lib.dat in MASControl 2017
D_EUn_Ktchn_LitCFL_Yr | Lighting | FRACTION | Wknd | 2014-01-12 | 2014-04-03 | Hourly | 0.0325 | 0.0325 | 0.0325 | 0.0325 | 0.0325 | 0.0325 | 0.1003 | 0.1681 | 0.3375 | 0.3375 | 0.3375 | 0.3375 | 0.3375 | 0.3375 | 0.3375 | 0.3375 | 0.3375 | 0.3375 | 0.3375 | 0.0833 | 0.0325 | 0.0325 | 0.0325 | 0.0325 | From eQ_Lib.dat in MASControl 2017
D_EUn_Ktchn_LitCFL_Yr | Lighting | FRACTION | SmrDsn | 2014-04-04 | 2014-04-12 | Constant | 1 | [23 empty] | From eQ_Lib.dat in MASControl 2017
D_EUn_Ktchn_LitCFL_Yr | Lighting | FRACTION | WntrDsn | 2014-04-04 | 2014-04-12 | Constant | 0 | [23 empty] | From eQ_Lib.dat in MASControl 2017
D_EUn_Ktchn_LitCFL_Yr | Lighting | FRACTION | Default | 2014-04-04 | 2014-04-12 | Constant | 0.035 | [23 empty] | From eQ_Lib.dat in MASControl 2017
D_EUn_Ktchn_LitCFL_Yr | Lighting | FRACTION | Default¦Wkdy | 2014-04-13 | 2014-05-22 | Hourly | 0.1 | 0.1 | 0.1 | 0.1 | 0.1 | 0.1 | 0.2444 | 0.3889 | 0.75 | 0.75 | 0.75 | 0.75 | 0.75 | 0.75 | 0.75 | 0.75 | 0.75 | 0.75 | 0.75 | 0.2083 | 0.1 | 0.1 | 0.1 | 0.1 | From eQ_Lib.dat in MASControl 2017
D_EUn_Ktchn_LitCFL_Yr | Lighting | FRACTION | Wknd | 2014-04-13 | 2014-05-22 | Hourly | 0.0325 | 0.0325 | 0.0325 | 0.0325 | 0.0325 | 0.0325 | 0.1003 | 0.1681 | 0.3375 | 0.3375 | 0.3375 | 0.3375 | 0.3375 | 0.3375 | 0.3375 | 0.3375 | 0.3375 | 0.3375 | 0.3375 | 0.0833 | 0.0325 | 0.0325 | 0.0325 | 0.0325 | From eQ_Lib.dat in MASControl 2017
D_EUn_Ktchn_LitCFL_Yr | Lighting | FRACTION | SmrDsn | 2014-05-23 | 2014-05-31 | Constant | 1 | [23 empty] | From eQ_Lib.dat in MASControl 2017
D_EUn_Ktchn_LitCFL_Yr | Lighting | FRACTION | WntrDsn | 2014-05-23 | 2014-05-31 | Constant | 0 | [23 empty] | From eQ_Lib.dat in MASControl 2017
D_EUn_Ktchn_LitCFL_Yr | Lighting | FRACTION | Default | 2014-05-23 | 2014-05-31 | Constant | 0.035 | [23 empty] | From eQ_Lib.dat in MASControl 2017
D_EUn_Ktchn_LitCFL_Yr | Lighting | FRACTION | Default¦Wkdy | 2014-06-01 | 2014-08-07 | Hourly | 0.06 | 0.06 | 0.06 | 0.06 | 0.06 | 0.06 | 0.1717 | 0.2833 | 0.5625 | 0.5625 | 0.5625 | 0.5625 | 0.5625 | 0.5625 | 0.5625 | 0.5625 | 0.5625 | 0.5625 | 0.5625 | 0.1438 | 0.06 | 0.06 | 0.06 | 0.06 | From eQ_Lib.dat in MASControl 2017
D_EUn_Ktchn_LitCFL_Yr | Lighting | FRACTION | Wknd | 2014-06-01 | 2014-08-07 | Hourly | 0.0325 | 0.0325 | 0.0325 | 0.0325 | 0.0325 | 0.0325 | 0.0816 | 0.1307 | 0.2534 | 0.2534 | 0.2534 | 0.2534 | 0.2534 | 0.2534 | 0.2534 | 0.2534 | 0.2534 | 0.2534 | 0.2534 | 0.0693 | 0.0325 | 0.0325 | 0.0325 | 0.0325 | From eQ_Lib.dat in MASControl 2017
D_EUn_Ktchn_LitCFL_Yr | Lighting | FRACTION | SmrDsn | 2014-08-08 | 2014-08-16 | Constant | 1 | [23 empty] | From eQ_Lib.dat in MASControl 2017
D_EUn_Ktchn_LitCFL_Yr | Lighting | FRACTION | WntrDsn | 2014-08-08 | 2014-08-16 | Constant | 0 | [23 empty] | From eQ_Lib.dat in MASControl 2017
D_EUn_Ktchn_LitCFL_Yr | Lighting | FRACTION | Default | 2014-08-08 | 2014-08-16 | Constant | 0.035 | [23 empty] | From eQ_Lib.dat in MASControl 2017
D_EUn_Ktchn_LitCFL_Yr | Lighting | FRACTION | Default¦Wkdy | 2014-08-17 | 2014-12-11 | Hourly | 0.1 | 0.1 | 0.1 | 0.1 | 0.1 | 0.1 | 0.2444 | 0.3889 | 0.75 | 0.75 | 0.75 | 0.75 | 0.75 | 0.75 | 0.75 | 0.75 | 0.75 | 0.75 | 0.75 | 0.2083 | 0.1 | 0.1 | 0.1 | 0.1 | From eQ_Lib.dat in MASControl 2017
D_EUn_Ktchn_LitCFL_Yr | Lighting | FRACTION | Wknd | 2014-08-17 | 2014-12-11 | Hourly | 0.0325 | 0.0325 | 0.0325 | 0.0325 | 0.0325 | 0.0325 | 0.1003 | 0.1681 | 0.3375 | 0.3375 | 0.3375 | 0.3375 | 0.3375 | 0.3375 | 0.3375 | 0.3375 | 0.3375 | 0.3375 | 0.3375 | 0.0833 | 0.0325 | 0.0325 | 0.0325 | 0.0325 | From eQ_Lib.dat in MASControl 2017
D_EUn_Ktchn_LitCFL_Yr | Lighting | FRACTION | SmrDsn | 2014-12-12 | 2014-12-31 | Constant | 1 | [23 empty] | From eQ_Lib.dat in MASControl 2017
D_EUn_Ktchn_LitCFL_Yr | Lighting | FRACTION | WntrDsn | 2014-12-12 | 2014-12-31 | Constant | 0 | [23 empty] | From eQ_Lib.dat in MASControl 2017
D_EUn_Ktchn_LitCFL_Yr | Lighting | FRACTION | Default | 2014-12-12 | 2014-12-31 | Constant | 0.035 | [23 empty] | From eQ_Lib.dat in MASControl 2017
D_EUn_Ktchn_LitCFL_Yr | Lighting | FRACTION | WntrDsn | 2014-01-01 | 2014-12-31 | Constant | 0 | [23 empty] | From eQ_Lib.dat in MASControl 2017
D_EUn_Ktchn_LitCFL_Yr | Lighting | FRACTION | SmrDsn | 2014-01-01 | 2014-12-31 | Constant | 1 | [23 empty] | From eQ_Lib.dat in MASControl 2017
D_EUn_Ktchn_LitCFL_Yr | Lighting | FRACTION | Hol | 2014-01-01 | 2014-12-31 | Hourly | 0.0325 | 0.0325 | 0.0325 | 0.0325 | 0.0325 | 0.0325 | 0.0816 | 0.1307 | 0.2534 | 0.2534 | 0.2534 | 0.2534 | 0.2534 | 0.2534 | 0.2534 | 0.2534 | 0.2534 | 0.2534 | 0.2534 | 0.0693 | 0.0325 | 0.0325 | 0.0325 | 0.0325 | From eQ_Lib.dat in MASControl 2017
D_EUn_Ktchn_LitEx_Yr | Lighting | FRACTION | SmrDsn | 2014-01-01 | 2014-12-31 | Constant | 1 | [23 empty] | From eQ_Lib.dat in MASControl 2017
D_EUn_Ktchn_LitEx_Yr | Lighting | FRACTION | WntrDsn | 2014-01-01 | 2014-12-31 | Constant | 0 | [23 empty] | From eQ_Lib.dat in MASControl 2017
D_EUn_Ktchn_LitEx_Yr | Lighting | FRACTION | Default¦Hol | 2014-01-01 | 2014-12-31 | Constant | 1 | [23 empty] | From eQ_Lib.dat in MASControl 2017
D_EUn_Ktchn_LitLF_Yr | Lighting | FRACTION | SmrDsn | 2014-01-01 | 2014-01-11 | Constant | 1 | [23 empty] | From eQ_Lib.dat in MASControl 2017
D_EUn_Ktchn_LitLF_Yr | Lighting | FRACTION | WntrDsn | 2014-01-01 | 2014-01-11 | Constant | 0 | [23 empty] | From eQ_Lib.dat in MASControl 2017
D_EUn_Ktchn_LitLF_Yr | Lighting | FRACTION | Default | 2014-01-01 | 2014-01-11 | Constant | 0.035 | [23 empty] | From eQ_Lib.dat in MASControl 2017
D_EUn_Ktchn_LitLF_Yr | Lighting | FRACTION | Default¦Wkdy | 2014-01-12 | 2014-04-03 | Hourly | 0.1 | 0.1 | 0.1 | 0.1 | 0.1 | 0.1 | 0.2667 | 0.4333 | 0.85 | 0.85 | 0.85 | 0.85 | 0.85 | 0.85 | 0.85 | 0.85 | 0.85 | 0.85 | 0.85 | 0.225 | 0.1 | 0.1 | 0.1 | 0.1 | From eQ_Lib.dat in MASControl 2017
D_EUn_Ktchn_LitLF_Yr | Lighting | FRACTION | Wknd | 2014-01-12 | 2014-04-03 | Hourly | 0.025 | 0.025 | 0.025 | 0.025 | 0.025 | 0.025 | 0.1028 | 0.1806 | 0.375 | 0.375 | 0.375 | 0.375 | 0.375 | 0.375 | 0.375 | 0.375 | 0.375 | 0.375 | 0.375 | 0.0833 | 0.025 | 0.025 | 0.025 | 0.025 | From eQ_Lib.dat in MASControl 2017
D_EUn_Ktchn_LitLF_Yr | Lighting | FRACTION | SmrDsn | 2014-04-04 | 2014-04-12 | Constant | 1 | [23 empty] | From eQ_Lib.dat in MASControl 2017
D_EUn_Ktchn_LitLF_Yr | Lighting | FRACTION | WntrDsn | 2014-04-04 | 2014-04-12 | Constant | 0 | [23 empty] | From eQ_Lib.dat in MASControl 2017
D_EUn_Ktchn_LitLF_Yr | Lighting | FRACTION | Default | 2014-04-04 | 2014-04-12 | Constant | 0.035 | [23 empty] | From eQ_Lib.dat in MASControl 2017
D_EUn_Ktchn_LitLF_Yr | Lighting | FRACTION | Default¦Wkdy | 2014-04-13 | 2014-05-22 | Hourly | 0.1 | 0.1 | 0.1 | 0.1 | 0.1 | 0.1 | 0.2667 | 0.4333 | 0.85 | 0.85 | 0.85 | 0.85 | 0.85 | 0.85 | 0.85 | 0.85 | 0.85 | 0.85 | 0.85 | 0.225 | 0.1 | 0.1 | 0.1 | 0.1 | From eQ_Lib.dat in MASControl 2017
D_EUn_Ktchn_LitLF_Yr | Lighting | FRACTION | Wknd | 2014-04-13 | 2014-05-22 | Hourly | 0.025 | 0.025 | 0.025 | 0.025 | 0.025 | 0.025 | 0.1028 | 0.1806 | 0.375 | 0.375 | 0.375 | 0.375 | 0.375 | 0.375 | 0.375 | 0.375 | 0.375 | 0.375 | 0.375 | 0.0833 | 0.025 | 0.025 | 0.025 | 0.025 | From eQ_Lib.dat in MASControl 2017
D_EUn_Ktchn_LitLF_Yr | Lighting | FRACTION | SmrDsn | 2014-05-23 | 2014-05-31 | Constant | 1 | [23 empty] | From eQ_Lib.dat in MASControl 2017
D_EUn_Ktchn_LitLF_Yr | Lighting | FRACTION | WntrDsn | 2014-05-23 | 2014-05-31 | Constant | 0 | [23 empty] | From eQ_Lib.dat in MASControl 2017
D_EUn_Ktchn_LitLF_Yr | Lighting | FRACTION | Default | 2014-05-23 | 2014-05-31 | Constant | 0.035 | [23 empty] | From eQ_Lib.dat in MASControl 2017
D_EUn_Ktchn_LitLF_Yr | Lighting | FRACTION | Default¦Wkdy | 2014-06-01 | 2014-08-07 | Hourly | 0.0563 | 0.0563 | 0.0563 | 0.0563 | 0.0563 | 0.0563 | 0.1854 | 0.3146 | 0.6375 | 0.6375 | 0.6375 | 0.6375 | 0.6375 | 0.6375 | 0.6375 | 0.6375 | 0.6375 | 0.6375 | 0.6375 | 0.1531 | 0.0563 | 0.0563 | 0.0563 | 0.0563 | From eQ_Lib.dat in MASControl 2017
D_EUn_Ktchn_LitLF_Yr | Lighting | FRACTION | Wknd | 2014-06-01 | 2014-08-07 | Hourly | 0.025 | 0.025 | 0.025 | 0.025 | 0.025 | 0.025 | 0.082 | 0.139 | 0.2815 | 0.2815 | 0.2815 | 0.2815 | 0.2815 | 0.2815 | 0.2815 | 0.2815 | 0.2815 | 0.2815 | 0.2815 | 0.0678 | 0.025 | 0.025 | 0.025 | 0.025 | From eQ_Lib.dat in MASControl 2017
D_EUn_Ktchn_LitLF_Yr | Lighting | FRACTION | SmrDsn | 2014-08-08 | 2014-08-16 | Constant | 1 | [23 empty] | From eQ_Lib.dat in MASControl 2017
D_EUn_Ktchn_LitLF_Yr | Lighting | FRACTION | WntrDsn | 2014-08-08 | 2014-08-16 | Constant | 0 | [23 empty] | From eQ_Lib.dat in MASControl 2017
D_EUn_Ktchn_LitLF_Yr | Lighting | FRACTION | Default | 2014-08-08 | 2014-08-16 | Constant | 0.035 | [23 empty] | From eQ_Lib.dat in MASControl 2017
D_EUn_Ktchn_LitLF_Yr | Lighting | FRACTION | Default¦Wkdy | 2014-08-17 | 2014-12-11 | Hourly | 0.1 | 0.1 | 0.1 | 0.1 | 0.1 | 0.1 | 0.2667 | 0.4333 | 0.85 | 0.85 | 0.85 | 0.85 | 0.85 | 0.85 | 0.85 | 0.85 | 0.85 | 0.85 | 0.85 | 0.225 | 0.1 | 0.1 | 0.1 | 0.1 | From eQ_Lib.dat in MASControl 2017
D_EUn_Ktchn_LitLF_Yr | Lighting | FRACTION | Wknd | 2014-08-17 | 2014-12-11 | Hourly | 0.025 | 0.025 | 0.025 | 0.025 | 0.025 | 0.025 | 0.1028 | 0.1806 | 0.375 | 0.375 | 0.375 | 0.375 | 0.375 | 0.375 | 0.375 | 0.375 | 0.375 | 0.375 | 0.375 | 0.0833 | 0.025 | 0.025 | 0.025 | 0.025 | From eQ_Lib.dat in MASControl 2017
D_EUn_Ktchn_LitLF_Yr | Lighting | FRACTION | SmrDsn | 2014-12-12 | 2014-12-31 | Constant | 1 | [23 empty] | From eQ_Lib.dat in MASControl 2017
D_EUn_Ktchn_LitLF_Yr | Lighting | FRACTION | WntrDsn | 2014-12-12 | 2014-12-31 | Constant | 0 | [23 empty] | From eQ_Lib.dat in MASControl 2017
D_EUn_Ktchn_LitLF_Yr | Lighting | FRACTION | Default | 2014-12-12 | 2014-12-31 | Constant | 0.035 | [23 empty] | From eQ_Lib.dat in MASControl 2017
D_EUn_Ktchn_LitLF_Yr | Lighting | FRACTION | WntrDsn | 2014-01-01 | 2014-12-31 | Constant | 0 | [23 empty] | From eQ_Lib.dat in MASControl 2017
D_EUn_Ktchn_LitLF_Yr | Lighting | FRACTION | SmrDsn | 2014-01-01 | 2014-12-31 | Constant | 1 | [23 empty] | From eQ_Lib.dat in MASControl 2017
D_EUn_Ktchn_LitLF_Yr | Lighting | FRACTION | Hol | 2014-01-01 | 2014-12-31 | Hourly | 0.025 | 0.025 | 0.025 | 0.025 | 0.025 | 0.025 | 0.082 | 0.139 | 0.2815 | 0.2815 | 0.2815 | 0.2815 | 0.2815 | 0.2815 | 0.2815 | 0.2815 | 0.2815 | 0.2815 | 0.2815 | 0.0678 | 0.025 | 0.025 | 0.025 | 0.025 | From eQ_Lib.dat in MASControl 2017
D_EUn_Ktchn_LitSp_Yr | Lighting | FRACTION | SmrDsn | 2014-01-01 | 2014-01-11 | Constant | 1 | [23 empty] | From eQ_Lib.dat in MASControl 2017
D_EUn_Ktchn_LitSp_Yr | Lighting | FRACTION | WntrDsn | 2014-01-01 | 2014-01-11 | Constant | 0 | [23 empty] | From eQ_Lib.dat in MASControl 2017
D_EUn_Ktchn_LitSp_Yr | Lighting | FRACTION | Default | 2014-01-01 | 2014-01-11 | Constant | 0.035 | [23 empty] | From eQ_Lib.dat in MASControl 2017
D_EUn_Ktchn_LitSp_Yr | Lighting | FRACTION | Default¦Wkdy | 2014-01-12 | 2014-04-03 | Hourly | 0.1 | 0.1 | 0.1 | 0.1 | 0.1 | 0.1 | 0.3 | 0.5 | 1 | 1 | 1 | 1 | 1 | 1 | 1 | 1 | 1 | 1 | 1 | 0.25 | 0.1 | 0.1 | 0.1 | 0.1 | From eQ_Lib.dat in MASControl 2017
D_EUn_Ktchn_LitSp_Yr | Lighting | FRACTION | Wknd | 2014-01-12 | 2014-04-03 | Hourly | 0.05 | 0.05 | 0.05 | 0.05 | 0.05 | 0.05 | 0.2056 | 0.3611 | 0.75 | 0.75 | 0.75 | 0.75 | 0.75 | 0.75 | 0.75 | 0.75 | 0.75 | 0.75 | 0.75 | 0.1667 | 0.05 | 0.05 | 0.05 | 0.05 | From eQ_Lib.dat in MASControl 2017
D_EUn_Ktchn_LitSp_Yr | Lighting | FRACTION | SmrDsn | 2014-04-04 | 2014-04-12 | Constant | 1 | [23 empty] | From eQ_Lib.dat in MASControl 2017
D_EUn_Ktchn_LitSp_Yr | Lighting | FRACTION | WntrDsn | 2014-04-04 | 2014-04-12 | Constant | 0 | [23 empty] | From eQ_Lib.dat in MASControl 2017
D_EUn_Ktchn_LitSp_Yr | Lighting | FRACTION | Default | 2014-04-04 | 2014-04-12 | Constant | 0.035 | [23 empty] | From eQ_Lib.dat in MASControl 2017
D_EUn_Ktchn_LitSp_Yr | Lighting | FRACTION | Default¦Wkdy | 2014-04-13 | 2014-05-22 | Hourly | 0.1 | 0.1 | 0.1 | 0.1 | 0.1 | 0.1 | 0.3 | 0.5 | 1 | 1 | 1 | 1 | 1 | 1 | 1 | 1 | 1 | 1 | 1 | 0.25 | 0.1 | 0.1 | 0.1 | 0.1 | From eQ_Lib.dat in MASControl 2017
D_EUn_Ktchn_LitSp_Yr | Lighting | FRACTION | Wknd | 2014-04-13 | 2014-05-22 | Hourly | 0.05 | 0.05 | 0.05 | 0.05 | 0.05 | 0.05 | 0.2056 | 0.3611 | 0.75 | 0.75 | 0.75 | 0.75 | 0.75 | 0.75 | 0.75 | 0.75 | 0.75 | 0.75 | 0.75 | 0.1667 | 0.05 | 0.05 | 0.05 | 0.05 | From eQ_Lib.dat in MASControl 2017
D_EUn_Ktchn_LitSp_Yr | Lighting | FRACTION | SmrDsn | 2014-05-23 | 2014-05-31 | Constant | 1 | [23 empty] | From eQ_Lib.dat in MASControl 2017
D_EUn_Ktchn_LitSp_Yr | Lighting | FRACTION | WntrDsn | 2014-05-23 | 2014-05-31 | Constant | 0 | [23 empty] | From eQ_Lib.dat in MASControl 2017
D_EUn_Ktchn_LitSp_Yr | Lighting | FRACTION | Default | 2014-05-23 | 2014-05-31 | Constant | 0.035 | [23 empty] | From eQ_Lib.dat in MASControl 2017
D_EUn_Ktchn_LitSp_Yr | Lighting | FRACTION | Default¦Wkdy | 2014-06-01 | 2014-08-07 | Hourly | 0.075 | 0.075 | 0.075 | 0.075 | 0.075 | 0.075 | 0.225 | 0.375 | 0.75 | 0.75 | 0.75 | 0.75 | 0.75 | 0.75 | 0.75 | 0.75 | 0.75 | 0.75 | 0.75 | 0.1875 | 0.075 | 0.075 | 0.075 | 0.075 | From eQ_Lib.dat in MASControl 2017
D_EUn_Ktchn_LitSp_Yr | Lighting | FRACTION | Wknd | 2014-06-01 | 2014-08-07 | Hourly | 0.05 | 0.05 | 0.05 | 0.05 | 0.05 | 0.05 | 0.164 | 0.278 | 0.563 | 0.563 | 0.563 | 0.563 | 0.563 | 0.563 | 0.563 | 0.563 | 0.563 | 0.563 | 0.563 | 0.1355 | 0.05 | 0.05 | 0.05 | 0.05 | From eQ_Lib.dat in MASControl 2017
D_EUn_Ktchn_LitSp_Yr | Lighting | FRACTION | SmrDsn | 2014-08-08 | 2014-08-16 | Constant | 1 | [23 empty] | From eQ_Lib.dat in MASControl 2017
D_EUn_Ktchn_LitSp_Yr | Lighting | FRACTION | WntrDsn | 2014-08-08 | 2014-08-16 | Constant | 0 | [23 empty] | From eQ_Lib.dat in MASControl 2017
D_EUn_Ktchn_LitSp_Yr | Lighting | FRACTION | Default | 2014-08-08 | 2014-08-16 | Constant | 0.035 | [23 empty] | From eQ_Lib.dat in MASControl 2017
D_EUn_Ktchn_LitSp_Yr | Lighting | FRACTION | Default¦Wkdy | 2014-08-17 | 2014-12-11 | Hourly | 0.1 | 0.1 | 0.1 | 0.1 | 0.1 | 0.1 | 0.3 | 0.5 | 1 | 1 | 1 | 1 | 1 | 1 | 1 | 1 | 1 | 1 | 1 | 0.25 | 0.1 | 0.1 | 0.1 | 0.1 | From eQ_Lib.dat in MASControl 2017
D_EUn_Ktchn_LitSp_Yr | Lighting | FRACTION | Wknd | 2014-08-17 | 2014-12-11 | Hourly | 0.05 | 0.05 | 0.05 | 0.05 | 0.05 | 0.05 | 0.2056 | 0.3611 | 0.75 | 0.75 | 0.75 | 0.75 | 0.75 | 0.75 | 0.75 | 0.75 | 0.75 | 0.75 | 0.75 | 0.1667 | 0.05 | 0.05 | 0.05 | 0.05 | From eQ_Lib.dat in MASControl 2017
D_EUn_Ktchn_LitSp_Yr | Lighting | FRACTION | SmrDsn | 2014-12-12 | 2014-12-31 | Constant | 1 | [23 empty] | From eQ_Lib.dat in MASControl 2017
D_EUn_Ktchn_LitSp_Yr | Lighting | FRACTION | WntrDsn | 2014-12-12 | 2014-12-31 | Constant | 0 | [23 empty] | From eQ_Lib.dat in MASControl 2017
D_EUn_Ktchn_LitSp_Yr | Lighting | FRACTION | Default | 2014-12-12 | 2014-12-31 | Constant | 0.035 | [23 empty] | From eQ_Lib.dat in MASControl 2017
D_EUn_Ktchn_LitSp_Yr | Lighting | FRACTION | WntrDsn | 2014-01-01 | 2014-12-31 | Constant | 0 | [23 empty] | From eQ_Lib.dat in MASControl 2017
D_EUn_Ktchn_LitSp_Yr | Lighting | FRACTION | SmrDsn | 2014-01-01 | 2014-12-31 | Constant | 1 | [23 empty] | From eQ_Lib.dat in MASControl 2017
D_EUn_Ktchn_LitSp_Yr | Lighting | FRACTION | Hol | 2014-01-01 | 2014-12-31 | Hourly | 0.05 | 0.05 | 0.05 | 0.05 | 0.05 | 0.05 | 0.164 | 0.278 | 0.563 | 0.563 | 0.563 | 0.563 | 0.563 | 0.563 | 0.563 | 0.563 | 0.563 | 0.563 | 0.563 | 0.1355 | 0.05 | 0.05 | 0.05 | 0.05 | From eQ_Lib.dat in MASControl 2017
D_EUn_Ktchn_Misc_Yr | Equipment | FRACTION | SmrDsn | 2014-01-01 | 2014-01-11 | Constant | 1 | [23 empty] | From eQ_Lib.dat in MASControl 2017
D_EUn_Ktchn_Misc_Yr | Equipment | FRACTION | WntrDsn | 2014-01-01 | 2014-01-11 | Constant | 0 | [23 empty] | From eQ_Lib.dat in MASControl 2017
D_EUn_Ktchn_Misc_Yr | Equipment | FRACTION | Default | 2014-01-01 | 2014-01-11 | Constant | 0.02 | [23 empty] | From eQ_Lib.dat in MASControl 2017
D_EUn_Ktchn_Misc_Yr | Equipment | FRACTION | Default¦Wkdy | 2014-01-12 | 2014-04-03 | Hourly | 0.3 | 0.3 | 0.3 | 0.3 | 0.3 | 0.3 | 0.6 | 0.6 | 0.6 | 0.6 | 0.6 | 0.6 | 0.6 | 0.6 | 0.6 | 0.6 | 0.6 | 0.6 | 0.4 | 0.3 | 0.3 | 0.3 | 0.3 | 0.3 | From eQ_Lib.dat in MASControl 2017
D_EUn_Ktchn_Misc_Yr | Equipment | FRACTION | Wknd | 2014-01-12 | 2014-04-03 | Hourly | 0.3 | 0.3 | 0.3 | 0.3 | 0.3 | 0.3 | 0.4998 | 0.4998 | 0.4998 | 0.4998 | 0.4998 | 0.4998 | 0.4998 | 0.4998 | 0.4998 | 0.4998 | 0.4998 | 0.4998 | 0.3666 | 0.3 | 0.3 | 0.3 | 0.3 | 0.3 | From eQ_Lib.dat in MASControl 2017
D_EUn_Ktchn_Misc_Yr | Equipment | FRACTION | SmrDsn | 2014-04-04 | 2014-04-12 | Constant | 1 | [23 empty] | From eQ_Lib.dat in MASControl 2017
D_EUn_Ktchn_Misc_Yr | Equipment | FRACTION | WntrDsn | 2014-04-04 | 2014-04-12 | Constant | 0 | [23 empty] | From eQ_Lib.dat in MASControl 2017
D_EUn_Ktchn_Misc_Yr | Equipment | FRACTION | Default | 2014-04-04 | 2014-04-12 | Constant | 0.02 | [23 empty] | From eQ_Lib.dat in MASControl 2017
D_EUn_Ktchn_Misc_Yr | Equipment | FRACTION | Default¦Wkdy | 2014-04-13 | 2014-05-22 | Hourly | 0.3 | 0.3 | 0.3 | 0.3 | 0.3 | 0.3 | 0.6 | 0.6 | 0.6 | 0.6 | 0.6 | 0.6 | 0.6 | 0.6 | 0.6 | 0.6 | 0.6 | 0.6 | 0.4 | 0.3 | 0.3 | 0.3 | 0.3 | 0.3 | From eQ_Lib.dat in MASControl 2017
D_EUn_Ktchn_Misc_Yr | Equipment | FRACTION | Wknd | 2014-04-13 | 2014-05-22 | Hourly | 0.3 | 0.3 | 0.3 | 0.3 | 0.3 | 0.3 | 0.4998 | 0.4998 | 0.4998 | 0.4998 | 0.4998 | 0.4998 | 0.4998 | 0.4998 | 0.4998 | 0.4998 | 0.4998 | 0.4998 | 0.3666 | 0.3 | 0.3 | 0.3 | 0.3 | 0.3 | From eQ_Lib.dat in MASControl 2017
D_EUn_Ktchn_Misc_Yr | Equipment | FRACTION | SmrDsn | 2014-05-23 | 2014-05-31 | Constant | 1 | [23 empty] | From eQ_Lib.dat in MASControl 2017
D_EUn_Ktchn_Misc_Yr | Equipment | FRACTION | WntrDsn | 2014-05-23 | 2014-05-31 | Constant | 0 | [23 empty] | From eQ_Lib.dat in MASControl 2017
D_EUn_Ktchn_Misc_Yr | Equipment | FRACTION | Default | 2014-05-23 | 2014-05-31 | Constant | 0.02 | [23 empty] | From eQ_Lib.dat in MASControl 2017
D_EUn_Ktchn_Misc_Yr | Equipment | FRACTION | Default¦Wkdy | 2014-06-01 | 2014-08-07 | Hourly | 0.225 | 0.225 | 0.225 | 0.225 | 0.225 | 0.225 | 0.45 | 0.45 | 0.45 | 0.45 | 0.45 | 0.45 | 0.45 | 0.45 | 0.45 | 0.45 | 0.45 | 0.45 | 0.3 | 0.225 | 0.225 | 0.225 | 0.225 | 0.225 | From eQ_Lib.dat in MASControl 2017
D_EUn_Ktchn_Misc_Yr | Equipment | FRACTION | Wknd | 2014-06-01 | 2014-08-07 | Hourly | 0.225 | 0.225 | 0.225 | 0.225 | 0.225 | 0.225 | 0.2502 | 0.2502 | 0.2502 | 0.2502 | 0.2502 | 0.2502 | 0.2502 | 0.2502 | 0.2502 | 0.2502 | 0.2502 | 0.2502 | 0.2334 | 0.225 | 0.225 | 0.225 | 0.225 | 0.225 | From eQ_Lib.dat in MASControl 2017
D_EUn_Ktchn_Misc_Yr | Equipment | FRACTION | SmrDsn | 2014-08-08 | 2014-08-16 | Constant | 1 | [23 empty] | From eQ_Lib.dat in MASControl 2017
D_EUn_Ktchn_Misc_Yr | Equipment | FRACTION | WntrDsn | 2014-08-08 | 2014-08-16 | Constant | 0 | [23 empty] | From eQ_Lib.dat in MASControl 2017
D_EUn_Ktchn_Misc_Yr | Equipment | FRACTION | Default | 2014-08-08 | 2014-08-16 | Constant | 0.02 | [23 empty] | From eQ_Lib.dat in MASControl 2017
D_EUn_Ktchn_Misc_Yr | Equipment | FRACTION | Default¦Wkdy | 2014-08-17 | 2014-12-11 | Hourly | 0.3 | 0.3 | 0.3 | 0.3 | 0.3 | 0.3 | 0.6 | 0.6 | 0.6 | 0.6 | 0.6 | 0.6 | 0.6 | 0.6 | 0.6 | 0.6 | 0.6 | 0.6 | 0.4 | 0.3 | 0.3 | 0.3 | 0.3 | 0.3 | From eQ_Lib.dat in MASControl 2017
D_EUn_Ktchn_Misc_Yr | Equipment | FRACTION | Wknd | 2014-08-17 | 2014-12-11 | Hourly | 0.3 | 0.3 | 0.3 | 0.3 | 0.3 | 0.3 | 0.4998 | 0.4998 | 0.4998 | 0.4998 | 0.4998 | 0.4998 | 0.4998 | 0.4998 | 0.4998 | 0.4998 | 0.4998 | 0.4998 | 0.3666 | 0.3 | 0.3 | 0.3 | 0.3 | 0.3 | From eQ_Lib.dat in MASControl 2017
D_EUn_Ktchn_Misc_Yr | Equipment | FRACTION | SmrDsn | 2014-12-12 | 2014-12-31 | Constant | 1 | [23 empty] | From eQ_Lib.dat in MASControl 2017
D_EUn_Ktchn_Misc_Yr | Equipment | FRACTION | WntrDsn | 2014-12-12 | 2014-12-31 | Constant | 0 | [23 empty] | From eQ_Lib.dat in MASControl 2017
D_EUn_Ktchn_Misc_Yr | Equipment | FRACTION | Default | 2014-12-12 | 2014-12-31 | Constant | 0.02 | [23 empty] | From eQ_Lib.dat in MASControl 2017
D_EUn_Ktchn_Misc_Yr | Equipment | FRACTION | WntrDsn | 2014-01-01 | 2014-12-31 | Constant | 0 | [23 empty] | From eQ_Lib.dat in MASControl 2017
D_EUn_Ktchn_Misc_Yr | Equipment | FRACTION | SmrDsn | 2014-01-01 | 2014-12-31 | Constant | 1 | [23 empty] | From eQ_Lib.dat in MASControl 2017
D_EUn_Ktchn_Misc_Yr | Equipment | FRACTION | Hol | 2014-01-01 | 2014-12-31 | Hourly | 0.225 | 0.225 | 0.225 | 0.225 | 0.225 | 0.225 | 0.2502 | 0.2502 | 0.2502 | 0.2502 | 0.2502 | 0.2502 | 0.2502 | 0.2502 | 0.2502 | 0.2502 | 0.2502 | 0.2502 | 0.2334 | 0.225 | 0.225 | 0.225 | 0.225 | 0.225 | From eQ_Lib.dat in MASControl 2017
D_EUn_Ktchn_Occup_Yr | Occupancy | FRACTION | SmrDsn | 2014-01-01 | 2014-01-11 | Constant | 1 | [23 empty] | From eQ_Lib.dat in MASControl 2017
D_EUn_Ktchn_Occup_Yr | Occupancy | FRACTION | WntrDsn | 2014-01-01 | 2014-01-11 | Constant | 0 | [23 empty] | From eQ_Lib.dat in MASControl 2017
D_EUn_Ktchn_Occup_Yr | Occupancy | FRACTION | Default | 2014-01-01 | 2014-01-11 | Constant | 0 | [23 empty] | From eQ_Lib.dat in MASControl 2017
D_EUn_Ktchn_Occup_Yr | Occupancy | FRACTION | Default¦Wkdy | 2014-01-12 | 2014-04-03 | Hourly | 0 | 0 | 0 | 0 | 0 | 0 | 0.3 | 0.4 | 0.4 | 0.3 | 0.3 | 0.9 | 0.8 | 0.4 | 0.4 | 0.6 | 0.9 | 0.8 | 0.2 | 0 | 0 | 0 | 0 | 0 | From eQ_Lib.dat in MASControl 2017
D_EUn_Ktchn_Occup_Yr | Occupancy | FRACTION | Wknd | 2014-01-12 | 2014-04-03 | Hourly | 0 | 0 | 0 | 0 | 0 | 0 | 0.1668 | 0.2224 | 0.2224 | 0.1668 | 0.1668 | 0.5004 | 0.4448 | 0.2224 | 0.2224 | 0.3336 | 0.5004 | 0.4448 | 0.1112 | 0 | 0 | 0 | 0 | 0 | From eQ_Lib.dat in MASControl 2017
D_EUn_Ktchn_Occup_Yr | Occupancy | FRACTION | SmrDsn | 2014-04-04 | 2014-04-12 | Constant | 1 | [23 empty] | From eQ_Lib.dat in MASControl 2017
D_EUn_Ktchn_Occup_Yr | Occupancy | FRACTION | WntrDsn | 2014-04-04 | 2014-04-12 | Constant | 0 | [23 empty] | From eQ_Lib.dat in MASControl 2017
D_EUn_Ktchn_Occup_Yr | Occupancy | FRACTION | Default | 2014-04-04 | 2014-04-12 | Constant | 0 | [23 empty] | From eQ_Lib.dat in MASControl 2017
D_EUn_Ktchn_Occup_Yr | Occupancy | FRACTION | Default¦Wkdy | 2014-04-13 | 2014-05-22 | Hourly | 0 | 0 | 0 | 0 | 0 | 0 | 0.3 | 0.4 | 0.4 | 0.3 | 0.3 | 0.9 | 0.8 | 0.4 | 0.4 | 0.6 | 0.9 | 0.8 | 0.2 | 0 | 0 | 0 | 0 | 0 | From eQ_Lib.dat in MASControl 2017
D_EUn_Ktchn_Occup_Yr | Occupancy | FRACTION | Wknd | 2014-04-13 | 2014-05-22 | Hourly | 0 | 0 | 0 | 0 | 0 | 0 | 0.1668 | 0.2224 | 0.2224 | 0.1668 | 0.1668 | 0.5004 | 0.4448 | 0.2224 | 0.2224 | 0.3336 | 0.5004 | 0.4448 | 0.1112 | 0 | 0 | 0 | 0 | 0 | From eQ_Lib.dat in MASControl 2017
D_EUn_Ktchn_Occup_Yr | Occupancy | FRACTION | SmrDsn | 2014-05-23 | 2014-05-31 | Constant | 1 | [23 empty] | From eQ_Lib.dat in MASControl 2017
D_EUn_Ktchn_Occup_Yr | Occupancy | FRACTION | WntrDsn | 2014-05-23 | 2014-05-31 | Constant | 0 | [23 empty] | From eQ_Lib.dat in MASControl 2017
D_EUn_Ktchn_Occup_Yr | Occupancy | FRACTION | Default | 2014-05-23 | 2014-05-31 | Constant | 0 | [23 empty] | From eQ_Lib.dat in MASControl 2017
D_EUn_Ktchn_Occup_Yr | Occupancy | FRACTION | Default¦Wkdy | 2014-06-01 | 2014-08-07 | Hourly | 0 | 0 | 0 | 0 | 0 | 0 | 0.15 | 0.2 | 0.2 | 0.15 | 0.15 | 0.45 | 0.4 | 0.2 | 0.2 | 0.3 | 0.45 | 0.4 | 0.1 | 0 | 0 | 0 | 0 | 0 | From eQ_Lib.dat in MASControl 2017
D_EUn_Ktchn_Occup_Yr | Occupancy | FRACTION | Wknd | 2014-06-01 | 2014-08-07 | Hourly | 0 | 0 | 0 | 0 | 0 | 0 | 0.0834 | 0.1112 | 0.1112 | 0.0834 | 0.0834 | 0.2502 | 0.2224 | 0.1112 | 0.1112 | 0.1668 | 0.2502 | 0.2224 | 0.0556 | 0 | 0 | 0 | 0 | 0 | From eQ_Lib.dat in MASControl 2017
D_EUn_Ktchn_Occup_Yr | Occupancy | FRACTION | SmrDsn | 2014-08-08 | 2014-08-16 | Constant | 1 | [23 empty] | From eQ_Lib.dat in MASControl 2017
D_EUn_Ktchn_Occup_Yr | Occupancy | FRACTION | WntrDsn | 2014-08-08 | 2014-08-16 | Constant | 0 | [23 empty] | From eQ_Lib.dat in MASControl 2017
D_EUn_Ktchn_Occup_Yr | Occupancy | FRACTION | Default | 2014-08-08 | 2014-08-16 | Constant | 0 | [23 empty] | From eQ_Lib.dat in MASControl 2017
D_EUn_Ktchn_Occup_Yr | Occupancy | FRACTION | Default¦Wkdy | 2014-08-17 | 2014-12-11 | Hourly | 0 | 0 | 0 | 0 | 0 | 0 | 0.3 | 0.4 | 0.4 | 0.3 | 0.3 | 0.9 | 0.8 | 0.4 | 0.4 | 0.6 | 0.9 | 0.8 | 0.2 | 0 | 0 | 0 | 0 | 0 | From eQ_Lib.dat in MASControl 2017
D_EUn_Ktchn_Occup_Yr | Occupancy | FRACTION | Wknd | 2014-08-17 | 2014-12-11 | Hourly | 0 | 0 | 0 | 0 | 0 | 0 | 0.1668 | 0.2224 | 0.2224 | 0.1668 | 0.1668 | 0.5004 | 0.4448 | 0.2224 | 0.2224 | 0.3336 | 0.5004 | 0.4448 | 0.1112 | 0 | 0 | 0 | 0 | 0 | From eQ_Lib.dat in MASControl 2017
D_EUn_Ktchn_Occup_Yr | Occupancy | FRACTION | SmrDsn | 2014-12-12 | 2014-12-31 | Constant | 1 | [23 empty] | From eQ_Lib.dat in MASControl 2017
D_EUn_Ktchn_Occup_Yr | Occupancy | FRACTION | WntrDsn | 2014-12-12 | 2014-12-31 | Constant | 0 | [23 empty] | From eQ_Lib.dat in MASControl 2017
D_EUn_Ktchn_Occup_Yr | Occupancy | FRACTION | Default | 2014-12-12 | 2014-12-31 | Constant | 0 | [23 empty] | From eQ_Lib.dat in MASControl 2017
D_EUn_Ktchn_Occup_Yr | Occupancy | FRACTION | WntrDsn | 2014-01-01 | 2014-12-31 | Constant | 0 | [23 empty] | From eQ_Lib.dat in MASControl 2017
D_EUn_Ktchn_Occup_Yr | Occupancy | FRACTION | SmrDsn | 2014-01-01 | 2014-12-31 | Constant | 1 | [23 empty] | From eQ_Lib.dat in MASControl 2017
D_EUn_Ktchn_Occup_Yr | Occupancy | FRACTION | Hol | 2014-01-01 | 2014-12-31 | Hourly | 0 | 0 | 0 | 0 | 0 | 0 | 0.0834 | 0.1112 | 0.1112 | 0.0834 | 0.0834 | 0.2502 | 0.2224 | 0.1112 | 0.1112 | 0.1668 | 0.2502 | 0.2224 | 0.0556 | 0 | 0 | 0 | 0 | 0 | From eQ_Lib.dat in MASControl 2017
D_EUn_OffGen_LitCFL_Yr | Lighting | FRACTION | SmrDsn | 2014-01-01 | 2014-01-11 | Constant | 1 | [23 empty] | From eQ_Lib.dat in MASControl 2017
D_EUn_OffGen_LitCFL_Yr | Lighting | FRACTION | WntrDsn | 2014-01-01 | 2014-01-11 | Constant | 0 | [23 empty] | From eQ_Lib.dat in MASControl 2017
D_EUn_OffGen_LitCFL_Yr | Lighting | FRACTION | Default | 2014-01-01 | 2014-01-11 | Constant | 0.035 | [23 empty] | From eQ_Lib.dat in MASControl 2017
D_EUn_OffGen_LitCFL_Yr | Lighting | FRACTION | Default¦Wkdy | 2014-01-12 | 2014-04-03 | Hourly | 0.08 | 0.08 | 0.08 | 0.08 | 0.08 | 0.08 | 0.08 | 0.68 | 0.76 | 0.76 | 0.8 | 0.8 | 0.68 | 0.68 | 0.76 | 0.76 | 0.8 | 0.68 | 0.6 | 0.52 | 0.36 | 0.12 | 0.08 | 0.08 | From eQ_Lib.dat in MASControl 2017
D_EUn_OffGen_LitCFL_Yr | Lighting | FRACTION | Sat | 2014-01-12 | 2014-04-03 | Hourly | 0.065 | 0.065 | 0.065 | 0.065 | 0.065 | 0.065 | 0.065 | 0.23 | 0.45 | 0.45 | 0.45 | 0.395 | 0.395 | 0.45 | 0.45 | 0.45 | 0.395 | 0.23 | 0.23 | 0.175 | 0.065 | 0.065 | 0.065 | 0.065 | From eQ_Lib.dat in MASControl 2017
D_EUn_OffGen_LitCFL_Yr | Lighting | FRACTION | Sun | 2014-01-12 | 2014-04-03 | Constant | 0.065 | [23 empty] | From eQ_Lib.dat in MASControl 2017
D_EUn_OffGen_LitCFL_Yr | Lighting | FRACTION | SmrDsn | 2014-04-04 | 2014-04-12 | Constant | 1 | [23 empty] | From eQ_Lib.dat in MASControl 2017
D_EUn_OffGen_LitCFL_Yr | Lighting | FRACTION | WntrDsn | 2014-04-04 | 2014-04-12 | Constant | 0 | [23 empty] | From eQ_Lib.dat in MASControl 2017
D_EUn_OffGen_LitCFL_Yr | Lighting | FRACTION | Default | 2014-04-04 | 2014-04-12 | Constant | 0.035 | [23 empty] | From eQ_Lib.dat in MASControl 2017
D_EUn_OffGen_LitCFL_Yr | Lighting | FRACTION | Default¦Wkdy | 2014-04-13 | 2014-05-22 | Hourly | 0.08 | 0.08 | 0.08 | 0.08 | 0.08 | 0.08 | 0.08 | 0.68 | 0.76 | 0.76 | 0.8 | 0.8 | 0.68 | 0.68 | 0.76 | 0.76 | 0.8 | 0.68 | 0.6 | 0.52 | 0.36 | 0.12 | 0.08 | 0.08 | From eQ_Lib.dat in MASControl 2017
D_EUn_OffGen_LitCFL_Yr | Lighting | FRACTION | Sat | 2014-04-13 | 2014-05-22 | Hourly | 0.065 | 0.065 | 0.065 | 0.065 | 0.065 | 0.065 | 0.065 | 0.23 | 0.45 | 0.45 | 0.45 | 0.395 | 0.395 | 0.45 | 0.45 | 0.45 | 0.395 | 0.23 | 0.23 | 0.175 | 0.065 | 0.065 | 0.065 | 0.065 | From eQ_Lib.dat in MASControl 2017
D_EUn_OffGen_LitCFL_Yr | Lighting | FRACTION | Sun | 2014-04-13 | 2014-05-22 | Constant | 0.065 | [23 empty] | From eQ_Lib.dat in MASControl 2017
D_EUn_OffGen_LitCFL_Yr | Lighting | FRACTION | SmrDsn | 2014-05-23 | 2014-05-31 | Constant | 1 | [23 empty] | From eQ_Lib.dat in MASControl 2017
D_EUn_OffGen_LitCFL_Yr | Lighting | FRACTION | WntrDsn | 2014-05-23 | 2014-05-31 | Constant | 0 | [23 empty] | From eQ_Lib.dat in MASControl 2017
D_EUn_OffGen_LitCFL_Yr | Lighting | FRACTION | Default | 2014-05-23 | 2014-05-31 | Constant | 0.035 | [23 empty] | From eQ_Lib.dat in MASControl 2017
D_EUn_OffGen_LitCFL_Yr | Lighting | FRACTION | Default¦Wkdy | 2014-06-01 | 2014-08-07 | Hourly | 0.08 | 0.08 | 0.08 | 0.08 | 0.08 | 0.08 | 0.08 | 0.4821 | 0.5357 | 0.5357 | 0.5625 | 0.5625 | 0.4821 | 0.4821 | 0.5357 | 0.5357 | 0.5625 | 0.4821 | 0.4285 | 0.3749 | 0.2676 | 0.1068 | 0.08 | 0.08 | From eQ_Lib.dat in MASControl 2017
D_EUn_OffGen_LitCFL_Yr | Lighting | FRACTION | Sat | 2014-06-01 | 2014-08-07 | Hourly | 0.065 | 0.065 | 0.065 | 0.065 | 0.065 | 0.065 | 0.065 | 0.1818 | 0.3375 | 0.3375 | 0.3375 | 0.2986 | 0.2986 | 0.3375 | 0.3375 | 0.3375 | 0.2986 | 0.1818 | 0.1818 | 0.1429 | 0.065 | 0.065 | 0.065 | 0.065 | From eQ_Lib.dat in MASControl 2017
D_EUn_OffGen_LitCFL_Yr | Lighting | FRACTION | Sun | 2014-06-01 | 2014-08-07 | Constant | 0.065 | [23 empty] | From eQ_Lib.dat in MASControl 2017
D_EUn_OffGen_LitCFL_Yr | Lighting | FRACTION | SmrDsn | 2014-08-08 | 2014-08-16 | Constant | 1 | [23 empty] | From eQ_Lib.dat in MASControl 2017
D_EUn_OffGen_LitCFL_Yr | Lighting | FRACTION | WntrDsn | 2014-08-08 | 2014-08-16 | Constant | 0 | [23 empty] | From eQ_Lib.dat in MASControl 2017
D_EUn_OffGen_LitCFL_Yr | Lighting | FRACTION | Default | 2014-08-08 | 2014-08-16 | Constant | 0.035 | [23 empty] | From eQ_Lib.dat in MASControl 2017
D_EUn_OffGen_LitCFL_Yr | Lighting | FRACTION | Default¦Wkdy | 2014-08-17 | 2014-12-11 | Hourly | 0.08 | 0.08 | 0.08 | 0.08 | 0.08 | 0.08 | 0.08 | 0.68 | 0.76 | 0.76 | 0.8 | 0.8 | 0.68 | 0.68 | 0.76 | 0.76 | 0.8 | 0.68 | 0.6 | 0.52 | 0.36 | 0.12 | 0.08 | 0.08 | From eQ_Lib.dat in MASControl 2017
D_EUn_OffGen_LitCFL_Yr | Lighting | FRACTION | Sat | 2014-08-17 | 2014-12-11 | Hourly | 0.065 | 0.065 | 0.065 | 0.065 | 0.065 | 0.065 | 0.065 | 0.23 | 0.45 | 0.45 | 0.45 | 0.395 | 0.395 | 0.45 | 0.45 | 0.45 | 0.395 | 0.23 | 0.23 | 0.175 | 0.065 | 0.065 | 0.065 | 0.065 | From eQ_Lib.dat in MASControl 2017
D_EUn_OffGen_LitCFL_Yr | Lighting | FRACTION | Sun | 2014-08-17 | 2014-12-11 | Constant | 0.065 | [23 empty] | From eQ_Lib.dat in MASControl 2017
D_EUn_OffGen_LitCFL_Yr | Lighting | FRACTION | SmrDsn | 2014-12-12 | 2014-12-31 | Constant | 1 | [23 empty] | From eQ_Lib.dat in MASControl 2017
D_EUn_OffGen_LitCFL_Yr | Lighting | FRACTION | WntrDsn | 2014-12-12 | 2014-12-31 | Constant | 0 | [23 empty] | From eQ_Lib.dat in MASControl 2017
D_EUn_OffGen_LitCFL_Yr | Lighting | FRACTION | Default | 2014-12-12 | 2014-12-31 | Constant | 0.035 | [23 empty] | From eQ_Lib.dat in MASControl 2017
D_EUn_OffGen_LitCFL_Yr | Lighting | FRACTION | WntrDsn | 2014-01-01 | 2014-12-31 | Constant | 0 | [23 empty] | From eQ_Lib.dat in MASControl 2017
D_EUn_OffGen_LitCFL_Yr | Lighting | FRACTION | SmrDsn | 2014-01-01 | 2014-12-31 | Constant | 1 | [23 empty] | From eQ_Lib.dat in MASControl 2017
D_EUn_OffGen_LitCFL_Yr | Lighting | FRACTION | Hol | 2014-01-01 | 2014-12-31 | Constant | 0.065 | [23 empty] | From eQ_Lib.dat in MASControl 2017
D_EUn_OffGen_LitEx_Yr | Lighting | FRACTION | SmrDsn | 2014-01-01 | 2014-12-31 | Constant | 1 | [23 empty] | From eQ_Lib.dat in MASControl 2017
D_EUn_OffGen_LitEx_Yr | Lighting | FRACTION | WntrDsn | 2014-01-01 | 2014-12-31 | Constant | 0 | [23 empty] | From eQ_Lib.dat in MASControl 2017
D_EUn_OffGen_LitEx_Yr | Lighting | FRACTION | Default¦Hol | 2014-01-01 | 2014-12-31 | Constant | 1 | [23 empty] | From eQ_Lib.dat in MASControl 2017
D_EUn_OffGen_LitLF_Yr | Lighting | FRACTION | SmrDsn | 2014-01-01 | 2014-01-11 | Constant | 1 | [23 empty] | From eQ_Lib.dat in MASControl 2017
D_EUn_OffGen_LitLF_Yr | Lighting | FRACTION | WntrDsn | 2014-01-01 | 2014-01-11 | Constant | 0 | [23 empty] | From eQ_Lib.dat in MASControl 2017
D_EUn_OffGen_LitLF_Yr | Lighting | FRACTION | Default | 2014-01-01 | 2014-01-11 | Constant | 0.035 | [23 empty] | From eQ_Lib.dat in MASControl 2017
D_EUn_OffGen_LitLF_Yr | Lighting | FRACTION | Default¦Wkdy | 2014-01-12 | 2014-04-03 | Hourly | 0.05 | 0.05 | 0.05 | 0.05 | 0.05 | 0.05 | 0.05 | 0.8417 | 0.9472 | 0.9472 | 1 | 1 | 0.8417 | 0.8417 | 0.9472 | 0.9472 | 1 | 0.8417 | 0.7361 | 0.6306 | 0.4194 | 0.1028 | 0.05 | 0.05 | From eQ_Lib.dat in MASControl 2017
D_EUn_OffGen_LitLF_Yr | Lighting | FRACTION | Sat | 2014-01-12 | 2014-04-03 | Hourly | 0.05 | 0.05 | 0.05 | 0.05 | 0.05 | 0.05 | 0.05 | 0.2 | 0.4 | 0.4 | 0.4 | 0.35 | 0.35 | 0.4 | 0.4 | 0.4 | 0.35 | 0.2 | 0.2 | 0.15 | 0.05 | 0.05 | 0.05 | 0.05 | From eQ_Lib.dat in MASControl 2017
D_EUn_OffGen_LitLF_Yr | Lighting | FRACTION | Sun | 2014-01-12 | 2014-04-03 | Constant | 0.05 | [23 empty] | From eQ_Lib.dat in MASControl 2017
D_EUn_OffGen_LitLF_Yr | Lighting | FRACTION | SmrDsn | 2014-04-04 | 2014-04-12 | Constant | 1 | [23 empty] | From eQ_Lib.dat in MASControl 2017
D_EUn_OffGen_LitLF_Yr | Lighting | FRACTION | WntrDsn | 2014-04-04 | 2014-04-12 | Constant | 0 | [23 empty] | From eQ_Lib.dat in MASControl 2017
D_EUn_OffGen_LitLF_Yr | Lighting | FRACTION | Default | 2014-04-04 | 2014-04-12 | Constant | 0.035 | [23 empty] | From eQ_Lib.dat in MASControl 2017
D_EUn_OffGen_LitLF_Yr | Lighting | FRACTION | Default¦Wkdy | 2014-04-13 | 2014-05-22 | Hourly | 0.05 | 0.05 | 0.05 | 0.05 | 0.05 | 0.05 | 0.05 | 0.8417 | 0.9472 | 0.9472 | 1 | 1 | 0.8417 | 0.8417 | 0.9472 | 0.9472 | 1 | 0.8417 | 0.7361 | 0.6306 | 0.4194 | 0.1028 | 0.05 | 0.05 | From eQ_Lib.dat in MASControl 2017
D_EUn_OffGen_LitLF_Yr | Lighting | FRACTION | Sat | 2014-04-13 | 2014-05-22 | Hourly | 0.05 | 0.05 | 0.05 | 0.05 | 0.05 | 0.05 | 0.05 | 0.2 | 0.4 | 0.4 | 0.4 | 0.35 | 0.35 | 0.4 | 0.4 | 0.4 | 0.35 | 0.2 | 0.2 | 0.15 | 0.05 | 0.05 | 0.05 | 0.05 | From eQ_Lib.dat in MASControl 2017
D_EUn_OffGen_LitLF_Yr | Lighting | FRACTION | Sun | 2014-04-13 | 2014-05-22 | Constant | 0.05 | [23 empty] | From eQ_Lib.dat in MASControl 2017
D_EUn_OffGen_LitLF_Yr | Lighting | FRACTION | SmrDsn | 2014-05-23 | 2014-05-31 | Constant | 1 | [23 empty] | From eQ_Lib.dat in MASControl 2017
D_EUn_OffGen_LitLF_Yr | Lighting | FRACTION | WntrDsn | 2014-05-23 | 2014-05-31 | Constant | 0 | [23 empty] | From eQ_Lib.dat in MASControl 2017
D_EUn_OffGen_LitLF_Yr | Lighting | FRACTION | Default | 2014-05-23 | 2014-05-31 | Constant | 0.035 | [23 empty] | From eQ_Lib.dat in MASControl 2017
D_EUn_OffGen_LitLF_Yr | Lighting | FRACTION | Default¦Wkdy | 2014-06-01 | 2014-08-07 | Hourly | 0.05 | 0.05 | 0.05 | 0.05 | 0.05 | 0.05 | 0.05 | 0.4771 | 0.534 | 0.534 | 0.5625 | 0.5625 | 0.4771 | 0.4771 | 0.534 | 0.534 | 0.5625 | 0.4771 | 0.4201 | 0.3632 | 0.2493 | 0.0785 | 0.05 | 0.05 | From eQ_Lib.dat in MASControl 2017
D_EUn_OffGen_LitLF_Yr | Lighting | FRACTION | Sat | 2014-06-01 | 2014-08-07 | Hourly | 0.05 | 0.05 | 0.05 | 0.05 | 0.05 | 0.05 | 0.05 | 0.1571 | 0.3 | 0.3 | 0.3 | 0.2643 | 0.2643 | 0.3 | 0.3 | 0.3 | 0.2643 | 0.1571 | 0.1571 | 0.1214 | 0.05 | 0.05 | 0.05 | 0.05 | From eQ_Lib.dat in MASControl 2017
D_EUn_OffGen_LitLF_Yr | Lighting | FRACTION | Sun | 2014-06-01 | 2014-08-07 | Constant | 0.05 | [23 empty] | From eQ_Lib.dat in MASControl 2017
D_EUn_OffGen_LitLF_Yr | Lighting | FRACTION | SmrDsn | 2014-08-08 | 2014-08-16 | Constant | 1 | [23 empty] | From eQ_Lib.dat in MASControl 2017
D_EUn_OffGen_LitLF_Yr | Lighting | FRACTION | WntrDsn | 2014-08-08 | 2014-08-16 | Constant | 0 | [23 empty] | From eQ_Lib.dat in MASControl 2017
D_EUn_OffGen_LitLF_Yr | Lighting | FRACTION | Default | 2014-08-08 | 2014-08-16 | Constant | 0.035 | [23 empty] | From eQ_Lib.dat in MASControl 2017
D_EUn_OffGen_LitLF_Yr | Lighting | FRACTION | Default¦Wkdy | 2014-08-17 | 2014-12-11 | Hourly | 0.05 | 0.05 | 0.05 | 0.05 | 0.05 | 0.05 | 0.05 | 0.8417 | 0.9472 | 0.9472 | 1 | 1 | 0.8417 | 0.8417 | 0.9472 | 0.9472 | 1 | 0.8417 | 0.7361 | 0.6306 | 0.4194 | 0.1028 | 0.05 | 0.05 | From eQ_Lib.dat in MASControl 2017
D_EUn_OffGen_LitLF_Yr | Lighting | FRACTION | Sat | 2014-08-17 | 2014-12-11 | Hourly | 0.05 | 0.05 | 0.05 | 0.05 | 0.05 | 0.05 | 0.05 | 0.2 | 0.4 | 0.4 | 0.4 | 0.35 | 0.35 | 0.4 | 0.4 | 0.4 | 0.35 | 0.2 | 0.2 | 0.15 | 0.05 | 0.05 | 0.05 | 0.05 | From eQ_Lib.dat in MASControl 2017
D_EUn_OffGen_LitLF_Yr | Lighting | FRACTION | Sun | 2014-08-17 | 2014-12-11 | Constant | 0.05 | [23 empty] | From eQ_Lib.dat in MASControl 2017
D_EUn_OffGen_LitLF_Yr | Lighting | FRACTION | SmrDsn | 2014-12-12 | 2014-12-31 | Constant | 1 | [23 empty] | From eQ_Lib.dat in MASControl 2017
D_EUn_OffGen_LitLF_Yr | Lighting | FRACTION | WntrDsn | 2014-12-12 | 2014-12-31 | Constant | 0 | [23 empty] | From eQ_Lib.dat in MASControl 2017
D_EUn_OffGen_LitLF_Yr | Lighting | FRACTION | Default | 2014-12-12 | 2014-12-31 | Constant | 0.035 | [23 empty] | From eQ_Lib.dat in MASControl 2017
D_EUn_OffGen_LitLF_Yr | Lighting | FRACTION | WntrDsn | 2014-01-01 | 2014-12-31 | Constant | 0 | [23 empty] | From eQ_Lib.dat in MASControl 2017
D_EUn_OffGen_LitLF_Yr | Lighting | FRACTION | SmrDsn | 2014-01-01 | 2014-12-31 | Constant | 1 | [23 empty] | From eQ_Lib.dat in MASControl 2017
D_EUn_OffGen_LitLF_Yr | Lighting | FRACTION | Hol | 2014-01-01 | 2014-12-31 | Constant | 0.05 | [23 empty] | From eQ_Lib.dat in MASControl 2017
D_EUn_OffGen_LitSp_Yr | Lighting | FRACTION | SmrDsn | 2014-01-01 | 2014-01-11 | Constant | 1 | [23 empty] | From eQ_Lib.dat in MASControl 2017
D_EUn_OffGen_LitSp_Yr | Lighting | FRACTION | WntrDsn | 2014-01-01 | 2014-01-11 | Constant | 0 | [23 empty] | From eQ_Lib.dat in MASControl 2017
D_EUn_OffGen_LitSp_Yr | Lighting | FRACTION | Default | 2014-01-01 | 2014-01-11 | Constant | 0.035 | [23 empty] | From eQ_Lib.dat in MASControl 2017
D_EUn_OffGen_LitSp_Yr | Lighting | FRACTION | Default¦Wkdy | 2014-01-12 | 2014-04-03 | Hourly | 0.05 | 0.05 | 0.05 | 0.05 | 0.05 | 0.05 | 0.05 | 0.8 | 0.9 | 0.9 | 0.95 | 0.95 | 0.8 | 0.8 | 0.9 | 0.9 | 0.95 | 0.8 | 0.7 | 0.6 | 0.4 | 0.1 | 0.05 | 0.05 | From eQ_Lib.dat in MASControl 2017
D_EUn_OffGen_LitSp_Yr | Lighting | FRACTION | Sat | 2014-01-12 | 2014-04-03 | Hourly | 0.05 | 0.05 | 0.05 | 0.05 | 0.05 | 0.05 | 0.05 | 0.2 | 0.4 | 0.4 | 0.4 | 0.35 | 0.35 | 0.4 | 0.4 | 0.4 | 0.35 | 0.2 | 0.2 | 0.15 | 0.05 | 0.05 | 0.05 | 0.05 | From eQ_Lib.dat in MASControl 2017
D_EUn_OffGen_LitSp_Yr | Lighting | FRACTION | Sun | 2014-01-12 | 2014-04-03 | Constant | 0.05 | [23 empty] | From eQ_Lib.dat in MASControl 2017
D_EUn_OffGen_LitSp_Yr | Lighting | FRACTION | SmrDsn | 2014-04-04 | 2014-04-12 | Constant | 1 | [23 empty] | From eQ_Lib.dat in MASControl 2017
D_EUn_OffGen_LitSp_Yr | Lighting | FRACTION | WntrDsn | 2014-04-04 | 2014-04-12 | Constant | 0 | [23 empty] | From eQ_Lib.dat in MASControl 2017
D_EUn_OffGen_LitSp_Yr | Lighting | FRACTION | Default | 2014-04-04 | 2014-04-12 | Constant | 0.035 | [23 empty] | From eQ_Lib.dat in MASControl 2017
D_EUn_OffGen_LitSp_Yr | Lighting | FRACTION | Default¦Wkdy | 2014-04-13 | 2014-05-22 | Hourly | 0.05 | 0.05 | 0.05 | 0.05 | 0.05 | 0.05 | 0.05 | 0.8 | 0.9 | 0.9 | 0.95 | 0.95 | 0.8 | 0.8 | 0.9 | 0.9 | 0.95 | 0.8 | 0.7 | 0.6 | 0.4 | 0.1 | 0.05 | 0.05 | From eQ_Lib.dat in MASControl 2017
D_EUn_OffGen_LitSp_Yr | Lighting | FRACTION | Sat | 2014-04-13 | 2014-05-22 | Hourly | 0.05 | 0.05 | 0.05 | 0.05 | 0.05 | 0.05 | 0.05 | 0.2 | 0.4 | 0.4 | 0.4 | 0.35 | 0.35 | 0.4 | 0.4 | 0.4 | 0.35 | 0.2 | 0.2 | 0.15 | 0.05 | 0.05 | 0.05 | 0.05 | From eQ_Lib.dat in MASControl 2017
D_EUn_OffGen_LitSp_Yr | Lighting | FRACTION | Sun | 2014-04-13 | 2014-05-22 | Constant | 0.05 | [23 empty] | From eQ_Lib.dat in MASControl 2017
D_EUn_OffGen_LitSp_Yr | Lighting | FRACTION | SmrDsn | 2014-05-23 | 2014-05-31 | Constant | 1 | [23 empty] | From eQ_Lib.dat in MASControl 2017
D_EUn_OffGen_LitSp_Yr | Lighting | FRACTION | WntrDsn | 2014-05-23 | 2014-05-31 | Constant | 0 | [23 empty] | From eQ_Lib.dat in MASControl 2017
D_EUn_OffGen_LitSp_Yr | Lighting | FRACTION | Default | 2014-05-23 | 2014-05-31 | Constant | 0.035 | [23 empty] | From eQ_Lib.dat in MASControl 2017
D_EUn_OffGen_LitSp_Yr | Lighting | FRACTION | Default¦Wkdy | 2014-06-01 | 2014-08-07 | Hourly | 0.05 | 0.05 | 0.05 | 0.05 | 0.05 | 0.05 | 0.05 | 0.6021 | 0.6757 | 0.6757 | 0.7125 | 0.7125 | 0.6021 | 0.6021 | 0.6757 | 0.6757 | 0.7125 | 0.6021 | 0.5285 | 0.4549 | 0.3076 | 0.0868 | 0.05 | 0.05 | From eQ_Lib.dat in MASControl 2017
D_EUn_OffGen_LitSp_Yr | Lighting | FRACTION | Sat | 2014-06-01 | 2014-08-07 | Hourly | 0.05 | 0.05 | 0.05 | 0.05 | 0.05 | 0.05 | 0.05 | 0.1571 | 0.3 | 0.3 | 0.3 | 0.2643 | 0.2643 | 0.3 | 0.3 | 0.3 | 0.2643 | 0.1571 | 0.1571 | 0.1214 | 0.05 | 0.05 | 0.05 | 0.05 | From eQ_Lib.dat in MASControl 2017
D_EUn_OffGen_LitSp_Yr | Lighting | FRACTION | Sun | 2014-06-01 | 2014-08-07 | Constant | 0.05 | [23 empty] | From eQ_Lib.dat in MASControl 2017
D_EUn_OffGen_LitSp_Yr | Lighting | FRACTION | SmrDsn | 2014-08-08 | 2014-08-16 | Constant | 1 | [23 empty] | From eQ_Lib.dat in MASControl 2017
D_EUn_OffGen_LitSp_Yr | Lighting | FRACTION | WntrDsn | 2014-08-08 | 2014-08-16 | Constant | 0 | [23 empty] | From eQ_Lib.dat in MASControl 2017
D_EUn_OffGen_LitSp_Yr | Lighting | FRACTION | Default | 2014-08-08 | 2014-08-16 | Constant | 0.035 | [23 empty] | From eQ_Lib.dat in MASControl 2017
D_EUn_OffGen_LitSp_Yr | Lighting | FRACTION | Default¦Wkdy | 2014-08-17 | 2014-12-11 | Hourly | 0.05 | 0.05 | 0.05 | 0.05 | 0.05 | 0.05 | 0.05 | 0.8 | 0.9 | 0.9 | 0.95 | 0.95 | 0.8 | 0.8 | 0.9 | 0.9 | 0.95 | 0.8 | 0.7 | 0.6 | 0.4 | 0.1 | 0.05 | 0.05 | From eQ_Lib.dat in MASControl 2017
D_EUn_OffGen_LitSp_Yr | Lighting | FRACTION | Sat | 2014-08-17 | 2014-12-11 | Hourly | 0.05 | 0.05 | 0.05 | 0.05 | 0.05 | 0.05 | 0.05 | 0.2 | 0.4 | 0.4 | 0.4 | 0.35 | 0.35 | 0.4 | 0.4 | 0.4 | 0.35 | 0.2 | 0.2 | 0.15 | 0.05 | 0.05 | 0.05 | 0.05 | From eQ_Lib.dat in MASControl 2017
D_EUn_OffGen_LitSp_Yr | Lighting | FRACTION | Sun | 2014-08-17 | 2014-12-11 | Constant | 0.05 | [23 empty] | From eQ_Lib.dat in MASControl 2017
D_EUn_OffGen_LitSp_Yr | Lighting | FRACTION | SmrDsn | 2014-12-12 | 2014-12-31 | Constant | 1 | [23 empty] | From eQ_Lib.dat in MASControl 2017
D_EUn_OffGen_LitSp_Yr | Lighting | FRACTION | WntrDsn | 2014-12-12 | 2014-12-31 | Constant | 0 | [23 empty] | From eQ_Lib.dat in MASControl 2017
D_EUn_OffGen_LitSp_Yr | Lighting | FRACTION | Default | 2014-12-12 | 2014-12-31 | Constant | 0.035 | [23 empty] | From eQ_Lib.dat in MASControl 2017
D_EUn_OffGen_LitSp_Yr | Lighting | FRACTION | WntrDsn | 2014-01-01 | 2014-12-31 | Constant | 0 | [23 empty] | From eQ_Lib.dat in MASControl 2017
D_EUn_OffGen_LitSp_Yr | Lighting | FRACTION | SmrDsn | 2014-01-01 | 2014-12-31 | Constant | 1 | [23 empty] | From eQ_Lib.dat in MASControl 2017
D_EUn_OffGen_LitSp_Yr | Lighting | FRACTION | Hol | 2014-01-01 | 2014-12-31 | Constant | 0.05 | [23 empty] | From eQ_Lib.dat in MASControl 2017
D_EUn_OffGen_Misc_Yr | Equipment | FRACTION | SmrDsn | 2014-01-01 | 2014-01-11 | Constant | 1 | [23 empty] | Matched to NBI plug load study - average of Low/Mid plug loads
D_EUn_OffGen_Misc_Yr | Equipment | FRACTION | WntrDsn | 2014-01-01 | 2014-01-11 | Constant | 0 | [23 empty] | Matched to NBI plug load study - average of Low/Mid plug loads
D_EUn_OffGen_Misc_Yr | Equipment | FRACTION | Default | 2014-01-01 | 2014-01-11 | Constant | 0.4 | [23 empty] | Matched to NBI plug load study - average of Low/Mid plug loads
D_EUn_OffGen_Misc_Yr | Equipment | FRACTION | Default¦Wkdy | 2014-01-12 | 2014-04-03 | Hourly | 0.4 | 0.4 | 0.4 | 0.4 | 0.4 | 0.4 | 0.4 | 0.5 | 0.8 | 0.875 | 0.9 | 0.925 | 0.9 | 0.9 | 0.875 | 0.85 | 0.8 | 0.6 | 0.5 | 0.45 | 0.45 | 0.425 | 0.4 | 0.4 | Matched to NBI plug load study - average of Low/Mid plug loads
D_EUn_OffGen_Misc_Yr | Equipment | FRACTION | Sat | 2014-01-12 | 2014-04-03 | Hourly | 0.4 | 0.4 | 0.4 | 0.4 | 0.4 | 0.4 | 0.4 | 0.4 | 0.4 | 0.4 | 0.4 | 0.4 | 0.4 | 0.4 | 0.4 | 0.4 | 0.4 | 0.4 | 0.4 | 0.4 | 0.4 | 0.4 | 0.4 | 0.4 | Matched to NBI plug load study - average of Low/Mid plug loads
D_EUn_OffGen_Misc_Yr | Equipment | FRACTION | Sun | 2014-01-12 | 2014-04-03 | Constant | 0.4 | [23 empty] | Matched to NBI plug load study - average of Low/Mid plug loads
D_EUn_OffGen_Misc_Yr | Equipment | FRACTION | SmrDsn | 2014-04-04 | 2014-04-12 | Constant | 1 | [23 empty] | Matched to NBI plug load study - average of Low/Mid plug loads
D_EUn_OffGen_Misc_Yr | Equipment | FRACTION | WntrDsn | 2014-04-04 | 2014-04-12 | Constant | 0 | [23 empty] | Matched to NBI plug load study - average of Low/Mid plug loads
D_EUn_OffGen_Misc_Yr | Equipment | FRACTION | Default | 2014-04-04 | 2014-04-12 | Constant | 0.4 | [23 empty] | Matched to NBI plug load study - average of Low/Mid plug loads
D_EUn_OffGen_Misc_Yr | Equipment | FRACTION | Default¦Wkdy | 2014-04-13 | 2014-05-22 | Hourly | 0.4 | 0.4 | 0.4 | 0.4 | 0.4 | 0.4 | 0.4 | 0.5 | 0.8 | 0.875 | 0.9 | 0.925 | 0.9 | 0.9 | 0.875 | 0.85 | 0.8 | 0.6 | 0.5 | 0.45 | 0.45 | 0.425 | 0.4 | 0.4 | Matched to NBI plug load study - average of Low/Mid plug loads
D_EUn_OffGen_Misc_Yr | Equipment | FRACTION | Sat | 2014-04-13 | 2014-05-22 | Hourly | 0.4 | 0.4 | 0.4 | 0.4 | 0.4 | 0.4 | 0.4 | 0.4 | 0.4 | 0.4 | 0.4 | 0.4 | 0.4 | 0.4 | 0.4 | 0.4 | 0.4 | 0.4 | 0.4 | 0.4 | 0.4 | 0.4 | 0.4 | 0.4 | Matched to NBI plug load study - average of Low/Mid plug loads
D_EUn_OffGen_Misc_Yr | Equipment | FRACTION | Sun | 2014-04-13 | 2014-05-22 | Constant | 0.4 | [23 empty] | Matched to NBI plug load study - average of Low/Mid plug loads
D_EUn_OffGen_Misc_Yr | Equipment | FRACTION | SmrDsn | 2014-05-23 | 2014-05-31 | Constant | 1 | [23 empty] | Matched to NBI plug load study - average of Low/Mid plug loads
D_EUn_OffGen_Misc_Yr | Equipment | FRACTION | WntrDsn | 2014-05-23 | 2014-05-31 | Constant | 0 | [23 empty] | Matched to NBI plug load study - average of Low/Mid plug loads
D_EUn_OffGen_Misc_Yr | Equipment | FRACTION | Default | 2014-05-23 | 2014-05-31 | Constant | 0.05 | [23 empty] | Matched to NBI plug load study - average of Low/Mid plug loads
D_EUn_OffGen_Misc_Yr | Equipment | FRACTION | Default¦Wkdy | 2014-06-01 | 2014-08-07 | Hourly | 0.4 | 0.4 | 0.4 | 0.4 | 0.4 | 0.4 | 0.4 | 0.5 | 0.8 | 0.875 | 0.9 | 0.925 | 0.9 | 0.9 | 0.875 | 0.85 | 0.8 | 0.6 | 0.5 | 0.45 | 0.45 | 0.425 | 0.4 | 0.4 | Matched to NBI plug load study - average of Low/Mid plug loads
D_EUn_OffGen_Misc_Yr | Equipment | FRACTION | Sat | 2014-06-01 | 2014-08-07 | Hourly | 0.4 | 0.4 | 0.4 | 0.4 | 0.4 | 0.4 | 0.4 | 0.4 | 0.4 | 0.4 | 0.4 | 0.4 | 0.4 | 0.4 | 0.4 | 0.4 | 0.4 | 0.4 | 0.4 | 0.4 | 0.4 | 0.4 | 0.4 | 0.4 | Matched to NBI plug load study - average of Low/Mid plug loads
D_EUn_OffGen_Misc_Yr | Equipment | FRACTION | Sun | 2014-06-01 | 2014-08-07 | Constant | 0.4 | [23 empty] | Matched to NBI plug load study - average of Low/Mid plug loads
D_EUn_OffGen_Misc_Yr | Equipment | FRACTION | SmrDsn | 2014-08-08 | 2014-08-16 | Constant | 1 | [23 empty] | Matched to NBI plug load study - average of Low/Mid plug loads
D_EUn_OffGen_Misc_Yr | Equipment | FRACTION | WntrDsn | 2014-08-08 | 2014-08-16 | Constant | 0 | [23 empty] | Matched to NBI plug load study - average of Low/Mid plug loads
D_EUn_OffGen_Misc_Yr | Equipment | FRACTION | Default | 2014-08-08 | 2014-08-16 | Constant | 0.05 | [23 empty] | Matched to NBI plug load study - average of Low/Mid plug loads
D_EUn_OffGen_Misc_Yr | Equipment | FRACTION | Default¦Wkdy | 2014-08-17 | 2014-12-11 | Hourly | 0.4 | 0.4 | 0.4 | 0.4 | 0.4 | 0.4 | 0.4 | 0.5 | 0.8 | 0.875 | 0.9 | 0.925 | 0.9 | 0.9 | 0.875 | 0.85 | 0.8 | 0.6 | 0.5 | 0.45 | 0.45 | 0.425 | 0.4 | 0.4 | Matched to NBI plug load study - average of Low/Mid plug loads
D_EUn_OffGen_Misc_Yr | Equipment | FRACTION | Sat | 2014-08-17 | 2014-12-11 | Hourly | 0.4 | 0.4 | 0.4 | 0.4 | 0.4 | 0.4 | 0.4 | 0.4 | 0.4 | 0.4 | 0.4 | 0.4 | 0.4 | 0.4 | 0.4 | 0.4 | 0.4 | 0.4 | 0.4 | 0.4 | 0.4 | 0.4 | 0.4 | 0.4 | Matched to NBI plug load study - average of Low/Mid plug loads
D_EUn_OffGen_Misc_Yr | Equipment | FRACTION | Sun | 2014-08-17 | 2014-12-11 | Constant | 0.4 | [23 empty] | Matched to NBI plug load study - average of Low/Mid plug loads
D_EUn_OffGen_Misc_Yr | Equipment | FRACTION | SmrDsn | 2014-12-12 | 2014-12-31 | Constant | 1 | [23 empty] | Matched to NBI plug load study - average of Low/Mid plug loads
D_EUn_OffGen_Misc_Yr | Equipment | FRACTION | WntrDsn | 2014-12-12 | 2014-12-31 | Constant | 0 | [23 empty] | Matched to NBI plug load study - average of Low/Mid plug loads
D_EUn_OffGen_Misc_Yr | Equipment | FRACTION | Default | 2014-12-12 | 2014-12-31 | Constant | 0.4 | [23 empty] | Matched to NBI plug load study - average of Low/Mid plug loads
D_EUn_OffGen_Misc_Yr | Equipment | FRACTION | WntrDsn | 2014-01-01 | 2014-12-31 | Constant | 0 | [23 empty] | Matched to NBI plug load study - average of Low/Mid plug loads
D_EUn_OffGen_Misc_Yr | Equipment | FRACTION | SmrDsn | 2014-01-01 | 2014-12-31 | Constant | 1 | [23 empty] | Matched to NBI plug load study - average of Low/Mid plug loads
D_EUn_OffGen_Misc_Yr | Equipment | FRACTION | Hol | 2014-01-01 | 2014-12-31 | Constant | 0.4 | [23 empty] | Matched to NBI plug load study - average of Low/Mid plug loads
D_EUn_OffGen_Occup_Yr | Occupancy | FRACTION | SmrDsn | 2014-01-01 | 2014-01-11 | Constant | 1 | [23 empty] | From eQ_Lib.dat in MASControl 2017
D_EUn_OffGen_Occup_Yr | Occupancy | FRACTION | WntrDsn | 2014-01-01 | 2014-01-11 | Constant | 0 | [23 empty] | From eQ_Lib.dat in MASControl 2017
D_EUn_OffGen_Occup_Yr | Occupancy | FRACTION | Default | 2014-01-01 | 2014-01-11 | Constant | 0 | [23 empty] | From eQ_Lib.dat in MASControl 2017
D_EUn_OffGen_Occup_Yr | Occupancy | FRACTION | Default¦Wkdy | 2014-01-12 | 2014-04-03 | Hourly | 0 | 0 | 0 | 0 | 0 | 0 | 0 | 0.3 | 1 | 1 | 1 | 0.8 | 0.4 | 0.8 | 1 | 1 | 1 | 0.3 | 0.1 | 0.1 | 0.1 | 0.05 | 0.05 | 0.05 | From eQ_Lib.dat in MASControl 2017
D_EUn_OffGen_Occup_Yr | Occupancy | FRACTION | Sat | 2014-01-12 | 2014-04-03 | Hourly | 0 | 0 | 0 | 0 | 0 | 0 | 0 | 0.15 | 0.35 | 0.35 | 0.35 | 0.25 | 0.25 | 0.35 | 0.35 | 0.3 | 0.2 | 0.05 | 0.05 | 0.05 | 0 | 0 | 0 | 0 | From eQ_Lib.dat in MASControl 2017
D_EUn_OffGen_Occup_Yr | Occupancy | FRACTION | Sun | 2014-01-12 | 2014-04-03 | Constant | 0 | [23 empty] | From eQ_Lib.dat in MASControl 2017
D_EUn_OffGen_Occup_Yr | Occupancy | FRACTION | SmrDsn | 2014-04-04 | 2014-04-12 | Constant | 1 | [23 empty] | From eQ_Lib.dat in MASControl 2017
D_EUn_OffGen_Occup_Yr | Occupancy | FRACTION | WntrDsn | 2014-04-04 | 2014-04-12 | Constant | 0 | [23 empty] | From eQ_Lib.dat in MASControl 2017
D_EUn_OffGen_Occup_Yr | Occupancy | FRACTION | Default | 2014-04-04 | 2014-04-12 | Constant | 0 | [23 empty] | From eQ_Lib.dat in MASControl 2017
D_EUn_OffGen_Occup_Yr | Occupancy | FRACTION | Default¦Wkdy | 2014-04-13 | 2014-05-22 | Hourly | 0 | 0 | 0 | 0 | 0 | 0 | 0 | 0.3 | 1 | 1 | 1 | 0.8 | 0.4 | 0.8 | 1 | 1 | 1 | 0.3 | 0.1 | 0.1 | 0.1 | 0.05 | 0.05 | 0.05 | From eQ_Lib.dat in MASControl 2017
D_EUn_OffGen_Occup_Yr | Occupancy | FRACTION | Sat | 2014-04-13 | 2014-05-22 | Hourly | 0 | 0 | 0 | 0 | 0 | 0 | 0 | 0.15 | 0.35 | 0.35 | 0.35 | 0.25 | 0.25 | 0.35 | 0.35 | 0.3 | 0.2 | 0.05 | 0.05 | 0.05 | 0 | 0 | 0 | 0 | From eQ_Lib.dat in MASControl 2017
D_EUn_OffGen_Occup_Yr | Occupancy | FRACTION | Sun | 2014-04-13 | 2014-05-22 | Constant | 0 | [23 empty] | From eQ_Lib.dat in MASControl 2017
D_EUn_OffGen_Occup_Yr | Occupancy | FRACTION | SmrDsn | 2014-05-23 | 2014-05-31 | Constant | 1 | [23 empty] | From eQ_Lib.dat in MASControl 2017
D_EUn_OffGen_Occup_Yr | Occupancy | FRACTION | WntrDsn | 2014-05-23 | 2014-05-31 | Constant | 0 | [23 empty] | From eQ_Lib.dat in MASControl 2017
D_EUn_OffGen_Occup_Yr | Occupancy | FRACTION | Default | 2014-05-23 | 2014-05-31 | Constant | 0 | [23 empty] | From eQ_Lib.dat in MASControl 2017
D_EUn_OffGen_Occup_Yr | Occupancy | FRACTION | Default¦Wkdy | 2014-06-01 | 2014-08-07 | Hourly | 0 | 0 | 0 | 0 | 0 | 0 | 0 | 0.15 | 0.5 | 0.5 | 0.5 | 0.4 | 0.2 | 0.4 | 0.5 | 0.5 | 0.5 | 0.15 | 0.05 | 0.05 | 0.05 | 0.025 | 0.025 | 0.025 | From eQ_Lib.dat in MASControl 2017
D_EUn_OffGen_Occup_Yr | Occupancy | FRACTION | Sat | 2014-06-01 | 2014-08-07 | Hourly | 0 | 0 | 0 | 0 | 0 | 0 | 0 | 0.075 | 0.175 | 0.175 | 0.175 | 0.125 | 0.125 | 0.175 | 0.175 | 0.15 | 0.1 | 0.025 | 0.025 | 0.025 | 0 | 0 | 0 | 0 | From eQ_Lib.dat in MASControl 2017
D_EUn_OffGen_Occup_Yr | Occupancy | FRACTION | Sun | 2014-06-01 | 2014-08-07 | Constant | 0 | [23 empty] | From eQ_Lib.dat in MASControl 2017
D_EUn_OffGen_Occup_Yr | Occupancy | FRACTION | SmrDsn | 2014-08-08 | 2014-08-16 | Constant | 1 | [23 empty] | From eQ_Lib.dat in MASControl 2017
D_EUn_OffGen_Occup_Yr | Occupancy | FRACTION | WntrDsn | 2014-08-08 | 2014-08-16 | Constant | 0 | [23 empty] | From eQ_Lib.dat in MASControl 2017
D_EUn_OffGen_Occup_Yr | Occupancy | FRACTION | Default | 2014-08-08 | 2014-08-16 | Constant | 0 | [23 empty] | From eQ_Lib.dat in MASControl 2017
D_EUn_OffGen_Occup_Yr | Occupancy | FRACTION | Default¦Wkdy | 2014-08-17 | 2014-12-11 | Hourly | 0 | 0 | 0 | 0 | 0 | 0 | 0 | 0.3 | 1 | 1 | 1 | 0.8 | 0.4 | 0.8 | 1 | 1 | 1 | 0.3 | 0.1 | 0.1 | 0.1 | 0.05 | 0.05 | 0.05 | From eQ_Lib.dat in MASControl 2017
D_EUn_OffGen_Occup_Yr | Occupancy | FRACTION | Sat | 2014-08-17 | 2014-12-11 | Hourly | 0 | 0 | 0 | 0 | 0 | 0 | 0 | 0.15 | 0.35 | 0.35 | 0.35 | 0.25 | 0.25 | 0.35 | 0.35 | 0.3 | 0.2 | 0.05 | 0.05 | 0.05 | 0 | 0 | 0 | 0 | From eQ_Lib.dat in MASControl 2017
D_EUn_OffGen_Occup_Yr | Occupancy | FRACTION | Sun | 2014-08-17 | 2014-12-11 | Constant | 0 | [23 empty] | From eQ_Lib.dat in MASControl 2017
D_EUn_OffGen_Occup_Yr | Occupancy | FRACTION | SmrDsn | 2014-12-12 | 2014-12-31 | Constant | 1 | [23 empty] | From eQ_Lib.dat in MASControl 2017
D_EUn_OffGen_Occup_Yr | Occupancy | FRACTION | WntrDsn | 2014-12-12 | 2014-12-31 | Constant | 0 | [23 empty] | From eQ_Lib.dat in MASControl 2017
D_EUn_OffGen_Occup_Yr | Occupancy | FRACTION | Default | 2014-12-12 | 2014-12-31 | Constant | 0 | [23 empty] | From eQ_Lib.dat in MASControl 2017
D_EUn_OffGen_Occup_Yr | Occupancy | FRACTION | WntrDsn | 2014-01-01 | 2014-12-31 | Constant | 0 | [23 empty] | From eQ_Lib.dat in MASControl 2017
D_EUn_OffGen_Occup_Yr | Occupancy | FRACTION | SmrDsn | 2014-01-01 | 2014-12-31 | Constant | 1 | [23 empty] | From eQ_Lib.dat in MASControl 2017
D_EUn_OffGen_Occup_Yr | Occupancy | FRACTION | Hol | 2014-01-01 | 2014-12-31 | Constant | 0 | [23 empty] | From eQ_Lib.dat in MASControl 2017
D_Gro_All_C_Inf_Yr | Infiltration | MULTIPLIER | Default¦SmrDsn¦WntrDsn¦Hol | 2014-01-01 | 2014-12-31 | Hourly | 1 | 1 | 1 | 1 | 1 | 0.5 | 0.5 | 0.5 | 0.5 | 0.5 | 0.5 | 0.5 | 0.5 | 0.5 | 0.5 | 0.5 | 0.5 | 0.5 | 0.5 | 0.5 | 0.5 | 0.5 | 0.5 | 1 | From eQ_Lib.dat in MASControl 2017
D_Gro_All_CTemp_Yr | Thermostat Setpoint | C | Default¦SmrDsn¦WntrDsn¦Hol | 2014-01-01 | 2014-12-31 | Hourly | 24.4 | 24.4 | 24.4 | 24.4 | 24.4 | 24.4 | 24.4 | 24.4 | 24.4 | 24.4 | 24.4 | 24.4 | 24.4 | 24.4 | 24.4 | 24.4 | 24.4 | 24.4 | 24.4 | 24.4 | 24.4 | 24.4 | 24.4 | 24.4 | From eQ_Lib.dat in MASControl 2017; Removed setback
D_Gro_All_DHW_DHW_Yr | Service Water Heating | FRACTION | Default¦SmrDsn¦WntrDsn¦Hol | 2014-01-01 | 2014-12-31 | Hourly | 0.1 | 0.1 | 0.1 | 0.1 | 0.1 | 0.1 | 0.2 | 0.5 | 0.5 | 0.3 | 0.6 | 0.6 | 0.6 | 0.6 | 0.6 | 0.6 | 0.7 | 0.8 | 0.8 | 0.8 | 0.5 | 0.2 | 0.1 | 0.1 | From eQ_Lib.dat in MASControl 2017
D_Gro_All_Fan_Yr | Fan | ON/OFF/FLAG | Default¦SmrDsn¦WntrDsn¦Hol | 2014-01-01 | 2014-12-31 | Hourly | 0 | 0 | 0 | 0 | 0 | 1 | 1 | 1 | 1 | 1 | 1 | 1 | 1 | 1 | 1 | 1 | 1 | 1 | 1 | 1 | 1 | 1 | 1 | 0 | From eQ_Lib.dat in MASControl 2017
D_Gro_All_HTemp_Yr | Thermostat Setpoint | C | Default¦SmrDsn¦WntrDsn¦Hol | 2014-01-01 | 2014-12-31 | Hourly | 21.1 | 21.1 | 21.1 | 21.1 | 21.1 | 21.1 | 21.1 | 21.1 | 21.1 | 21.1 | 21.1 | 21.1 | 21.1 | 21.1 | 21.1 | 21.1 | 21.1 | 21.1 | 21.1 | 21.1 | 21.1 | 21.1 | 21.1 | 21.1 | From eQ_Lib.dat in MASControl 2017; Removed setback
D_Gro_All_MinOA_Yr | OutdoorAir | FRAC/DESIGN | Default¦SmrDsn¦WntrDsn¦Hol | 2014-01-01 | 2014-12-31 | Hourly | 0 | 0 | 0 | 0 | 0 | -999 | -999 | -999 | -999 | -999 | -999 | -999 | -999 | -999 | -999 | -999 | -999 | -999 | -999 | -999 | -999 | -999 | -999 | 0 | From eQ_Lib.dat in MASControl 2017
D_Gro_All_P_Inf_Yr | Infiltration | MULTIPLIER | Default¦SmrDsn¦WntrDsn¦Hol | 2014-01-01 | 2014-12-31 | Hourly | 1 | 1 | 1 | 1 | 1 | 0.5 | 0.5 | 0.5 | 0.5 | 0.5 | 0.5 | 0.5 | 0.5 | 0.5 | 0.5 | 0.5 | 0.5 | 0.5 | 0.5 | 0.5 | 0.5 | 0.5 | 0.5 | 1 | From eQ_Lib.dat in MASControl 2017
D_Gro_IndDock_Infil_Yr | Infiltration | FRACTION | Default¦SmrDsn¦WntrDsn¦Hol | 2014-01-01 | 2014-12-31 | Hourly | 0.02 | 0.02 | 0.02 | 0.02 | 0.02 | 0.02 | 0.02 | 0.04 | 0.12 | 0.28 | 0.44 | 0.45 | 0.49 | 0.52 | 0.55 | 0.6 | 0.7 | 0.68 | 0.54 | 0.32 | 0.2 | 0.02 | 0.02 | 0.02 | From eQ_Lib.dat in MASControl 2017
D_Gro_IndDock_LitCFL_Yr | Lighting | FRACTION | SmrDsn | 2014-01-01 | 2014-12-31 | Constant | 1 | [23 empty] | From eQ_Lib.dat in MASControl 2017
D_Gro_IndDock_LitCFL_Yr | Lighting | FRACTION | WntrDsn | 2014-01-01 | 2014-12-31 | Constant | 0 | [23 empty] | From eQ_Lib.dat in MASControl 2017
D_Gro_IndDock_LitCFL_Yr | Lighting | FRACTION | Default¦Hol | 2014-01-01 | 2014-12-31 | Hourly | 0.35 | 0.35 | 0.35 | 0.35 | 0.35 | 0.35 | 0.5 | 0.5 | 0.5 | 0.5 | 0.5 | 0.5 | 0.5 | 0.5 | 0.5 | 0.5 | 0.5 | 0.5 | 0.5 | 0.5 | 0.5 | 0.5 | 0.35 | 0.35 | From eQ_Lib.dat in MASControl 2017
D_Gro_IndDock_LitEx_Yr | Lighting | FRACTION | SmrDsn | 2014-01-01 | 2014-12-31 | Constant | 1 | [23 empty] | From eQ_Lib.dat in MASControl 2017
D_Gro_IndDock_LitEx_Yr | Lighting | FRACTION | WntrDsn | 2014-01-01 | 2014-12-31 | Constant | 0 | [23 empty] | From eQ_Lib.dat in MASControl 2017
D_Gro_IndDock_LitEx_Yr | Lighting | FRACTION | Default¦Hol | 2014-01-01 | 2014-12-31 | Constant | 1 | [23 empty] | From eQ_Lib.dat in MASControl 2017
D_Gro_IndDock_LitLF_Yr | Lighting | FRACTION | SmrDsn | 2014-01-01 | 2014-12-31 | Constant | 1 | [23 empty] | From eQ_Lib.dat in MASControl 2017
D_Gro_IndDock_LitLF_Yr | Lighting | FRACTION | WntrDsn | 2014-01-01 | 2014-12-31 | Constant | 0 | [23 empty] | From eQ_Lib.dat in MASControl 2017
D_Gro_IndDock_LitLF_Yr | Lighting | FRACTION | Default¦Hol | 2014-01-01 | 2014-12-31 | Hourly | 0.3 | 0.3 | 0.3 | 0.3 | 0.3 | 0.3 | 0.7 | 0.7 | 0.7 | 0.7 | 0.7 | 0.7 | 0.7 | 0.7 | 0.7 | 0.7 | 0.7 | 0.7 | 0.7 | 0.7 | 0.7 | 0.7 | 0.3 | 0.3 | From eQ_Lib.dat in MASControl 2017
D_Gro_IndDock_LitSp_Yr | Lighting | FRACTION | SmrDsn | 2014-01-01 | 2014-12-31 | Constant | 1 | [23 empty] | From eQ_Lib.dat in MASControl 2017
D_Gro_IndDock_LitSp_Yr | Lighting | FRACTION | WntrDsn | 2014-01-01 | 2014-12-31 | Constant | 0 | [23 empty] | From eQ_Lib.dat in MASControl 2017
D_Gro_IndDock_LitSp_Yr | Lighting | FRACTION | Default¦Hol | 2014-01-01 | 2014-12-31 | Hourly | 0.5 | 0.5 | 0.5 | 0.5 | 0.5 | 0.5 | 1 | 1 | 1 | 1 | 1 | 1 | 1 | 1 | 1 | 1 | 1 | 1 | 1 | 1 | 1 | 1 | 0.5 | 0.5 | From eQ_Lib.dat in MASControl 2017
D_Gro_IndDock_Misc_Yr | Equipment | FRACTION | SmrDsn | 2014-01-01 | 2014-12-31 | Constant | 1 | [23 empty] | From eQ_Lib.dat in MASControl 2017
D_Gro_IndDock_Misc_Yr | Equipment | FRACTION | WntrDsn | 2014-01-01 | 2014-12-31 | Constant | 0 | [23 empty] | From eQ_Lib.dat in MASControl 2017
D_Gro_IndDock_Misc_Yr | Equipment | FRACTION | Default¦Hol | 2014-01-01 | 2014-12-31 | Hourly | 0.75 | 0.75 | 0.75 | 0.75 | 0.75 | 0.75 | 0.75 | 0.75 | 0.75 | 0.75 | 0.75 | 0.75 | 0.75 | 0.75 | 0.75 | 0.75 | 0.75 | 0.75 | 0.5 | 0.5 | 0.5 | 0.5 | 0.5 | 0.5 | From eQ_Lib.dat in MASControl 2017
D_Gro_IndDock_Occup_Yr | Occupancy | FRACTION | SmrDsn | 2014-01-01 | 2014-12-31 | Constant | 1 | [23 empty] | From eQ_Lib.dat in MASControl 2017
D_Gro_IndDock_Occup_Yr | Occupancy | FRACTION | WntrDsn | 2014-01-01 | 2014-12-31 | Constant | 0 | [23 empty] | From eQ_Lib.dat in MASControl 2017
D_Gro_IndDock_Occup_Yr | Occupancy | FRACTION | Default¦Hol | 2014-01-01 | 2014-12-31 | Hourly | 0.5 | 0.5 | 0.5 | 0.5 | 0.5 | 0.5 | 1 | 1 | 1 | 1 | 1 | 1 | 1 | 1 | 1 | 1 | 1 | 1 | 1 | 1 | 1 | 1 | 0.5 | 0.5 | From eQ_Lib.dat in MASControl 2017
D_Gro_OffGen_Infil_Yr | Infiltration | FRACTION | Default¦SmrDsn¦WntrDsn¦Hol | 2014-01-01 | 2014-12-31 | Hourly | 0.15 | 0.15 | 0.15 | 0.15 | 0.15 | 0.15 | 0.15 | 0.175 | 0.275 | 0.475 | 0.675 | 0.6875 | 0.7375 | 0.775 | 0.8125 | 0.875 | 1 | 0.975 | 0.8 | 0.525 | 0.375 | 0.15 | 0.15 | 0.15 | From eQ_Lib.dat in MASControl 2017
D_Gro_OffGen_LitCFL_Yr | Lighting | FRACTION | SmrDsn | 2014-01-01 | 2014-12-31 | Constant | 1 | [23 empty] | From eQ_Lib.dat in MASControl 2017
D_Gro_OffGen_LitCFL_Yr | Lighting | FRACTION | WntrDsn | 2014-01-01 | 2014-12-31 | Constant | 0 | [23 empty] | From eQ_Lib.dat in MASControl 2017
D_Gro_OffGen_LitCFL_Yr | Lighting | FRACTION | Default¦Hol | 2014-01-01 | 2014-12-31 | Hourly | 0.2 | 0.2 | 0.2 | 0.2 | 0.2 | 0.2 | 0.5 | 0.5 | 0.5 | 0.5 | 0.5 | 0.5 | 0.5 | 0.5 | 0.5 | 0.5 | 0.5 | 0.5 | 0.5 | 0.5 | 0.5 | 0.5 | 0.2 | 0.2 | From eQ_Lib.dat in MASControl 2017
D_Gro_OffGen_LitEx_Yr | Lighting | FRACTION | SmrDsn | 2014-01-01 | 2014-12-31 | Constant | 1 | [23 empty] | From eQ_Lib.dat in MASControl 2017
D_Gro_OffGen_LitEx_Yr | Lighting | FRACTION | WntrDsn | 2014-01-01 | 2014-12-31 | Constant | 0 | [23 empty] | From eQ_Lib.dat in MASControl 2017
D_Gro_OffGen_LitEx_Yr | Lighting | FRACTION | Default¦Hol | 2014-01-01 | 2014-12-31 | Constant | 1 | [23 empty] | From eQ_Lib.dat in MASControl 2017
D_Gro_OffGen_LitLF_Yr | Lighting | FRACTION | SmrDsn | 2014-01-01 | 2014-12-31 | Constant | 1 | [23 empty] | From eQ_Lib.dat in MASControl 2017
D_Gro_OffGen_LitLF_Yr | Lighting | FRACTION | WntrDsn | 2014-01-01 | 2014-12-31 | Constant | 0 | [23 empty] | From eQ_Lib.dat in MASControl 2017
D_Gro_OffGen_LitLF_Yr | Lighting | FRACTION | Default¦Hol | 2014-01-01 | 2014-12-31 | Hourly | 0.15 | 0.15 | 0.15 | 0.15 | 0.15 | 0.15 | 0.7 | 0.7 | 0.7 | 0.7 | 0.7 | 0.7 | 0.7 | 0.7 | 0.7 | 0.7 | 0.7 | 0.7 | 0.7 | 0.7 | 0.7 | 0.7 | 0.15 | 0.15 | From eQ_Lib.dat in MASControl 2017
D_Gro_OffGen_LitSp_Yr | Lighting | FRACTION | SmrDsn | 2014-01-01 | 2014-12-31 | Constant | 1 | [23 empty] | From eQ_Lib.dat in MASControl 2017
D_Gro_OffGen_LitSp_Yr | Lighting | FRACTION | WntrDsn | 2014-01-01 | 2014-12-31 | Constant | 0 | [23 empty] | From eQ_Lib.dat in MASControl 2017
D_Gro_OffGen_LitSp_Yr | Lighting | FRACTION | Default¦Hol | 2014-01-01 | 2014-12-31 | Hourly | 0.25 | 0.25 | 0.25 | 0.25 | 0.25 | 0.25 | 1 | 1 | 1 | 1 | 1 | 1 | 1 | 1 | 1 | 1 | 1 | 1 | 1 | 1 | 1 | 1 | 0.25 | 0.25 | From eQ_Lib.dat in MASControl 2017
D_Gro_OffGen_Misc_Yr | Equipment | FRACTION | SmrDsn | 2014-01-01 | 2014-12-31 | Constant | 1 | [23 empty] | From eQ_Lib.dat in MASControl 2017
D_Gro_OffGen_Misc_Yr | Equipment | FRACTION | WntrDsn | 2014-01-01 | 2014-12-31 | Constant | 0 | [23 empty] | From eQ_Lib.dat in MASControl 2017
D_Gro_OffGen_Misc_Yr | Equipment | FRACTION | Default¦Hol | 2014-01-01 | 2014-12-31 | Hourly | 0.4 | 0.4 | 0.4 | 0.4 | 0.4 | 0.4 | 0.6 | 0.8 | 0.8 | 0.8 | 0.8 | 0.8 | 0.8 | 0.8 | 0.8 | 0.8 | 0.8 | 0.6 | 0.4 | 0.4 | 0.4 | 0.4 | 0.4 | 0.4 | From eQ_Lib.dat in MASControl 2017
D_Gro_OffGen_Occup_Yr | Occupancy | FRACTION | SmrDsn | 2014-01-01 | 2014-12-31 | Constant | 1 | [23 empty] | From eQ_Lib.dat in MASControl 2017
D_Gro_OffGen_Occup_Yr | Occupancy | FRACTION | WntrDsn | 2014-01-01 | 2014-12-31 | Constant | 0 | [23 empty] | From eQ_Lib.dat in MASControl 2017
D_Gro_OffGen_Occup_Yr | Occupancy | FRACTION | Default¦Hol | 2014-01-01 | 2014-12-31 | Hourly | 0 | 0 | 0 | 0 | 0 | 0 | 0.02 | 0.04 | 0.12 | 0.28 | 0.44 | 0.45 | 0.49 | 0.52 | 0.55 | 0.6 | 0.7 | 0.68 | 0.54 | 0.32 | 0.2 | 0.02 | 0 | 0 | From eQ_Lib.dat in MASControl 2017
D_Gro_RfgFdPrep_Infil_Yr | Infiltration | FRACTION | Default¦SmrDsn¦WntrDsn¦Hol | 2014-01-01 | 2014-12-31 | Constant | 0 | [23 empty] | From eQ_Lib.dat in MASControl 2017
D_Gro_RfgFdPrep_LitCFL_Yr | Lighting | FRACTION | SmrDsn | 2014-01-01 | 2014-12-31 | Constant | 1 | [23 empty] | From eQ_Lib.dat in MASControl 2017
D_Gro_RfgFdPrep_LitCFL_Yr | Lighting | FRACTION | WntrDsn | 2014-01-01 | 2014-12-31 | Constant | 0 | [23 empty] | From eQ_Lib.dat in MASControl 2017
D_Gro_RfgFdPrep_LitCFL_Yr | Lighting | FRACTION | Default¦Hol | 2014-01-01 | 2014-12-31 | Constant | 0.4 | [23 empty] | From eQ_Lib.dat in MASControl 2017
D_Gro_RfgFdPrep_LitEx_Yr | Lighting | FRACTION | SmrDsn | 2014-01-01 | 2014-12-31 | Constant | 1 | [23 empty] | From eQ_Lib.dat in MASControl 2017
D_Gro_RfgFdPrep_LitEx_Yr | Lighting | FRACTION | WntrDsn | 2014-01-01 | 2014-12-31 | Constant | 0 | [23 empty] | From eQ_Lib.dat in MASControl 2017
D_Gro_RfgFdPrep_LitEx_Yr | Lighting | FRACTION | Default¦Hol | 2014-01-01 | 2014-12-31 | Constant | 1 | [23 empty] | From eQ_Lib.dat in MASControl 2017
D_Gro_RfgFdPrep_LitLF_Yr | Lighting | FRACTION | SmrDsn | 2014-01-01 | 2014-12-31 | Constant | 1 | [23 empty] | From eQ_Lib.dat in MASControl 2017
D_Gro_RfgFdPrep_LitLF_Yr | Lighting | FRACTION | WntrDsn | 2014-01-01 | 2014-12-31 | Constant | 0 | [23 empty] | From eQ_Lib.dat in MASControl 2017
D_Gro_RfgFdPrep_LitLF_Yr | Lighting | FRACTION | Default¦Hol | 2014-01-01 | 2014-12-31 | Constant | 0.5 | [23 empty] | From eQ_Lib.dat in MASControl 2017
D_Gro_RfgFdPrep_LitSp_Yr | Lighting | FRACTION | SmrDsn | 2014-01-01 | 2014-12-31 | Constant | 1 | [23 empty] | From eQ_Lib.dat in MASControl 2017
D_Gro_RfgFdPrep_LitSp_Yr | Lighting | FRACTION | WntrDsn | 2014-01-01 | 2014-12-31 | Constant | 0 | [23 empty] | From eQ_Lib.dat in MASControl 2017
D_Gro_RfgFdPrep_LitSp_Yr | Lighting | FRACTION | Default¦Hol | 2014-01-01 | 2014-12-31 | Constant | 0.5 | [23 empty] | From eQ_Lib.dat in MASControl 2017
D_Gro_RfgFdPrep_Occup_Yr | Occupancy | FRACTION | SmrDsn | 2014-01-01 | 2014-12-31 | Constant | 1 | [23 empty] | From eQ_Lib.dat in MASControl 2017
D_Gro_RfgFdPrep_Occup_Yr | Occupancy | FRACTION | WntrDsn | 2014-01-01 | 2014-12-31 | Constant | 0 | [23 empty] | From eQ_Lib.dat in MASControl 2017
D_Gro_RfgFdPrep_Occup_Yr | Occupancy | FRACTION | Default¦Hol | 2014-01-01 | 2014-12-31 | Constant | 0.5 | [23 empty] | From eQ_Lib.dat in MASControl 2017
D_Gro_RfgFdPrep_Proc_Yr | Processes | FRACTION | Default¦SmrDsn¦WntrDsn¦Hol | 2014-01-01 | 2014-12-31 | Hourly | 0.25 | 0.25 | 0.25 | 0.25 | 1 | 1 | 1 | 1 | 1 | 0.75 | 0.75 | 0.75 | 0.75 | 0.75 | 0.5 | 0.5 | 0.5 | 0.5 | 0.5 | 0.5 | 0.5 | 0.5 | 0.5 | 0.5 | From eQ_Lib.dat in MASControl 2017
D_Gro_RfgW_Infil_Yr | Infiltration | FRACTION | Default¦SmrDsn¦WntrDsn¦Hol | 2014-01-01 | 2014-12-31 | Constant | 0 | [23 empty] | From eQ_Lib.dat in MASControl 2017
D_Gro_RfgW_LitCFL_Yr | Lighting | FRACTION | SmrDsn | 2014-01-01 | 2014-12-31 | Constant | 1 | [23 empty] | From eQ_Lib.dat in MASControl 2017
D_Gro_RfgW_LitCFL_Yr | Lighting | FRACTION | WntrDsn | 2014-01-01 | 2014-12-31 | Constant | 0 | [23 empty] | From eQ_Lib.dat in MASControl 2017
D_Gro_RfgW_LitCFL_Yr | Lighting | FRACTION | Default¦Hol | 2014-01-01 | 2014-12-31 | Constant | 0.4 | [23 empty] | From eQ_Lib.dat in MASControl 2017
D_Gro_RfgW_LitEx_Yr | Lighting | FRACTION | SmrDsn | 2014-01-01 | 2014-12-31 | Constant | 1 | [23 empty] | From eQ_Lib.dat in MASControl 2017
D_Gro_RfgW_LitEx_Yr | Lighting | FRACTION | WntrDsn | 2014-01-01 | 2014-12-31 | Constant | 0 | [23 empty] | From eQ_Lib.dat in MASControl 2017
D_Gro_RfgW_LitEx_Yr | Lighting | FRACTION | Default¦Hol | 2014-01-01 | 2014-12-31 | Constant | 1 | [23 empty] | From eQ_Lib.dat in MASControl 2017
D_Gro_RfgW_LitLF_Yr | Lighting | FRACTION | SmrDsn | 2014-01-01 | 2014-12-31 | Constant | 1 | [23 empty] | From eQ_Lib.dat in MASControl 2017
D_Gro_RfgW_LitLF_Yr | Lighting | FRACTION | WntrDsn | 2014-01-01 | 2014-12-31 | Constant | 0 | [23 empty] | From eQ_Lib.dat in MASControl 2017
D_Gro_RfgW_LitLF_Yr | Lighting | FRACTION | Default¦Hol | 2014-01-01 | 2014-12-31 | Constant | 0.5 | [23 empty] | From eQ_Lib.dat in MASControl 2017
D_Gro_RfgW_LitSp_Yr | Lighting | FRACTION | SmrDsn | 2014-01-01 | 2014-12-31 | Constant | 1 | [23 empty] | From eQ_Lib.dat in MASControl 2017
D_Gro_RfgW_LitSp_Yr | Lighting | FRACTION | WntrDsn | 2014-01-01 | 2014-12-31 | Constant | 0 | [23 empty] | From eQ_Lib.dat in MASControl 2017
D_Gro_RfgW_LitSp_Yr | Lighting | FRACTION | Default¦Hol | 2014-01-01 | 2014-12-31 | Constant | 0.5 | [23 empty] | From eQ_Lib.dat in MASControl 2017
D_Gro_RfgW_Occup_Yr | Occupancy | FRACTION | SmrDsn | 2014-01-01 | 2014-12-31 | Constant | 1 | [23 empty] | From eQ_Lib.dat in MASControl 2017
D_Gro_RfgW_Occup_Yr | Occupancy | FRACTION | WntrDsn | 2014-01-01 | 2014-12-31 | Constant | 0 | [23 empty] | From eQ_Lib.dat in MASControl 2017
D_Gro_RfgW_Occup_Yr | Occupancy | FRACTION | Default¦Hol | 2014-01-01 | 2014-12-31 | Constant | 0.25 | [23 empty] | From eQ_Lib.dat in MASControl 2017
D_Gro_RfgW_Proc_Yr | Processes | FRACTION | Default¦SmrDsn¦WntrDsn¦Hol | 2014-01-01 | 2014-12-31 | Hourly | 0.25 | 0.25 | 0.25 | 0.25 | 1 | 1 | 1 | 1 | 1 | 0.75 | 0.75 | 0.75 | 0.75 | 0.75 | 0.5 | 0.5 | 0.5 | 0.5 | 0.5 | 0.5 | 0.5 | 0.5 | 0.5 | 0.5 | From eQ_Lib.dat in MASControl 2017
D_Gro_Sales_Infil_Yr | Infiltration | FRACTION | Default¦SmrDsn¦WntrDsn¦Hol | 2014-01-01 | 2014-12-31 | Hourly | 0.034 | 0.034 | 0.034 | 0.034 | 0.034 | 0.034 | 0.034 | 0.0624 | 0.1761 | 0.4034 | 0.6306 | 0.6449 | 0.7017 | 0.7443 | 0.7869 | 0.8579 | 1 | 0.9716 | 0.7727 | 0.4602 | 0.2897 | 0.034 | 0.034 | 0.034 | From eQ_Lib.dat in MASControl 2017
D_Gro_Sales_LitCFL_Yr | Lighting | FRACTION | SmrDsn | 2014-01-01 | 2014-12-31 | Constant | 1 | [23 empty] | From eQ_Lib.dat in MASControl 2017
D_Gro_Sales_LitCFL_Yr | Lighting | FRACTION | WntrDsn | 2014-01-01 | 2014-12-31 | Constant | 0 | [23 empty] | From eQ_Lib.dat in MASControl 2017
D_Gro_Sales_LitCFL_Yr | Lighting | FRACTION | Default¦Hol | 2014-01-01 | 2014-12-31 | Hourly | 0.35 | 0.35 | 0.35 | 0.35 | 0.35 | 0.35 | 0.5 | 0.5 | 0.5 | 0.5 | 0.5 | 0.5 | 0.5 | 0.5 | 0.5 | 0.5 | 0.5 | 0.5 | 0.5 | 0.5 | 0.5 | 0.5 | 0.35 | 0.35 | From eQ_Lib.dat in MASControl 2017
D_Gro_Sales_LitEx_Yr | Lighting | FRACTION | SmrDsn | 2014-01-01 | 2014-12-31 | Constant | 1 | [23 empty] | From eQ_Lib.dat in MASControl 2017
D_Gro_Sales_LitEx_Yr | Lighting | FRACTION | WntrDsn | 2014-01-01 | 2014-12-31 | Constant | 0 | [23 empty] | From eQ_Lib.dat in MASControl 2017
D_Gro_Sales_LitEx_Yr | Lighting | FRACTION | Default¦Hol | 2014-01-01 | 2014-12-31 | Constant | 1 | [23 empty] | From eQ_Lib.dat in MASControl 2017
D_Gro_Sales_LitLF_Yr | Lighting | FRACTION | SmrDsn | 2014-01-01 | 2014-12-31 | Constant | 1 | [23 empty] | From eQ_Lib.dat in MASControl 2017
D_Gro_Sales_LitLF_Yr | Lighting | FRACTION | WntrDsn | 2014-01-01 | 2014-12-31 | Constant | 0 | [23 empty] | From eQ_Lib.dat in MASControl 2017
D_Gro_Sales_LitLF_Yr | Lighting | FRACTION | Default¦Hol | 2014-01-01 | 2014-12-31 | Hourly | 0.3 | 0.3 | 0.3 | 0.3 | 0.3 | 0.3 | 0.7 | 0.7 | 0.7 | 0.7 | 0.7 | 0.7 | 0.7 | 0.7 | 0.7 | 0.7 | 0.7 | 0.7 | 0.7 | 0.7 | 0.7 | 0.7 | 0.3 | 0.3 | From eQ_Lib.dat in MASControl 2017
D_Gro_Sales_LitSp_Yr | Lighting | FRACTION | SmrDsn | 2014-01-01 | 2014-12-31 | Constant | 1 | [23 empty] | From eQ_Lib.dat in MASControl 2017
D_Gro_Sales_LitSp_Yr | Lighting | FRACTION | WntrDsn | 2014-01-01 | 2014-12-31 | Constant | 0 | [23 empty] | From eQ_Lib.dat in MASControl 2017
D_Gro_Sales_LitSp_Yr | Lighting | FRACTION | Default¦Hol | 2014-01-01 | 2014-12-31 | Hourly | 0.5 | 0.5 | 0.5 | 0.5 | 0.5 | 0.5 | 1 | 1 | 1 | 1 | 1 | 1 | 1 | 1 | 1 | 1 | 1 | 1 | 1 | 1 | 1 | 1 | 0.5 | 0.5 | From eQ_Lib.dat in MASControl 2017
D_Gro_Sales_Misc_Yr | Equipment | FRACTION | SmrDsn | 2014-01-01 | 2014-12-31 | Constant | 1 | [23 empty] | From eQ_Lib.dat in MASControl 2017
D_Gro_Sales_Misc_Yr | Equipment | FRACTION | WntrDsn | 2014-01-01 | 2014-12-31 | Constant | 0 | [23 empty] | From eQ_Lib.dat in MASControl 2017
D_Gro_Sales_Misc_Yr | Equipment | FRACTION | Default¦Hol | 2014-01-01 | 2014-12-31 | Hourly | 0.75 | 0.75 | 0.75 | 0.75 | 0.75 | 0.75 | 0.75 | 0.75 | 0.75 | 0.75 | 0.75 | 0.75 | 0.75 | 0.75 | 0.75 | 0.75 | 0.75 | 0.75 | 0.5 | 0.5 | 0.5 | 0.5 | 0.5 | 0.5 | From eQ_Lib.dat in MASControl 2017
D_Gro_Sales_Occup_Yr | Occupancy | FRACTION | SmrDsn | 2014-01-01 | 2014-12-31 | Constant | 1 | [23 empty] | From eQ_Lib.dat in MASControl 2017
D_Gro_Sales_Occup_Yr | Occupancy | FRACTION | WntrDsn | 2014-01-01 | 2014-12-31 | Constant | 0 | [23 empty] | From eQ_Lib.dat in MASControl 2017
D_Gro_Sales_Occup_Yr | Occupancy | FRACTION | Default¦Hol | 2014-01-01 | 2014-12-31 | Hourly | 0 | 0 | 0 | 0 | 0 | 0 | 0.02 | 0.04 | 0.12 | 0.28 | 0.44 | 0.45 | 0.49 | 0.52 | 0.55 | 0.6 | 0.7 | 0.68 | 0.54 | 0.32 | 0.2 | 0.02 | 0 | 0 | From eQ_Lib.dat in MASControl 2017
D_Hsp_All_C_Inf_Yr | Infiltration | MULTIPLIER | Default¦SmrDsn¦WntrDsn¦Hol | 2014-01-01 | 2014-12-31 | Constant | 0.5 | [23 empty] | From eQ_Lib.dat in MASControl 2017
D_Hsp_All_CTemp_Yr | Thermostat Setpoint | C | Default¦SmrDsn¦WntrDsn¦Hol | 2014-01-01 | 2014-12-31 | Constant | 24.4 | [23 empty] | From eQ_Lib.dat in MASControl 2017; Removed setback
D_Hsp_All_DHW_DHW_Yr | Service Water Heating | FRACTION | Default¦SmrDsn¦WntrDsn¦Hol | 2014-01-01 | 2014-12-31 | Hourly | 0.18 | 0.18 | 0.18 | 0.25 | 0.25 | 0.65 | 1 | 0.86 | 0.8 | 0.69 | 0.69 | 0.73 | 0.73 | 0.57 | 0.69 | 0.84 | 0.73 | 0.66 | 0.5 | 0.48 | 0.46 | 0.42 | 0.43 | 0.33 | From eQ_Lib.dat in MASControl 2017
D_Hsp_All_Fan_Yr | Fan | ON/OFF/FLAG | Default¦SmrDsn¦WntrDsn¦Hol | 2014-01-01 | 2014-12-31 | Constant | 1 | [23 empty] | From eQ_Lib.dat in MASControl 2017
D_Hsp_All_HTemp_Yr | Thermostat Setpoint | C | Default¦SmrDsn¦WntrDsn¦Hol | 2014-01-01 | 2014-12-31 | Constant | 21.1 | [23 empty] | From eQ_Lib.dat in MASControl 2017; Removed setback
D_Hsp_All_MinOA_Yr | OutdoorAir | FRAC/DESIGN | Default¦SmrDsn¦WntrDsn¦Hol | 2014-01-01 | 2014-12-31 | Constant | -999 | [23 empty] | From eQ_Lib.dat in MASControl 2017
D_Hsp_All_P_Inf_Yr | Infiltration | MULTIPLIER | Default¦SmrDsn¦WntrDsn¦Hol | 2014-01-01 | 2014-12-31 | Constant | 0.5 | [23 empty] | From eQ_Lib.dat in MASControl 2017
D_Hsp_FacMnt_LitCFL_Yr | Lighting | FRACTION | Default¦Wkdy | 2014-01-01 | 2014-12-31 | Hourly | 0.3 | 0.3 | 0.3 | 0.3 | 0.3 | 0.3 | 0.3 | 0.3 | 0.85 | 0.85 | 0.85 | 0.85 | 0.85 | 0.85 | 0.85 | 0.85 | 0.85 | 0.85 | 0.85 | 0.85 | 0.3 | 0.3 | 0.3 | 0.3 | From eQ_Lib.dat in MASControl 2017
D_Hsp_FacMnt_LitCFL_Yr | Lighting | FRACTION | Wknd | 2014-01-01 | 2014-12-31 | Hourly | 0.2 | 0.2 | 0.2 | 0.2 | 0.2 | 0.2 | 0.2 | 0.2 | 0.35 | 0.35 | 0.35 | 0.35 | 0.35 | 0.35 | 0.35 | 0.35 | 0.35 | 0.35 | 0.35 | 0.35 | 0.2 | 0.2 | 0.2 | 0.2 | From eQ_Lib.dat in MASControl 2017
D_Hsp_FacMnt_LitCFL_Yr | Lighting | FRACTION | WntrDsn | 2014-01-01 | 2014-12-31 | Constant | 0 | [23 empty] | From eQ_Lib.dat in MASControl 2017
D_Hsp_FacMnt_LitCFL_Yr | Lighting | FRACTION | SmrDsn | 2014-01-01 | 2014-12-31 | Constant | 1 | [23 empty] | From eQ_Lib.dat in MASControl 2017
D_Hsp_FacMnt_LitCFL_Yr | Lighting | FRACTION | Hol | 2014-01-01 | 2014-12-31 | Hourly | 0.2 | 0.2 | 0.2 | 0.2 | 0.2 | 0.2 | 0.2 | 0.2 | 0.35 | 0.35 | 0.35 | 0.35 | 0.35 | 0.35 | 0.35 | 0.35 | 0.35 | 0.35 | 0.35 | 0.35 | 0.2 | 0.2 | 0.2 | 0.2 | From eQ_Lib.dat in MASControl 2017
D_Hsp_FacMnt_LitEx_Yr | Lighting | FRACTION | SmrDsn | 2014-01-01 | 2014-12-31 | Constant | 1 | [23 empty] | From eQ_Lib.dat in MASControl 2017
D_Hsp_FacMnt_LitEx_Yr | Lighting | FRACTION | WntrDsn | 2014-01-01 | 2014-12-31 | Constant | 0 | [23 empty] | From eQ_Lib.dat in MASControl 2017
D_Hsp_FacMnt_LitEx_Yr | Lighting | FRACTION | Default¦Hol | 2014-01-01 | 2014-12-31 | Constant | 1 | [23 empty] | From eQ_Lib.dat in MASControl 2017
D_Hsp_FacMnt_LitLF_Yr | Lighting | FRACTION | Default¦Wkdy | 2014-01-01 | 2014-12-31 | Hourly | 0.4 | 0.4 | 0.4 | 0.4 | 0.4 | 0.4 | 0.4 | 0.4 | 0.9 | 0.9 | 0.9 | 0.9 | 0.9 | 0.9 | 0.9 | 0.9 | 0.9 | 0.9 | 0.9 | 0.9 | 0.4 | 0.4 | 0.4 | 0.4 | From eQ_Lib.dat in MASControl 2017
D_Hsp_FacMnt_LitLF_Yr | Lighting | FRACTION | Wknd | 2014-01-01 | 2014-12-31 | Hourly | 0.3 | 0.3 | 0.3 | 0.3 | 0.3 | 0.3 | 0.3 | 0.3 | 0.4 | 0.4 | 0.4 | 0.4 | 0.4 | 0.4 | 0.4 | 0.4 | 0.4 | 0.4 | 0.4 | 0.4 | 0.3 | 0.3 | 0.3 | 0.3 | From eQ_Lib.dat in MASControl 2017
D_Hsp_FacMnt_LitLF_Yr | Lighting | FRACTION | WntrDsn | 2014-01-01 | 2014-12-31 | Constant | 0 | [23 empty] | From eQ_Lib.dat in MASControl 2017
D_Hsp_FacMnt_LitLF_Yr | Lighting | FRACTION | SmrDsn | 2014-01-01 | 2014-12-31 | Constant | 1 | [23 empty] | From eQ_Lib.dat in MASControl 2017
D_Hsp_FacMnt_LitLF_Yr | Lighting | FRACTION | Hol | 2014-01-01 | 2014-12-31 | Hourly | 0.3 | 0.3 | 0.3 | 0.3 | 0.3 | 0.3 | 0.3 | 0.3 | 0.4 | 0.4 | 0.4 | 0.4 | 0.4 | 0.4 | 0.4 | 0.4 | 0.4 | 0.4 | 0.4 | 0.4 | 0.3 | 0.3 | 0.3 | 0.3 | From eQ_Lib.dat in MASControl 2017
D_Hsp_FacMnt_LitSp_Yr | Lighting | FRACTION | Default¦Wkdy | 2014-01-01 | 2014-12-31 | Hourly | 0.4 | 0.4 | 0.4 | 0.4 | 0.4 | 0.4 | 0.4 | 0.4 | 0.9 | 0.9 | 0.9 | 0.9 | 0.9 | 0.9 | 0.9 | 0.9 | 0.9 | 0.9 | 0.9 | 0.9 | 0.4 | 0.4 | 0.4 | 0.4 | From eQ_Lib.dat in MASControl 2017
D_Hsp_FacMnt_LitSp_Yr | Lighting | FRACTION | Wknd | 2014-01-01 | 2014-12-31 | Hourly | 0.3 | 0.3 | 0.3 | 0.3 | 0.3 | 0.3 | 0.3 | 0.3 | 0.4 | 0.4 | 0.4 | 0.4 | 0.4 | 0.4 | 0.4 | 0.4 | 0.4 | 0.4 | 0.4 | 0.4 | 0.3 | 0.3 | 0.3 | 0.3 | From eQ_Lib.dat in MASControl 2017
D_Hsp_FacMnt_LitSp_Yr | Lighting | FRACTION | WntrDsn | 2014-01-01 | 2014-12-31 | Constant | 0 | [23 empty] | From eQ_Lib.dat in MASControl 2017
D_Hsp_FacMnt_LitSp_Yr | Lighting | FRACTION | SmrDsn | 2014-01-01 | 2014-12-31 | Constant | 1 | [23 empty] | From eQ_Lib.dat in MASControl 2017
D_Hsp_FacMnt_LitSp_Yr | Lighting | FRACTION | Hol | 2014-01-01 | 2014-12-31 | Hourly | 0.3 | 0.3 | 0.3 | 0.3 | 0.3 | 0.3 | 0.3 | 0.3 | 0.4 | 0.4 | 0.4 | 0.4 | 0.4 | 0.4 | 0.4 | 0.4 | 0.4 | 0.4 | 0.4 | 0.4 | 0.3 | 0.3 | 0.3 | 0.3 | From eQ_Lib.dat in MASControl 2017
D_Hsp_FacMnt_Misc_Yr | Equipment | FRACTION | Default¦Wkdy | 2014-01-01 | 2014-12-31 | Hourly | 0.75 | 0.75 | 0.75 | 0.75 | 0.75 | 0.75 | 0.75 | 0.75 | 1 | 1 | 1 | 1 | 1 | 1 | 1 | 1 | 1 | 1 | 1 | 1 | 0.75 | 0.75 | 0.75 | 0.75 | From eQ_Lib.dat in MASControl 2017
D_Hsp_FacMnt_Misc_Yr | Equipment | FRACTION | Wknd | 2014-01-01 | 2014-12-31 | Hourly | 0.45 | 0.45 | 0.45 | 0.45 | 0.45 | 0.45 | 0.45 | 0.45 | 0.6 | 0.6 | 0.6 | 0.6 | 0.6 | 0.6 | 0.6 | 0.6 | 0.6 | 0.6 | 0.6 | 0.6 | 0.45 | 0.45 | 0.45 | 0.45 | From eQ_Lib.dat in MASControl 2017
D_Hsp_FacMnt_Misc_Yr | Equipment | FRACTION | WntrDsn | 2014-01-01 | 2014-12-31 | Constant | 0 | [23 empty] | From eQ_Lib.dat in MASControl 2017
D_Hsp_FacMnt_Misc_Yr | Equipment | FRACTION | SmrDsn | 2014-01-01 | 2014-12-31 | Constant | 1 | [23 empty] | From eQ_Lib.dat in MASControl 2017
D_Hsp_FacMnt_Misc_Yr | Equipment | FRACTION | Hol | 2014-01-01 | 2014-12-31 | Hourly | 0.45 | 0.45 | 0.45 | 0.45 | 0.45 | 0.45 | 0.45 | 0.45 | 0.6 | 0.6 | 0.6 | 0.6 | 0.6 | 0.6 | 0.6 | 0.6 | 0.6 | 0.6 | 0.6 | 0.6 | 0.45 | 0.45 | 0.45 | 0.45 | From eQ_Lib.dat in MASControl 2017
D_Hsp_FacMnt_Occup_Yr | Occupancy | FRACTION | SmrDsn | 2014-01-01 | 2014-12-31 | Constant | 1 | [23 empty] | From eQ_Lib.dat in MASControl 2017
D_Hsp_FacMnt_Occup_Yr | Occupancy | FRACTION | WntrDsn | 2014-01-01 | 2014-12-31 | Constant | 0 | [23 empty] | From eQ_Lib.dat in MASControl 2017
D_Hsp_FacMnt_Occup_Yr | Occupancy | FRACTION | Default¦Hol | 2014-01-01 | 2014-12-31 | Hourly | 0 | 0 | 0 | 0 | 0 | 0 | 0 | 0 | 0.5 | 0.5 | 0.5 | 0.3 | 0.3 | 0.5 | 0.5 | 0.5 | 0.5 | 0.3 | 0.3 | 0.3 | 0 | 0 | 0 | 0 | From eQ_Lib.dat in MASControl 2017
D_Hsp_ICU_LitCFL_Yr | Lighting | FRACTION | Default¦Wkdy | 2014-01-01 | 2014-12-31 | Hourly | 0.2 | 0.2 | 0.2 | 0.2 | 0.2 | 0.2 | 0.2 | 0.2 | 0.65 | 0.65 | 0.65 | 0.65 | 0.65 | 0.65 | 0.65 | 0.65 | 0.65 | 0.65 | 0.65 | 0.65 | 0.2 | 0.2 | 0.2 | 0.2 | From eQ_Lib.dat in MASControl 2017
D_Hsp_ICU_LitCFL_Yr | Lighting | FRACTION | Wknd | 2014-01-01 | 2014-12-31 | Hourly | 0.2 | 0.2 | 0.2 | 0.2 | 0.2 | 0.2 | 0.2 | 0.2 | 0.45 | 0.45 | 0.45 | 0.45 | 0.45 | 0.45 | 0.45 | 0.45 | 0.45 | 0.45 | 0.45 | 0.45 | 0.2 | 0.2 | 0.2 | 0.2 | From eQ_Lib.dat in MASControl 2017
D_Hsp_ICU_LitCFL_Yr | Lighting | FRACTION | WntrDsn | 2014-01-01 | 2014-12-31 | Constant | 0 | [23 empty] | From eQ_Lib.dat in MASControl 2017
D_Hsp_ICU_LitCFL_Yr | Lighting | FRACTION | SmrDsn | 2014-01-01 | 2014-12-31 | Constant | 1 | [23 empty] | From eQ_Lib.dat in MASControl 2017
D_Hsp_ICU_LitCFL_Yr | Lighting | FRACTION | Hol | 2014-01-01 | 2014-12-31 | Hourly | 0.2 | 0.2 | 0.2 | 0.2 | 0.2 | 0.2 | 0.2 | 0.2 | 0.45 | 0.45 | 0.45 | 0.45 | 0.45 | 0.45 | 0.45 | 0.45 | 0.45 | 0.45 | 0.45 | 0.45 | 0.2 | 0.2 | 0.2 | 0.2 | From eQ_Lib.dat in MASControl 2017
D_Hsp_ICU_LitEx_Yr | Lighting | FRACTION | SmrDsn | 2014-01-01 | 2014-12-31 | Constant | 1 | [23 empty] | From eQ_Lib.dat in MASControl 2017
D_Hsp_ICU_LitEx_Yr | Lighting | FRACTION | WntrDsn | 2014-01-01 | 2014-12-31 | Constant | 0 | [23 empty] | From eQ_Lib.dat in MASControl 2017
D_Hsp_ICU_LitEx_Yr | Lighting | FRACTION | Default¦Hol | 2014-01-01 | 2014-12-31 | Constant | 1 | [23 empty] | From eQ_Lib.dat in MASControl 2017
D_Hsp_ICU_LitLF_Yr | Lighting | FRACTION | Default¦Wkdy | 2014-01-01 | 2014-12-31 | Hourly | 0.3 | 0.3 | 0.3 | 0.3 | 0.3 | 0.3 | 0.3 | 0.3 | 0.75 | 0.75 | 0.75 | 0.75 | 0.75 | 0.75 | 0.75 | 0.75 | 0.75 | 0.75 | 0.75 | 0.75 | 0.3 | 0.3 | 0.3 | 0.3 | From eQ_Lib.dat in MASControl 2017
D_Hsp_ICU_LitLF_Yr | Lighting | FRACTION | Wknd | 2014-01-01 | 2014-12-31 | Hourly | 0.3 | 0.3 | 0.3 | 0.3 | 0.3 | 0.3 | 0.3 | 0.3 | 0.5 | 0.5 | 0.5 | 0.5 | 0.5 | 0.5 | 0.5 | 0.5 | 0.5 | 0.5 | 0.5 | 0.5 | 0.3 | 0.3 | 0.3 | 0.3 | From eQ_Lib.dat in MASControl 2017
D_Hsp_ICU_LitLF_Yr | Lighting | FRACTION | WntrDsn | 2014-01-01 | 2014-12-31 | Constant | 0 | [23 empty] | From eQ_Lib.dat in MASControl 2017
D_Hsp_ICU_LitLF_Yr | Lighting | FRACTION | SmrDsn | 2014-01-01 | 2014-12-31 | Constant | 1 | [23 empty] | From eQ_Lib.dat in MASControl 2017
D_Hsp_ICU_LitLF_Yr | Lighting | FRACTION | Hol | 2014-01-01 | 2014-12-31 | Hourly | 0.3 | 0.3 | 0.3 | 0.3 | 0.3 | 0.3 | 0.3 | 0.3 | 0.5 | 0.5 | 0.5 | 0.5 | 0.5 | 0.5 | 0.5 | 0.5 | 0.5 | 0.5 | 0.5 | 0.5 | 0.3 | 0.3 | 0.3 | 0.3 | From eQ_Lib.dat in MASControl 2017
D_Hsp_ICU_LitSp_Yr | Lighting | FRACTION | Default¦Wkdy | 2014-01-01 | 2014-12-31 | Hourly | 0.3 | 0.3 | 0.3 | 0.3 | 0.3 | 0.3 | 0.3 | 0.3 | 0.75 | 0.75 | 0.75 | 0.75 | 0.75 | 0.75 | 0.75 | 0.75 | 0.75 | 0.75 | 0.75 | 0.75 | 0.3 | 0.3 | 0.3 | 0.3 | From eQ_Lib.dat in MASControl 2017
D_Hsp_ICU_LitSp_Yr | Lighting | FRACTION | Wknd | 2014-01-01 | 2014-12-31 | Hourly | 0.3 | 0.3 | 0.3 | 0.3 | 0.3 | 0.3 | 0.3 | 0.3 | 0.5 | 0.5 | 0.5 | 0.5 | 0.5 | 0.5 | 0.5 | 0.5 | 0.5 | 0.5 | 0.5 | 0.5 | 0.3 | 0.3 | 0.3 | 0.3 | From eQ_Lib.dat in MASControl 2017
D_Hsp_ICU_LitSp_Yr | Lighting | FRACTION | WntrDsn | 2014-01-01 | 2014-12-31 | Constant | 0 | [23 empty] | From eQ_Lib.dat in MASControl 2017
D_Hsp_ICU_LitSp_Yr | Lighting | FRACTION | SmrDsn | 2014-01-01 | 2014-12-31 | Constant | 1 | [23 empty] | From eQ_Lib.dat in MASControl 2017
D_Hsp_ICU_LitSp_Yr | Lighting | FRACTION | Hol | 2014-01-01 | 2014-12-31 | Hourly | 0.3 | 0.3 | 0.3 | 0.3 | 0.3 | 0.3 | 0.3 | 0.3 | 0.5 | 0.5 | 0.5 | 0.5 | 0.5 | 0.5 | 0.5 | 0.5 | 0.5 | 0.5 | 0.5 | 0.5 | 0.3 | 0.3 | 0.3 | 0.3 | From eQ_Lib.dat in MASControl 2017
D_Hsp_ICU_Misc_Yr | Equipment | FRACTION | Default¦Wkdy | 2014-01-01 | 2014-12-31 | Hourly | 0.45 | 0.45 | 0.45 | 0.45 | 0.45 | 0.45 | 0.45 | 0.45 | 0.8 | 0.8 | 0.8 | 0.8 | 0.8 | 0.8 | 0.8 | 0.8 | 0.8 | 0.8 | 0.8 | 0.8 | 0.45 | 0.45 | 0.45 | 0.45 | From eQ_Lib.dat in MASControl 2017
D_Hsp_ICU_Misc_Yr | Equipment | FRACTION | Wknd | 2014-01-01 | 2014-12-31 | Hourly | 0.45 | 0.45 | 0.45 | 0.45 | 0.45 | 0.45 | 0.45 | 0.45 | 0.7 | 0.7 | 0.7 | 0.7 | 0.7 | 0.7 | 0.7 | 0.7 | 0.7 | 0.7 | 0.7 | 0.7 | 0.45 | 0.45 | 0.45 | 0.45 | From eQ_Lib.dat in MASControl 2017
D_Hsp_ICU_Misc_Yr | Equipment | FRACTION | WntrDsn | 2014-01-01 | 2014-12-31 | Constant | 0 | [23 empty] | From eQ_Lib.dat in MASControl 2017
D_Hsp_ICU_Misc_Yr | Equipment | FRACTION | SmrDsn | 2014-01-01 | 2014-12-31 | Constant | 1 | [23 empty] | From eQ_Lib.dat in MASControl 2017
D_Hsp_ICU_Misc_Yr | Equipment | FRACTION | Hol | 2014-01-01 | 2014-12-31 | Hourly | 0.45 | 0.45 | 0.45 | 0.45 | 0.45 | 0.45 | 0.45 | 0.45 | 0.7 | 0.7 | 0.7 | 0.7 | 0.7 | 0.7 | 0.7 | 0.7 | 0.7 | 0.7 | 0.7 | 0.7 | 0.45 | 0.45 | 0.45 | 0.45 | From eQ_Lib.dat in MASControl 2017
D_Hsp_ICU_Occup_Yr | Occupancy | FRACTION | SmrDsn | 2014-01-01 | 2014-12-31 | Constant | 1 | [23 empty] | From eQ_Lib.dat in MASControl 2017
D_Hsp_ICU_Occup_Yr | Occupancy | FRACTION | WntrDsn | 2014-01-01 | 2014-12-31 | Constant | 0 | [23 empty] | From eQ_Lib.dat in MASControl 2017
D_Hsp_ICU_Occup_Yr | Occupancy | FRACTION | Default¦Hol | 2014-01-01 | 2014-12-31 | Hourly | 0.7 | 0.7 | 0.7 | 0.7 | 0.7 | 0.7 | 0.7 | 0.7 | 0.8 | 0.8 | 0.8 | 0.8 | 0.8 | 0.8 | 0.8 | 0.8 | 0.8 | 0.8 | 0.8 | 0.8 | 0.7 | 0.7 | 0.7 | 0.7 | From eQ_Lib.dat in MASControl 2017
D_Hsp_Ktchn_Cook_Yr | Cooking | FRACTION | SmrDsn | 2014-01-01 | 2014-12-31 | Constant | 1 | [23 empty] | From eQ_Lib.dat in MASControl 2017
D_Hsp_Ktchn_Cook_Yr | Cooking | FRACTION | WntrDsn | 2014-01-01 | 2014-12-31 | Constant | 0 | [23 empty] | From eQ_Lib.dat in MASControl 2017
D_Hsp_Ktchn_Cook_Yr | Cooking | FRACTION | Default¦Hol | 2014-01-01 | 2014-12-31 | Hourly | 0.11 | 0.11 | 0.11 | 0.11 | 0.76 | 0.72 | 0.59 | 0.86 | 0.77 | 0.88 | 0.95 | 0.86 | 0.76 | 0.76 | 0.75 | 0.82 | 1 | 0.8 | 0.59 | 0.38 | 0.16 | 0.11 | 0.11 | 0.11 | From eQ_Lib.dat in MASControl 2017
D_Hsp_Ktchn_LitCFL_Yr | Lighting | FRACTION | Default¦Wkdy | 2014-01-01 | 2014-12-31 | Constant | 0.65 | [23 empty] | From eQ_Lib.dat in MASControl 2017
D_Hsp_Ktchn_LitCFL_Yr | Lighting | FRACTION | Wknd | 2014-01-01 | 2014-12-31 | Constant | 0.2 | [23 empty] | From eQ_Lib.dat in MASControl 2017
D_Hsp_Ktchn_LitCFL_Yr | Lighting | FRACTION | WntrDsn | 2014-01-01 | 2014-12-31 | Constant | 0 | [23 empty] | From eQ_Lib.dat in MASControl 2017
D_Hsp_Ktchn_LitCFL_Yr | Lighting | FRACTION | SmrDsn | 2014-01-01 | 2014-12-31 | Constant | 1 | [23 empty] | From eQ_Lib.dat in MASControl 2017
D_Hsp_Ktchn_LitCFL_Yr | Lighting | FRACTION | Hol | 2014-01-01 | 2014-12-31 | Constant | 0.2 | [23 empty] | From eQ_Lib.dat in MASControl 2017
D_Hsp_Ktchn_LitEx_Yr | Lighting | FRACTION | SmrDsn | 2014-01-01 | 2014-12-31 | Constant | 1 | [23 empty] | From eQ_Lib.dat in MASControl 2017
D_Hsp_Ktchn_LitEx_Yr | Lighting | FRACTION | WntrDsn | 2014-01-01 | 2014-12-31 | Constant | 0 | [23 empty] | From eQ_Lib.dat in MASControl 2017
D_Hsp_Ktchn_LitEx_Yr | Lighting | FRACTION | Default¦Hol | 2014-01-01 | 2014-12-31 | Constant | 1 | [23 empty] | From eQ_Lib.dat in MASControl 2017
D_Hsp_Ktchn_LitLF_Yr | Lighting | FRACTION | Default¦Wkdy | 2014-01-01 | 2014-12-31 | Constant | 0.7 | [23 empty] | From eQ_Lib.dat in MASControl 2017
D_Hsp_Ktchn_LitLF_Yr | Lighting | FRACTION | Wknd | 2014-01-01 | 2014-12-31 | Constant | 0.6 | [23 empty] | From eQ_Lib.dat in MASControl 2017
D_Hsp_Ktchn_LitLF_Yr | Lighting | FRACTION | WntrDsn | 2014-01-01 | 2014-12-31 | Constant | 0 | [23 empty] | From eQ_Lib.dat in MASControl 2017
D_Hsp_Ktchn_LitLF_Yr | Lighting | FRACTION | SmrDsn | 2014-01-01 | 2014-12-31 | Constant | 1 | [23 empty] | From eQ_Lib.dat in MASControl 2017
D_Hsp_Ktchn_LitLF_Yr | Lighting | FRACTION | Hol | 2014-01-01 | 2014-12-31 | Constant | 0.6 | [23 empty] | From eQ_Lib.dat in MASControl 2017
D_Hsp_Ktchn_LitSp_Yr | Lighting | FRACTION | Default¦Wkdy | 2014-01-01 | 2014-12-31 | Constant | 0.7 | [23 empty] | From eQ_Lib.dat in MASControl 2017
D_Hsp_Ktchn_LitSp_Yr | Lighting | FRACTION | Wknd | 2014-01-01 | 2014-12-31 | Constant | 0.6 | [23 empty] | From eQ_Lib.dat in MASControl 2017
D_Hsp_Ktchn_LitSp_Yr | Lighting | FRACTION | WntrDsn | 2014-01-01 | 2014-12-31 | Constant | 0 | [23 empty] | From eQ_Lib.dat in MASControl 2017
D_Hsp_Ktchn_LitSp_Yr | Lighting | FRACTION | SmrDsn | 2014-01-01 | 2014-12-31 | Constant | 1 | [23 empty] | From eQ_Lib.dat in MASControl 2017
D_Hsp_Ktchn_LitSp_Yr | Lighting | FRACTION | Hol | 2014-01-01 | 2014-12-31 | Constant | 0.6 | [23 empty] | From eQ_Lib.dat in MASControl 2017
D_Hsp_Ktchn_Misc_Yr | Equipment | FRACTION | Default¦Wkdy | 2014-01-01 | 2014-12-31 | Hourly | 0.15 | 0.12 | 0.12 | 0.12 | 0.12 | 0.12 | 0.34 | 1 | 0.63 | 0.67 | 0.63 | 0.71 | 0.71 | 0.92 | 0.59 | 0.63 | 0.75 | 0.63 | 0.63 | 0.67 | 0.55 | 0.51 | 0.32 | 0.32 | From eQ_Lib.dat in MASControl 2017
D_Hsp_Ktchn_Misc_Yr | Equipment | FRACTION | Wknd | 2014-01-01 | 2014-12-31 | Hourly | 0.14 | 0.14 | 0.14 | 0.14 | 0.14 | 0.14 | 0.6 | 0.6 | 0.6 | 0.6 | 0.6 | 0.6 | 0.66 | 0.66 | 0.66 | 0.66 | 0.66 | 0.66 | 0.66 | 0.66 | 0.51 | 0.51 | 0.32 | 0.32 | From eQ_Lib.dat in MASControl 2017
D_Hsp_Ktchn_Misc_Yr | Equipment | FRACTION | WntrDsn | 2014-01-01 | 2014-12-31 | Constant | 0 | [23 empty] | From eQ_Lib.dat in MASControl 2017
D_Hsp_Ktchn_Misc_Yr | Equipment | FRACTION | SmrDsn | 2014-01-01 | 2014-12-31 | Constant | 1 | [23 empty] | From eQ_Lib.dat in MASControl 2017
D_Hsp_Ktchn_Misc_Yr | Equipment | FRACTION | Hol | 2014-01-01 | 2014-12-31 | Hourly | 0.14 | 0.14 | 0.14 | 0.14 | 0.14 | 0.14 | 0.6 | 0.6 | 0.6 | 0.6 | 0.6 | 0.6 | 0.66 | 0.66 | 0.66 | 0.66 | 0.66 | 0.66 | 0.66 | 0.66 | 0.51 | 0.51 | 0.32 | 0.32 | From eQ_Lib.dat in MASControl 2017
D_Hsp_Ktchn_Occup_Yr | Occupancy | FRACTION | SmrDsn | 2014-01-01 | 2014-12-31 | Constant | 1 | [23 empty] | From eQ_Lib.dat in MASControl 2017
D_Hsp_Ktchn_Occup_Yr | Occupancy | FRACTION | WntrDsn | 2014-01-01 | 2014-12-31 | Constant | 0 | [23 empty] | From eQ_Lib.dat in MASControl 2017
D_Hsp_Ktchn_Occup_Yr | Occupancy | FRACTION | Default¦Hol | 2014-01-01 | 2014-12-31 | Hourly | 0.25 | 0.25 | 0.25 | 0.25 | 0.25 | 0.25 | 0.25 | 0.25 | 0.5 | 0.5 | 0.5 | 0.3 | 0.3 | 0.5 | 0.5 | 0.5 | 0.5 | 0.3 | 0.3 | 0.3 | 0.25 | 0.25 | 0.25 | 0.25 | From eQ_Lib.dat in MASControl 2017
D_Hsp_Nrs_LitCFL_Yr | Lighting | FRACTION | SmrDsn | 2014-01-01 | 2014-12-31 | Constant | 1 | [23 empty] | From eQ_Lib.dat in MASControl 2017
D_Hsp_Nrs_LitCFL_Yr | Lighting | FRACTION | WntrDsn | 2014-01-01 | 2014-12-31 | Constant | 0 | [23 empty] | From eQ_Lib.dat in MASControl 2017
D_Hsp_Nrs_LitCFL_Yr | Lighting | FRACTION | Default¦Hol | 2014-01-01 | 2014-12-31 | Constant | 0.6 | [23 empty] | From eQ_Lib.dat in MASControl 2017
D_Hsp_Nrs_LitEx_Yr | Lighting | FRACTION | SmrDsn | 2014-01-01 | 2014-12-31 | Constant | 1 | [23 empty] | From eQ_Lib.dat in MASControl 2017
D_Hsp_Nrs_LitEx_Yr | Lighting | FRACTION | WntrDsn | 2014-01-01 | 2014-12-31 | Constant | 0 | [23 empty] | From eQ_Lib.dat in MASControl 2017
D_Hsp_Nrs_LitEx_Yr | Lighting | FRACTION | Default¦Hol | 2014-01-01 | 2014-12-31 | Constant | 1 | [23 empty] | From eQ_Lib.dat in MASControl 2017
D_Hsp_Nrs_LitLF_Yr | Lighting | FRACTION | SmrDsn | 2014-01-01 | 2014-12-31 | Constant | 1 | [23 empty] | From eQ_Lib.dat in MASControl 2017
D_Hsp_Nrs_LitLF_Yr | Lighting | FRACTION | WntrDsn | 2014-01-01 | 2014-12-31 | Constant | 0 | [23 empty] | From eQ_Lib.dat in MASControl 2017
D_Hsp_Nrs_LitLF_Yr | Lighting | FRACTION | Default¦Hol | 2014-01-01 | 2014-12-31 | Constant | 0.9 | [23 empty] | From eQ_Lib.dat in MASControl 2017
D_Hsp_Nrs_LitSp_Yr | Lighting | FRACTION | SmrDsn | 2014-01-01 | 2014-12-31 | Constant | 1 | [23 empty] | From eQ_Lib.dat in MASControl 2017
D_Hsp_Nrs_LitSp_Yr | Lighting | FRACTION | WntrDsn | 2014-01-01 | 2014-12-31 | Constant | 0 | [23 empty] | From eQ_Lib.dat in MASControl 2017
D_Hsp_Nrs_LitSp_Yr | Lighting | FRACTION | Default¦Hol | 2014-01-01 | 2014-12-31 | Constant | 0.9 | [23 empty] | From eQ_Lib.dat in MASControl 2017
D_Hsp_Nrs_Misc_Yr | Equipment | FRACTION | Default¦Wkdy | 2014-01-01 | 2014-12-31 | Hourly | 0.75 | 0.75 | 0.75 | 0.75 | 0.75 | 0.75 | 0.75 | 0.75 | 1 | 1 | 1 | 1 | 1 | 1 | 1 | 1 | 1 | 1 | 1 | 1 | 0.75 | 0.75 | 0.75 | 0.75 | From eQ_Lib.dat in MASControl 2017
D_Hsp_Nrs_Misc_Yr | Equipment | FRACTION | Wknd | 2014-01-01 | 2014-12-31 | Hourly | 0.45 | 0.45 | 0.45 | 0.45 | 0.45 | 0.45 | 0.45 | 0.45 | 0.6 | 0.6 | 0.6 | 0.6 | 0.6 | 0.6 | 0.6 | 0.6 | 0.6 | 0.6 | 0.6 | 0.6 | 0.45 | 0.45 | 0.45 | 0.45 | From eQ_Lib.dat in MASControl 2017
D_Hsp_Nrs_Misc_Yr | Equipment | FRACTION | WntrDsn | 2014-01-01 | 2014-12-31 | Constant | 0 | [23 empty] | From eQ_Lib.dat in MASControl 2017
D_Hsp_Nrs_Misc_Yr | Equipment | FRACTION | SmrDsn | 2014-01-01 | 2014-12-31 | Constant | 1 | [23 empty] | From eQ_Lib.dat in MASControl 2017
D_Hsp_Nrs_Misc_Yr | Equipment | FRACTION | Hol | 2014-01-01 | 2014-12-31 | Hourly | 0.45 | 0.45 | 0.45 | 0.45 | 0.45 | 0.45 | 0.45 | 0.45 | 0.6 | 0.6 | 0.6 | 0.6 | 0.6 | 0.6 | 0.6 | 0.6 | 0.6 | 0.6 | 0.6 | 0.6 | 0.45 | 0.45 | 0.45 | 0.45 | From eQ_Lib.dat in MASControl 2017
D_Hsp_Nrs_Occup_Yr | Occupancy | FRACTION | SmrDsn | 2014-01-01 | 2014-12-31 | Constant | 1 | [23 empty] | From eQ_Lib.dat in MASControl 2017
D_Hsp_Nrs_Occup_Yr | Occupancy | FRACTION | WntrDsn | 2014-01-01 | 2014-12-31 | Constant | 0 | [23 empty] | From eQ_Lib.dat in MASControl 2017
D_Hsp_Nrs_Occup_Yr | Occupancy | FRACTION | Default¦Hol | 2014-01-01 | 2014-12-31 | Hourly | 0.25 | 0.25 | 0.25 | 0.25 | 0.25 | 0.25 | 0.25 | 0.25 | 0.5 | 0.5 | 0.5 | 0.3 | 0.3 | 0.5 | 0.5 | 0.5 | 0.5 | 0.3 | 0.3 | 0.3 | 0.25 | 0.25 | 0.25 | 0.25 | From eQ_Lib.dat in MASControl 2017
D_Hsp_OffGen_LitCFL_Yr | Lighting | FRACTION | Default¦Wkdy | 2014-01-01 | 2014-12-31 | Hourly | 0.2 | 0.2 | 0.2 | 0.2 | 0.2 | 0.2 | 0.2 | 0.2 | 0.85 | 0.85 | 0.85 | 0.85 | 0.85 | 0.85 | 0.85 | 0.85 | 0.85 | 0.85 | 0.85 | 0.85 | 0.2 | 0.2 | 0.2 | 0.2 | From eQ_Lib.dat in MASControl 2017
D_Hsp_OffGen_LitCFL_Yr | Lighting | FRACTION | Wknd | 2014-01-01 | 2014-12-31 | Hourly | 0.2 | 0.2 | 0.2 | 0.2 | 0.2 | 0.2 | 0.2 | 0.2 | 0.45 | 0.45 | 0.45 | 0.45 | 0.45 | 0.45 | 0.45 | 0.45 | 0.45 | 0.45 | 0.45 | 0.45 | 0.2 | 0.2 | 0.2 | 0.2 | From eQ_Lib.dat in MASControl 2017
D_Hsp_OffGen_LitCFL_Yr | Lighting | FRACTION | WntrDsn | 2014-01-01 | 2014-12-31 | Constant | 0 | [23 empty] | From eQ_Lib.dat in MASControl 2017
D_Hsp_OffGen_LitCFL_Yr | Lighting | FRACTION | SmrDsn | 2014-01-01 | 2014-12-31 | Constant | 1 | [23 empty] | From eQ_Lib.dat in MASControl 2017
D_Hsp_OffGen_LitCFL_Yr | Lighting | FRACTION | Hol | 2014-01-01 | 2014-12-31 | Hourly | 0.2 | 0.2 | 0.2 | 0.2 | 0.2 | 0.2 | 0.2 | 0.2 | 0.45 | 0.45 | 0.45 | 0.45 | 0.45 | 0.45 | 0.45 | 0.45 | 0.45 | 0.45 | 0.45 | 0.45 | 0.2 | 0.2 | 0.2 | 0.2 | From eQ_Lib.dat in MASControl 2017
D_Hsp_OffGen_LitEx_Yr | Lighting | FRACTION | SmrDsn | 2014-01-01 | 2014-12-31 | Constant | 1 | [23 empty] | From eQ_Lib.dat in MASControl 2017
D_Hsp_OffGen_LitEx_Yr | Lighting | FRACTION | WntrDsn | 2014-01-01 | 2014-12-31 | Constant | 0 | [23 empty] | From eQ_Lib.dat in MASControl 2017
D_Hsp_OffGen_LitEx_Yr | Lighting | FRACTION | Default¦Hol | 2014-01-01 | 2014-12-31 | Constant | 1 | [23 empty] | From eQ_Lib.dat in MASControl 2017
D_Hsp_OffGen_LitLF_Yr | Lighting | FRACTION | Default¦Wkdy | 2014-01-01 | 2014-12-31 | Hourly | 0.3 | 0.3 | 0.3 | 0.3 | 0.3 | 0.3 | 0.3 | 0.3 | 0.9 | 0.9 | 0.9 | 0.9 | 0.9 | 0.9 | 0.9 | 0.9 | 0.9 | 0.9 | 0.9 | 0.9 | 0.3 | 0.3 | 0.3 | 0.3 | From eQ_Lib.dat in MASControl 2017
D_Hsp_OffGen_LitLF_Yr | Lighting | FRACTION | Wknd | 2014-01-01 | 2014-12-31 | Hourly | 0.3 | 0.3 | 0.3 | 0.3 | 0.3 | 0.3 | 0.3 | 0.3 | 0.5 | 0.5 | 0.5 | 0.5 | 0.5 | 0.5 | 0.5 | 0.5 | 0.5 | 0.5 | 0.5 | 0.5 | 0.3 | 0.3 | 0.3 | 0.3 | From eQ_Lib.dat in MASControl 2017
D_Hsp_OffGen_LitLF_Yr | Lighting | FRACTION | WntrDsn | 2014-01-01 | 2014-12-31 | Constant | 0 | [23 empty] | From eQ_Lib.dat in MASControl 2017
D_Hsp_OffGen_LitLF_Yr | Lighting | FRACTION | SmrDsn | 2014-01-01 | 2014-12-31 | Constant | 1 | [23 empty] | From eQ_Lib.dat in MASControl 2017
D_Hsp_OffGen_LitLF_Yr | Lighting | FRACTION | Hol | 2014-01-01 | 2014-12-31 | Hourly | 0.3 | 0.3 | 0.3 | 0.3 | 0.3 | 0.3 | 0.3 | 0.3 | 0.5 | 0.5 | 0.5 | 0.5 | 0.5 | 0.5 | 0.5 | 0.5 | 0.5 | 0.5 | 0.5 | 0.5 | 0.3 | 0.3 | 0.3 | 0.3 | From eQ_Lib.dat in MASControl 2017
D_Hsp_OffGen_LitSp_Yr | Lighting | FRACTION | Default¦Wkdy | 2014-01-01 | 2014-12-31 | Hourly | 0.3 | 0.3 | 0.3 | 0.3 | 0.3 | 0.3 | 0.3 | 0.3 | 0.9 | 0.9 | 0.9 | 0.9 | 0.9 | 0.9 | 0.9 | 0.9 | 0.9 | 0.9 | 0.9 | 0.9 | 0.3 | 0.3 | 0.3 | 0.3 | From eQ_Lib.dat in MASControl 2017
D_Hsp_OffGen_LitSp_Yr | Lighting | FRACTION | Wknd | 2014-01-01 | 2014-12-31 | Hourly | 0.3 | 0.3 | 0.3 | 0.3 | 0.3 | 0.3 | 0.3 | 0.3 | 0.5 | 0.5 | 0.5 | 0.5 | 0.5 | 0.5 | 0.5 | 0.5 | 0.5 | 0.5 | 0.5 | 0.5 | 0.3 | 0.3 | 0.3 | 0.3 | From eQ_Lib.dat in MASControl 2017
D_Hsp_OffGen_LitSp_Yr | Lighting | FRACTION | WntrDsn | 2014-01-01 | 2014-12-31 | Constant | 0 | [23 empty] | From eQ_Lib.dat in MASControl 2017
D_Hsp_OffGen_LitSp_Yr | Lighting | FRACTION | SmrDsn | 2014-01-01 | 2014-12-31 | Constant | 1 | [23 empty] | From eQ_Lib.dat in MASControl 2017
D_Hsp_OffGen_LitSp_Yr | Lighting | FRACTION | Hol | 2014-01-01 | 2014-12-31 | Hourly | 0.3 | 0.3 | 0.3 | 0.3 | 0.3 | 0.3 | 0.3 | 0.3 | 0.5 | 0.5 | 0.5 | 0.5 | 0.5 | 0.5 | 0.5 | 0.5 | 0.5 | 0.5 | 0.5 | 0.5 | 0.3 | 0.3 | 0.3 | 0.3 | From eQ_Lib.dat in MASControl 2017
D_Hsp_OffGen_Misc_Yr | Equipment | FRACTION | SmrDsn | 2014-01-01 | 2014-12-31 | Constant | 1 | [23 empty] | From eQ_Lib.dat in MASControl 2017
D_Hsp_OffGen_Misc_Yr | Equipment | FRACTION | WntrDsn | 2014-01-01 | 2014-12-31 | Constant | 0 | [23 empty] | From eQ_Lib.dat in MASControl 2017
D_Hsp_OffGen_Misc_Yr | Equipment | FRACTION | Default¦Hol | 2014-01-01 | 2014-12-31 | Hourly | 0.4 | 0.4 | 0.4 | 0.4 | 0.4 | 0.4 | 0.4 | 0.4 | 1 | 1 | 1 | 1 | 1 | 1 | 1 | 1 | 1 | 1 | 1 | 1 | 0.4 | 0.4 | 0.4 | 0.4 | From eQ_Lib.dat in MASControl 2017; upped baseload to 0.4
D_Hsp_OffGen_Occup_Yr | Occupancy | FRACTION | SmrDsn | 2014-01-01 | 2014-12-31 | Constant | 1 | [23 empty] | From eQ_Lib.dat in MASControl 2017
D_Hsp_OffGen_Occup_Yr | Occupancy | FRACTION | WntrDsn | 2014-01-01 | 2014-12-31 | Constant | 0 | [23 empty] | From eQ_Lib.dat in MASControl 2017
D_Hsp_OffGen_Occup_Yr | Occupancy | FRACTION | Default¦Hol | 2014-01-01 | 2014-12-31 | Hourly | 0 | 0 | 0 | 0 | 0 | 0 | 0 | 0 | 0.5 | 0.5 | 0.5 | 0.3 | 0.3 | 0.5 | 0.5 | 0.5 | 0.5 | 0.3 | 0.3 | 0.3 | 0 | 0 | 0 | 0 | From eQ_Lib.dat in MASControl 2017
D_Hsp_Patient_LitCFL_Yr | Lighting | FRACTION | SmrDsn | 2014-01-01 | 2014-12-31 | Constant | 1 | [23 empty] | From eQ_Lib.dat in MASControl 2017
D_Hsp_Patient_LitCFL_Yr | Lighting | FRACTION | WntrDsn | 2014-01-01 | 2014-12-31 | Constant | 0 | [23 empty] | From eQ_Lib.dat in MASControl 2017
D_Hsp_Patient_LitCFL_Yr | Lighting | FRACTION | Default¦Hol | 2014-01-01 | 2014-12-31 | Hourly | 0.2 | 0.2 | 0.2 | 0.2 | 0.2 | 0.3731 | 0.5808 | 0.65 | 0.65 | 0.65 | 0.65 | 0.65 | 0.65 | 0.65 | 0.65 | 0.65 | 0.65 | 0.65 | 0.65 | 0.65 | 0.65 | 0.3731 | 0.2 | 0.2 | From eQ_Lib.dat in MASControl 2017
D_Hsp_Patient_LitEx_Yr | Lighting | FRACTION | SmrDsn | 2014-01-01 | 2014-12-31 | Constant | 1 | [23 empty] | From eQ_Lib.dat in MASControl 2017
D_Hsp_Patient_LitEx_Yr | Lighting | FRACTION | WntrDsn | 2014-01-01 | 2014-12-31 | Constant | 0 | [23 empty] | From eQ_Lib.dat in MASControl 2017
D_Hsp_Patient_LitEx_Yr | Lighting | FRACTION | Default¦Hol | 2014-01-01 | 2014-12-31 | Constant | 1 | [23 empty] | From eQ_Lib.dat in MASControl 2017
D_Hsp_Patient_LitLF_Yr | Lighting | FRACTION | SmrDsn | 2014-01-01 | 2014-12-31 | Constant | 1 | [23 empty] | From eQ_Lib.dat in MASControl 2017
D_Hsp_Patient_LitLF_Yr | Lighting | FRACTION | WntrDsn | 2014-01-01 | 2014-12-31 | Constant | 0 | [23 empty] | From eQ_Lib.dat in MASControl 2017
D_Hsp_Patient_LitLF_Yr | Lighting | FRACTION | Default¦Hol | 2014-01-01 | 2014-12-31 | Hourly | 0.3 | 0.3 | 0.3 | 0.3 | 0.3 | 0.4731 | 0.6808 | 0.75 | 0.75 | 0.75 | 0.75 | 0.75 | 0.75 | 0.75 | 0.75 | 0.75 | 0.75 | 0.75 | 0.75 | 0.75 | 0.75 | 0.4731 | 0.3 | 0.3 | From eQ_Lib.dat in MASControl 2017
D_Hsp_Patient_LitSp_Yr | Lighting | FRACTION | SmrDsn | 2014-01-01 | 2014-12-31 | Constant | 1 | [23 empty] | From eQ_Lib.dat in MASControl 2017
D_Hsp_Patient_LitSp_Yr | Lighting | FRACTION | WntrDsn | 2014-01-01 | 2014-12-31 | Constant | 0 | [23 empty] | From eQ_Lib.dat in MASControl 2017
D_Hsp_Patient_LitSp_Yr | Lighting | FRACTION | Default¦Hol | 2014-01-01 | 2014-12-31 | Hourly | 0.3 | 0.3 | 0.3 | 0.3 | 0.3 | 0.4731 | 0.6808 | 0.75 | 0.75 | 0.75 | 0.75 | 0.75 | 0.75 | 0.75 | 0.75 | 0.75 | 0.75 | 0.75 | 0.75 | 0.75 | 0.75 | 0.4731 | 0.3 | 0.3 | From eQ_Lib.dat in MASControl 2017
D_Hsp_Patient_Misc_Yr | Equipment | FRACTION | SmrDsn | 2014-01-01 | 2014-12-31 | Constant | 1 | [23 empty] | From eQ_Lib.dat in MASControl 2017
D_Hsp_Patient_Misc_Yr | Equipment | FRACTION | WntrDsn | 2014-01-01 | 2014-12-31 | Constant | 0 | [23 empty] | From eQ_Lib.dat in MASControl 2017
D_Hsp_Patient_Misc_Yr | Equipment | FRACTION | Default¦Hol | 2014-01-01 | 2014-12-31 | Hourly | 0.1 | 0.1 | 0.1 | 0.1 | 0.1 | 0.4 | 0.6 | 0.8 | 0.9 | 0.9 | 1 | 1 | 0.9 | 0.7 | 0.7 | 0.7 | 1 | 1 | 0.7 | 0.7 | 0.7 | 0.6 | 0.2 | 0.1 | From eQ_Lib.dat in MASControl 2017
D_Hsp_Patient_Occup_Yr | Occupancy | FRACTION | SmrDsn | 2014-01-01 | 2014-12-31 | Constant | 1 | [23 empty] | From eQ_Lib.dat in MASControl 2017
D_Hsp_Patient_Occup_Yr | Occupancy | FRACTION | WntrDsn | 2014-01-01 | 2014-12-31 | Constant | 0 | [23 empty] | From eQ_Lib.dat in MASControl 2017
D_Hsp_Patient_Occup_Yr | Occupancy | FRACTION | Default¦Hol | 2014-01-01 | 2014-12-31 | Hourly | 0.8 | 0.8 | 0.8 | 0.8 | 0.8 | 0.8 | 0.8 | 0.8 | 0.8 | 0.8 | 1 | 1 | 0.8 | 0.8 | 0.8 | 0.8 | 0.8 | 0.8 | 0.8 | 1 | 1 | 0.8 | 0.8 | 0.8 | From eQ_Lib.dat in MASControl 2017
D_Hsp_SrgOutLab_LitCFL_Yr | Lighting | FRACTION | Default¦Wkdy | 2014-01-01 | 2014-12-31 | Hourly | 0.2 | 0.2 | 0.2 | 0.2 | 0.2 | 0.2 | 0.2 | 0.2 | 0.65 | 0.65 | 0.65 | 0.65 | 0.65 | 0.65 | 0.65 | 0.65 | 0.65 | 0.65 | 0.65 | 0.65 | 0.2 | 0.2 | 0.2 | 0.2 | From eQ_Lib.dat in MASControl 2017
D_Hsp_SrgOutLab_LitCFL_Yr | Lighting | FRACTION | Wknd | 2014-01-01 | 2014-12-31 | Hourly | 0.2 | 0.2 | 0.2 | 0.2 | 0.2 | 0.2 | 0.2 | 0.2 | 0.45 | 0.45 | 0.45 | 0.45 | 0.45 | 0.45 | 0.45 | 0.45 | 0.45 | 0.45 | 0.45 | 0.45 | 0.2 | 0.2 | 0.2 | 0.2 | From eQ_Lib.dat in MASControl 2017
D_Hsp_SrgOutLab_LitCFL_Yr | Lighting | FRACTION | WntrDsn | 2014-01-01 | 2014-12-31 | Constant | 0 | [23 empty] | From eQ_Lib.dat in MASControl 2017
D_Hsp_SrgOutLab_LitCFL_Yr | Lighting | FRACTION | SmrDsn | 2014-01-01 | 2014-12-31 | Constant | 1 | [23 empty] | From eQ_Lib.dat in MASControl 2017
D_Hsp_SrgOutLab_LitCFL_Yr | Lighting | FRACTION | Hol | 2014-01-01 | 2014-12-31 | Hourly | 0.2 | 0.2 | 0.2 | 0.2 | 0.2 | 0.2 | 0.2 | 0.2 | 0.45 | 0.45 | 0.45 | 0.45 | 0.45 | 0.45 | 0.45 | 0.45 | 0.45 | 0.45 | 0.45 | 0.45 | 0.2 | 0.2 | 0.2 | 0.2 | From eQ_Lib.dat in MASControl 2017
D_Hsp_SrgOutLab_LitEx_Yr | Lighting | FRACTION | SmrDsn | 2014-01-01 | 2014-12-31 | Constant | 1 | [23 empty] | From eQ_Lib.dat in MASControl 2017
D_Hsp_SrgOutLab_LitEx_Yr | Lighting | FRACTION | WntrDsn | 2014-01-01 | 2014-12-31 | Constant | 0 | [23 empty] | From eQ_Lib.dat in MASControl 2017
D_Hsp_SrgOutLab_LitEx_Yr | Lighting | FRACTION | Default¦Hol | 2014-01-01 | 2014-12-31 | Constant | 1 | [23 empty] | From eQ_Lib.dat in MASControl 2017
D_Hsp_SrgOutLab_LitLF_Yr | Lighting | FRACTION | Default¦Wkdy | 2014-01-01 | 2014-12-31 | Hourly | 0.3 | 0.3 | 0.3 | 0.3 | 0.3 | 0.3 | 0.3 | 0.3 | 0.75 | 0.75 | 0.75 | 0.75 | 0.75 | 0.75 | 0.75 | 0.75 | 0.75 | 0.75 | 0.75 | 0.75 | 0.3 | 0.3 | 0.3 | 0.3 | From eQ_Lib.dat in MASControl 2017
D_Hsp_SrgOutLab_LitLF_Yr | Lighting | FRACTION | Wknd | 2014-01-01 | 2014-12-31 | Hourly | 0.3 | 0.3 | 0.3 | 0.3 | 0.3 | 0.3 | 0.3 | 0.3 | 0.5 | 0.5 | 0.5 | 0.5 | 0.5 | 0.5 | 0.5 | 0.5 | 0.5 | 0.5 | 0.5 | 0.5 | 0.3 | 0.3 | 0.3 | 0.3 | From eQ_Lib.dat in MASControl 2017
D_Hsp_SrgOutLab_LitLF_Yr | Lighting | FRACTION | WntrDsn | 2014-01-01 | 2014-12-31 | Constant | 0 | [23 empty] | From eQ_Lib.dat in MASControl 2017
D_Hsp_SrgOutLab_LitLF_Yr | Lighting | FRACTION | SmrDsn | 2014-01-01 | 2014-12-31 | Constant | 1 | [23 empty] | From eQ_Lib.dat in MASControl 2017
D_Hsp_SrgOutLab_LitLF_Yr | Lighting | FRACTION | Hol | 2014-01-01 | 2014-12-31 | Hourly | 0.3 | 0.3 | 0.3 | 0.3 | 0.3 | 0.3 | 0.3 | 0.3 | 0.5 | 0.5 | 0.5 | 0.5 | 0.5 | 0.5 | 0.5 | 0.5 | 0.5 | 0.5 | 0.5 | 0.5 | 0.3 | 0.3 | 0.3 | 0.3 | From eQ_Lib.dat in MASControl 2017
D_Hsp_SrgOutLab_LitSp_Yr | Lighting | FRACTION | Default¦Wkdy | 2014-01-01 | 2014-12-31 | Hourly | 0.3 | 0.3 | 0.3 | 0.3 | 0.3 | 0.3 | 0.3 | 0.3 | 0.75 | 0.75 | 0.75 | 0.75 | 0.75 | 0.75 | 0.75 | 0.75 | 0.75 | 0.75 | 0.75 | 0.75 | 0.3 | 0.3 | 0.3 | 0.3 | From eQ_Lib.dat in MASControl 2017
D_Hsp_SrgOutLab_LitSp_Yr | Lighting | FRACTION | Wknd | 2014-01-01 | 2014-12-31 | Hourly | 0.3 | 0.3 | 0.3 | 0.3 | 0.3 | 0.3 | 0.3 | 0.3 | 0.5 | 0.5 | 0.5 | 0.5 | 0.5 | 0.5 | 0.5 | 0.5 | 0.5 | 0.5 | 0.5 | 0.5 | 0.3 | 0.3 | 0.3 | 0.3 | From eQ_Lib.dat in MASControl 2017
D_Hsp_SrgOutLab_LitSp_Yr | Lighting | FRACTION | WntrDsn | 2014-01-01 | 2014-12-31 | Constant | 0 | [23 empty] | From eQ_Lib.dat in MASControl 2017
D_Hsp_SrgOutLab_LitSp_Yr | Lighting | FRACTION | SmrDsn | 2014-01-01 | 2014-12-31 | Constant | 1 | [23 empty] | From eQ_Lib.dat in MASControl 2017
D_Hsp_SrgOutLab_LitSp_Yr | Lighting | FRACTION | Hol | 2014-01-01 | 2014-12-31 | Hourly | 0.3 | 0.3 | 0.3 | 0.3 | 0.3 | 0.3 | 0.3 | 0.3 | 0.5 | 0.5 | 0.5 | 0.5 | 0.5 | 0.5 | 0.5 | 0.5 | 0.5 | 0.5 | 0.5 | 0.5 | 0.3 | 0.3 | 0.3 | 0.3 | From eQ_Lib.dat in MASControl 2017
D_Hsp_SrgOutLab_Misc_Yr | Equipment | FRACTION | Default¦Wkdy | 2014-01-01 | 2014-12-31 | Hourly | 0.25 | 0.25 | 0.25 | 0.25 | 0.25 | 0.25 | 0.25 | 0.25 | 0.8 | 0.8 | 0.8 | 0.8 | 0.8 | 0.8 | 0.8 | 0.8 | 0.8 | 0.8 | 0.8 | 0.8 | 0.25 | 0.25 | 0.25 | 0.25 | From eQ_Lib.dat in MASControl 2017
D_Hsp_SrgOutLab_Misc_Yr | Equipment | FRACTION | Wknd | 2014-01-01 | 2014-12-31 | Hourly | 0.25 | 0.25 | 0.25 | 0.25 | 0.25 | 0.25 | 0.25 | 0.25 | 0.7 | 0.7 | 0.7 | 0.7 | 0.7 | 0.7 | 0.7 | 0.7 | 0.7 | 0.7 | 0.7 | 0.7 | 0.25 | 0.25 | 0.25 | 0.25 | From eQ_Lib.dat in MASControl 2017
D_Hsp_SrgOutLab_Misc_Yr | Equipment | FRACTION | WntrDsn | 2014-01-01 | 2014-12-31 | Constant | 0 | [23 empty] | From eQ_Lib.dat in MASControl 2017
D_Hsp_SrgOutLab_Misc_Yr | Equipment | FRACTION | SmrDsn | 2014-01-01 | 2014-12-31 | Constant | 1 | [23 empty] | From eQ_Lib.dat in MASControl 2017
D_Hsp_SrgOutLab_Misc_Yr | Equipment | FRACTION | Hol | 2014-01-01 | 2014-12-31 | Hourly | 0.25 | 0.25 | 0.25 | 0.25 | 0.25 | 0.25 | 0.25 | 0.25 | 0.7 | 0.7 | 0.7 | 0.7 | 0.7 | 0.7 | 0.7 | 0.7 | 0.7 | 0.7 | 0.7 | 0.7 | 0.25 | 0.25 | 0.25 | 0.25 | From eQ_Lib.dat in MASControl 2017
D_Hsp_SrgOutLab_Occup_Yr | Occupancy | FRACTION | SmrDsn | 2014-01-01 | 2014-12-31 | Constant | 1 | [23 empty] | From eQ_Lib.dat in MASControl 2017
D_Hsp_SrgOutLab_Occup_Yr | Occupancy | FRACTION | WntrDsn | 2014-01-01 | 2014-12-31 | Constant | 0 | [23 empty] | From eQ_Lib.dat in MASControl 2017
D_Hsp_SrgOutLab_Occup_Yr | Occupancy | FRACTION | Default¦Hol | 2014-01-01 | 2014-12-31 | Hourly | 0 | 0 | 0 | 0 | 0 | 0 | 0 | 0 | 0.5 | 0.5 | 0.5 | 0.3 | 0.3 | 0.5 | 0.5 | 0.5 | 0.5 | 0.3 | 0.3 | 0.3 | 0 | 0 | 0 | 0 | From eQ_Lib.dat in MASControl 2017
D_Htl_All_C_Inf_Yr | Infiltration | MULTIPLIER | Default¦SmrDsn¦WntrDsn¦Hol | 2014-01-01 | 2014-12-31 | Hourly | 1 | 1 | 1 | 1 | 1 | 0.5 | 0.5 | 0.5 | 0.5 | 0.5 | 0.5 | 0.5 | 0.5 | 0.5 | 0.5 | 0.5 | 0.5 | 0.5 | 0.5 | 0.5 | 0.5 | 0.5 | 0.5 | 1 | From eQ_Lib.dat in MASControl 2017
D_Htl_All_CTemp_Yr | Thermostat Setpoint | C | Default¦SmrDsn¦WntrDsn¦Hol | 2014-01-01 | 2014-12-31 | Hourly | 24.4 | 24.4 | 24.4 | 24.4 | 24.4 | 24.4 | 24.4 | 24.4 | 24.4 | 24.4 | 24.4 | 24.4 | 24.4 | 24.4 | 24.4 | 24.4 | 24.4 | 24.4 | 24.4 | 24.4 | 24.4 | 24.4 | 24.4 | 24.4 | From eQ_Lib.dat in MASControl 2017; Removed setback
D_Htl_All_DHW_DHW_Yr | Service Water Heating | FRACTION | Default¦SmrDsn¦WntrDsn¦Hol | 2014-01-01 | 2014-12-31 | Hourly | 0.32 | 0.31 | 0.28 | 0.28 | 0.3 | 0.31 | 0.35 | 0.43 | 0.5 | 0.57 | 0.68 | 0.71 | 0.76 | 0.8 | 0.77 | 0.76 | 0.69 | 0.67 | 0.57 | 0.57 | 0.5 | 0.49 | 0.39 | 0.37 | From eQ_Lib.dat in MASControl 2017
D_Htl_All_Fan_Yr | Fan | ON/OFF/FLAG | Default¦SmrDsn¦WntrDsn¦Hol | 2014-01-01 | 2014-12-31 | Hourly | 0 | 0 | 0 | 0 | 0 | 1 | 1 | 1 | 1 | 1 | 1 | 1 | 1 | 1 | 1 | 1 | 1 | 1 | 1 | 1 | 1 | 1 | 1 | 0 | From eQ_Lib.dat in MASControl 2017
D_Htl_All_HTemp_Yr | Thermostat Setpoint | C | Default¦SmrDsn¦WntrDsn¦Hol | 2014-01-01 | 2014-12-31 | Hourly | 21.1 | 21.1 | 21.1 | 21.1 | 21.1 | 21.1 | 21.1 | 21.1 | 21.1 | 21.1 | 21.1 | 21.1 | 21.1 | 21.1 | 21.1 | 21.1 | 21.1 | 21.1 | 21.1 | 21.1 | 21.1 | 21.1 | 21.1 | 21.1 | From eQ_Lib.dat in MASControl 2017; Removed setback
D_Htl_All_MinOA_Yr | OutdoorAir | FRAC/DESIGN | Default¦SmrDsn¦WntrDsn¦Hol | 2014-01-01 | 2014-12-31 | Hourly | 0 | 0 | 0 | 0 | 0 | -999 | -999 | -999 | -999 | -999 | -999 | -999 | -999 | -999 | -999 | -999 | -999 | -999 | -999 | -999 | -999 | -999 | -999 | 0 | From eQ_Lib.dat in MASControl 2017
D_Htl_All_P_Inf_Yr | Infiltration | MULTIPLIER | Default¦SmrDsn¦WntrDsn¦Hol | 2014-01-01 | 2014-12-31 | Hourly | 1 | 1 | 1 | 1 | 1 | 0.5 | 0.5 | 0.5 | 0.5 | 0.5 | 0.5 | 0.5 | 0.5 | 0.5 | 0.5 | 0.5 | 0.5 | 0.5 | 0.5 | 0.5 | 0.5 | 0.5 | 0.5 | 1 | From eQ_Lib.dat in MASControl 2017
D_Htl_Cordr_LitCFL_Yr | Lighting | FRACTION | SmrDsn | 2014-01-01 | 2014-12-31 | Constant | 1 | [23 empty] | From eQ_Lib.dat in MASControl 2017
D_Htl_Cordr_LitCFL_Yr | Lighting | FRACTION | WntrDsn | 2014-01-01 | 2014-12-31 | Constant | 0 | [23 empty] | From eQ_Lib.dat in MASControl 2017
D_Htl_Cordr_LitCFL_Yr | Lighting | FRACTION | Default¦Hol | 2014-01-01 | 2014-12-31 | Constant | 0.675 | [23 empty] | From eQ_Lib.dat in MASControl 2017
D_Htl_Cordr_LitEx_Yr | Lighting | FRACTION | SmrDsn | 2014-01-01 | 2014-12-31 | Constant | 1 | [23 empty] | From eQ_Lib.dat in MASControl 2017
D_Htl_Cordr_LitEx_Yr | Lighting | FRACTION | WntrDsn | 2014-01-01 | 2014-12-31 | Constant | 0 | [23 empty] | From eQ_Lib.dat in MASControl 2017
D_Htl_Cordr_LitEx_Yr | Lighting | FRACTION | Default¦Hol | 2014-01-01 | 2014-12-31 | Constant | 1 | [23 empty] | From eQ_Lib.dat in MASControl 2017
D_Htl_Cordr_LitLF_Yr | Lighting | FRACTION | SmrDsn | 2014-01-01 | 2014-12-31 | Constant | 1 | [23 empty] | From eQ_Lib.dat in MASControl 2017
D_Htl_Cordr_LitLF_Yr | Lighting | FRACTION | WntrDsn | 2014-01-01 | 2014-12-31 | Constant | 0 | [23 empty] | From eQ_Lib.dat in MASControl 2017
D_Htl_Cordr_LitLF_Yr | Lighting | FRACTION | Default¦Hol | 2014-01-01 | 2014-12-31 | Constant | 0.9 | [23 empty] | From eQ_Lib.dat in MASControl 2017
D_Htl_Cordr_LitSp_Yr | Lighting | FRACTION | SmrDsn | 2014-01-01 | 2014-12-31 | Constant | 1 | [23 empty] | From eQ_Lib.dat in MASControl 2017
D_Htl_Cordr_LitSp_Yr | Lighting | FRACTION | WntrDsn | 2014-01-01 | 2014-12-31 | Constant | 0 | [23 empty] | From eQ_Lib.dat in MASControl 2017
D_Htl_Cordr_LitSp_Yr | Lighting | FRACTION | Default¦Hol | 2014-01-01 | 2014-12-31 | Constant | 0.9 | [23 empty] | From eQ_Lib.dat in MASControl 2017
D_Htl_Cordr_Misc_Yr | Equipment | FRACTION | SmrDsn | 2014-01-01 | 2014-12-31 | Constant | 1 | [23 empty] | From eQ_Lib.dat in MASControl 2017
D_Htl_Cordr_Misc_Yr | Equipment | FRACTION | WntrDsn | 2014-01-01 | 2014-12-31 | Constant | 0 | [23 empty] | From eQ_Lib.dat in MASControl 2017
D_Htl_Cordr_Misc_Yr | Equipment | FRACTION | Default¦Hol | 2014-01-01 | 2014-12-31 | Hourly | 0.32 | 0.31 | 0.28 | 0.28 | 0.3 | 0.31 | 0.35 | 0.43 | 0.5 | 0.57 | 0.68 | 0.71 | 0.76 | 0.8 | 0.77 | 0.76 | 0.69 | 0.67 | 0.57 | 0.57 | 0.5 | 0.49 | 0.39 | 0.37 | From eQ_Lib.dat in MASControl 2017
D_Htl_Cordr_Occup_Yr | Occupancy | FRACTION | SmrDsn | 2014-01-01 | 2014-12-31 | Constant | 1 | [23 empty] | From eQ_Lib.dat in MASControl 2017
D_Htl_Cordr_Occup_Yr | Occupancy | FRACTION | WntrDsn | 2014-01-01 | 2014-12-31 | Constant | 0 | [23 empty] | From eQ_Lib.dat in MASControl 2017
D_Htl_Cordr_Occup_Yr | Occupancy | FRACTION | Default¦Hol | 2014-01-01 | 2014-12-31 | Hourly | 0.32 | 0.31 | 0.28 | 0.28 | 0.3 | 0.31 | 0.35 | 0.43 | 0.5 | 0.57 | 0.68 | 0.71 | 0.76 | 0.8 | 0.77 | 0.76 | 0.69 | 0.67 | 0.57 | 0.57 | 0.5 | 0.49 | 0.39 | 0.37 | From eQ_Lib.dat in MASControl 2017
D_Htl_Din_LitCFL_Yr | Lighting | FRACTION | Default¦Wkdy | 2014-01-01 | 2014-12-31 | Hourly | 0.25 | 0.25 | 0.25 | 0.25 | 0.25 | 0.25 | 0.25 | 0.2901 | 0.3789 | 0.4776 | 0.5763 | 0.5862 | 0.6257 | 0.675 | 0.6553 | 0.6257 | 0.5763 | 0.4875 | 0.3789 | 0.3395 | 0.2803 | 0.2704 | 0.25 | 0.25 | From eQ_Lib.dat in MASControl 2017
D_Htl_Din_LitCFL_Yr | Lighting | FRACTION | Wknd | 2014-01-01 | 2014-12-31 | Hourly | 0.25 | 0.25 | 0.25 | 0.25 | 0.25 | 0.25 | 0.25 | 0.25 | 0.25 | 0.25 | 0.2862 | 0.2913 | 0.3118 | 0.3375 | 0.3272 | 0.3118 | 0.2862 | 0.25 | 0.25 | 0.25 | 0.25 | 0.25 | 0.25 | 0.25 | From eQ_Lib.dat in MASControl 2017
D_Htl_Din_LitCFL_Yr | Lighting | FRACTION | WntrDsn | 2014-01-01 | 2014-12-31 | Constant | 0 | [23 empty] | From eQ_Lib.dat in MASControl 2017
D_Htl_Din_LitCFL_Yr | Lighting | FRACTION | SmrDsn | 2014-01-01 | 2014-12-31 | Constant | 1 | [23 empty] | From eQ_Lib.dat in MASControl 2017
D_Htl_Din_LitCFL_Yr | Lighting | FRACTION | Hol | 2014-01-01 | 2014-12-31 | Hourly | 0.25 | 0.25 | 0.25 | 0.25 | 0.25 | 0.25 | 0.25 | 0.25 | 0.25 | 0.25 | 0.2862 | 0.2913 | 0.3118 | 0.3375 | 0.3272 | 0.3118 | 0.2862 | 0.25 | 0.25 | 0.25 | 0.25 | 0.25 | 0.25 | 0.25 | From eQ_Lib.dat in MASControl 2017
D_Htl_Din_LitEx_Yr | Lighting | FRACTION | SmrDsn | 2014-01-01 | 2014-12-31 | Constant | 1 | [23 empty] | From eQ_Lib.dat in MASControl 2017
D_Htl_Din_LitEx_Yr | Lighting | FRACTION | WntrDsn | 2014-01-01 | 2014-12-31 | Constant | 0 | [23 empty] | From eQ_Lib.dat in MASControl 2017
D_Htl_Din_LitEx_Yr | Lighting | FRACTION | Default¦Hol | 2014-01-01 | 2014-12-31 | Constant | 1 | [23 empty] | From eQ_Lib.dat in MASControl 2017
D_Htl_Din_LitLF_Yr | Lighting | FRACTION | Default¦Wkdy | 2014-01-01 | 2014-12-31 | Hourly | 0.1763 | 0.1632 | 0.15 | 0.15 | 0.1632 | 0.1895 | 0.2816 | 0.3868 | 0.5053 | 0.6368 | 0.7684 | 0.7816 | 0.8342 | 0.9 | 0.8737 | 0.8342 | 0.7684 | 0.65 | 0.5053 | 0.4526 | 0.3737 | 0.3605 | 0.2553 | 0.2289 | From eQ_Lib.dat in MASControl 2017
D_Htl_Din_LitLF_Yr | Lighting | FRACTION | Wknd | 2014-01-01 | 2014-12-31 | Hourly | 0.0737 | 0.0668 | 0.06 | 0.06 | 0.0668 | 0.0805 | 0.1284 | 0.1832 | 0.2447 | 0.3132 | 0.3816 | 0.3884 | 0.4158 | 0.45 | 0.4363 | 0.4158 | 0.3816 | 0.32 | 0.2447 | 0.2174 | 0.1763 | 0.1695 | 0.1147 | 0.1011 | From eQ_Lib.dat in MASControl 2017
D_Htl_Din_LitLF_Yr | Lighting | FRACTION | WntrDsn | 2014-01-01 | 2014-12-31 | Constant | 0 | [23 empty] | From eQ_Lib.dat in MASControl 2017
D_Htl_Din_LitLF_Yr | Lighting | FRACTION | SmrDsn | 2014-01-01 | 2014-12-31 | Constant | 1 | [23 empty] | From eQ_Lib.dat in MASControl 2017
D_Htl_Din_LitLF_Yr | Lighting | FRACTION | Hol | 2014-01-01 | 2014-12-31 | Hourly | 0.0737 | 0.0668 | 0.06 | 0.06 | 0.0668 | 0.0805 | 0.1284 | 0.1832 | 0.2447 | 0.3132 | 0.3816 | 0.3884 | 0.4158 | 0.45 | 0.4363 | 0.4158 | 0.3816 | 0.32 | 0.2447 | 0.2174 | 0.1763 | 0.1695 | 0.1147 | 0.1011 | From eQ_Lib.dat in MASControl 2017
D_Htl_Din_LitSp_Yr | Lighting | FRACTION | Default¦Wkdy | 2014-01-01 | 2014-12-31 | Hourly | 0.1763 | 0.1632 | 0.15 | 0.15 | 0.1632 | 0.1895 | 0.2816 | 0.3868 | 0.5053 | 0.6368 | 0.7684 | 0.7816 | 0.8342 | 0.9 | 0.8737 | 0.8342 | 0.7684 | 0.65 | 0.5053 | 0.4526 | 0.3737 | 0.3605 | 0.2553 | 0.2289 | From eQ_Lib.dat in MASControl 2017
D_Htl_Din_LitSp_Yr | Lighting | FRACTION | Wknd | 2014-01-01 | 2014-12-31 | Hourly | 0.0737 | 0.0668 | 0.06 | 0.06 | 0.0668 | 0.0805 | 0.1284 | 0.1832 | 0.2447 | 0.3132 | 0.3816 | 0.3884 | 0.4158 | 0.45 | 0.4363 | 0.4158 | 0.3816 | 0.32 | 0.2447 | 0.2174 | 0.1763 | 0.1695 | 0.1147 | 0.1011 | From eQ_Lib.dat in MASControl 2017
D_Htl_Din_LitSp_Yr | Lighting | FRACTION | WntrDsn | 2014-01-01 | 2014-12-31 | Constant | 0 | [23 empty] | From eQ_Lib.dat in MASControl 2017
D_Htl_Din_LitSp_Yr | Lighting | FRACTION | SmrDsn | 2014-01-01 | 2014-12-31 | Constant | 1 | [23 empty] | From eQ_Lib.dat in MASControl 2017
D_Htl_Din_LitSp_Yr | Lighting | FRACTION | Hol | 2014-01-01 | 2014-12-31 | Hourly | 0.0737 | 0.0668 | 0.06 | 0.06 | 0.0668 | 0.0805 | 0.1284 | 0.1832 | 0.2447 | 0.3132 | 0.3816 | 0.3884 | 0.4158 | 0.45 | 0.4363 | 0.4158 | 0.3816 | 0.32 | 0.2447 | 0.2174 | 0.1763 | 0.1695 | 0.1147 | 0.1011 | From eQ_Lib.dat in MASControl 2017
D_Htl_Din_Misc_Yr | Equipment | FRACTION | SmrDsn | 2014-01-01 | 2014-12-31 | Constant | 1 | [23 empty] | From eQ_Lib.dat in MASControl 2017
D_Htl_Din_Misc_Yr | Equipment | FRACTION | WntrDsn | 2014-01-01 | 2014-12-31 | Constant | 0 | [23 empty] | From eQ_Lib.dat in MASControl 2017
D_Htl_Din_Misc_Yr | Equipment | FRACTION | Default¦Hol | 2014-01-01 | 2014-12-31 | Hourly | 0.25 | 0.24 | 0.23 | 0.23 | 0.24 | 0.26 | 0.33 | 0.41 | 0.5 | 0.6 | 0.7 | 0.71 | 0.75 | 0.8 | 0.78 | 0.75 | 0.7 | 0.61 | 0.5 | 0.46 | 0.4 | 0.39 | 0.31 | 0.29 | From eQ_Lib.dat in MASControl 2017
D_Htl_Din_Occup_Yr | Occupancy | FRACTION | SmrDsn | 2014-01-01 | 2014-12-31 | Constant | 1 | [23 empty] | From eQ_Lib.dat in MASControl 2017
D_Htl_Din_Occup_Yr | Occupancy | FRACTION | WntrDsn | 2014-01-01 | 2014-12-31 | Constant | 0 | [23 empty] | From eQ_Lib.dat in MASControl 2017
D_Htl_Din_Occup_Yr | Occupancy | FRACTION | Default¦Hol | 2014-01-01 | 2014-12-31 | Hourly | 0.25 | 0.24 | 0.23 | 0.23 | 0.24 | 0.26 | 0.33 | 0.41 | 0.5 | 0.6 | 0.7 | 0.71 | 0.75 | 0.8 | 0.78 | 0.75 | 0.7 | 0.61 | 0.5 | 0.46 | 0.4 | 0.39 | 0.31 | 0.29 | From eQ_Lib.dat in MASControl 2017
D_Htl_FacMnt_LitCFL_Yr | Lighting | FRACTION | SmrDsn | 2014-01-01 | 2014-12-31 | Constant | 1 | [23 empty] | From eQ_Lib.dat in MASControl 2017
D_Htl_FacMnt_LitCFL_Yr | Lighting | FRACTION | WntrDsn | 2014-01-01 | 2014-12-31 | Constant | 0 | [23 empty] | From eQ_Lib.dat in MASControl 2017
D_Htl_FacMnt_LitCFL_Yr | Lighting | FRACTION | Default¦Hol | 2014-01-01 | 2014-12-31 | Hourly | 0.25 | 0.25 | 0.25 | 0.25 | 0.25 | 0.25 | 0.3975 | 0.5475 | 0.6 | 0.6225 | 0.6225 | 0.6225 | 0.6225 | 0.6225 | 0.6225 | 0.6 | 0.5475 | 0.3975 | 0.25 | 0.25 | 0.25 | 0.25 | 0.25 | 0.25 | From eQ_Lib.dat in MASControl 2017
D_Htl_FacMnt_LitEx_Yr | Lighting | FRACTION | SmrDsn | 2014-01-01 | 2014-12-31 | Constant | 1 | [23 empty] | From eQ_Lib.dat in MASControl 2017
D_Htl_FacMnt_LitEx_Yr | Lighting | FRACTION | WntrDsn | 2014-01-01 | 2014-12-31 | Constant | 0 | [23 empty] | From eQ_Lib.dat in MASControl 2017
D_Htl_FacMnt_LitEx_Yr | Lighting | FRACTION | Default¦Hol | 2014-01-01 | 2014-12-31 | Constant | 1 | [23 empty] | From eQ_Lib.dat in MASControl 2017
D_Htl_FacMnt_LitLF_Yr | Lighting | FRACTION | SmrDsn | 2014-01-01 | 2014-12-31 | Constant | 1 | [23 empty] | From eQ_Lib.dat in MASControl 2017
D_Htl_FacMnt_LitLF_Yr | Lighting | FRACTION | WntrDsn | 2014-01-01 | 2014-12-31 | Constant | 0 | [23 empty] | From eQ_Lib.dat in MASControl 2017
D_Htl_FacMnt_LitLF_Yr | Lighting | FRACTION | Default¦Hol | 2014-01-01 | 2014-12-31 | Hourly | 0.15 | 0.15 | 0.15 | 0.15 | 0.21 | 0.33 | 0.53 | 0.73 | 0.8 | 0.83 | 0.83 | 0.83 | 0.83 | 0.83 | 0.83 | 0.8 | 0.73 | 0.53 | 0.33 | 0.21 | 0.15 | 0.15 | 0.15 | 0.15 | From eQ_Lib.dat in MASControl 2017
D_Htl_FacMnt_LitSp_Yr | Lighting | FRACTION | SmrDsn | 2014-01-01 | 2014-12-31 | Constant | 1 | [23 empty] | From eQ_Lib.dat in MASControl 2017
D_Htl_FacMnt_LitSp_Yr | Lighting | FRACTION | WntrDsn | 2014-01-01 | 2014-12-31 | Constant | 0 | [23 empty] | From eQ_Lib.dat in MASControl 2017
D_Htl_FacMnt_LitSp_Yr | Lighting | FRACTION | Default¦Hol | 2014-01-01 | 2014-12-31 | Hourly | 0.15 | 0.15 | 0.15 | 0.15 | 0.21 | 0.33 | 0.53 | 0.73 | 0.8 | 0.83 | 0.83 | 0.83 | 0.83 | 0.83 | 0.83 | 0.8 | 0.73 | 0.53 | 0.33 | 0.21 | 0.15 | 0.15 | 0.15 | 0.15 | From eQ_Lib.dat in MASControl 2017
D_Htl_FacMnt_Misc_Yr | Equipment | FRACTION | SmrDsn | 2014-01-01 | 2014-12-31 | Constant | 1 | [23 empty] | From eQ_Lib.dat in MASControl 2017
D_Htl_FacMnt_Misc_Yr | Equipment | FRACTION | WntrDsn | 2014-01-01 | 2014-12-31 | Constant | 0 | [23 empty] | From eQ_Lib.dat in MASControl 2017
D_Htl_FacMnt_Misc_Yr | Equipment | FRACTION | Default¦Hol | 2014-01-01 | 2014-12-31 | Hourly | 0.32 | 0.31 | 0.28 | 0.28 | 0.3 | 0.31 | 0.35 | 0.43 | 0.5 | 0.57 | 0.68 | 0.71 | 0.76 | 0.8 | 0.77 | 0.76 | 0.69 | 0.67 | 0.57 | 0.57 | 0.5 | 0.49 | 0.39 | 0.37 | From eQ_Lib.dat in MASControl 2017
D_Htl_FacMnt_Occup_Yr | Occupancy | FRACTION | SmrDsn | 2014-01-01 | 2014-12-31 | Constant | 1 | [23 empty] | From eQ_Lib.dat in MASControl 2017
D_Htl_FacMnt_Occup_Yr | Occupancy | FRACTION | WntrDsn | 2014-01-01 | 2014-12-31 | Constant | 0 | [23 empty] | From eQ_Lib.dat in MASControl 2017
D_Htl_FacMnt_Occup_Yr | Occupancy | FRACTION | Default¦Hol | 2014-01-01 | 2014-12-31 | Hourly | 0.32 | 0.31 | 0.28 | 0.28 | 0.3 | 0.31 | 0.35 | 0.43 | 0.5 | 0.57 | 0.68 | 0.71 | 0.76 | 0.8 | 0.77 | 0.76 | 0.69 | 0.67 | 0.57 | 0.57 | 0.5 | 0.49 | 0.39 | 0.37 | From eQ_Lib.dat in MASControl 2017
D_Htl_Grm_C_Inf_Yr | Infiltration | MULTIPLIER | Default¦SmrDsn¦WntrDsn¦Hol | 2014-01-01 | 2014-12-31 | Constant | 0.5 | [23 empty] | From eQ_Lib.dat in MASControl 2017
D_Htl_Grm_CTemp_Yr | Thermostat Setpoint | C | Default¦SmrDsn¦WntrDsn¦Hol | 2014-01-01 | 2014-12-31 | Constant | 24.4 | [23 empty] | From eQ_Lib.dat in MASControl 2017
D_Htl_Grm_DHW_DHW_Yr | Service Water Heating | FRACTION | Default¦Wkdy | 2014-01-01 | 2014-12-31 | Hourly | 0.3 | 0.2 | 0.1 | 0.1 | 0.2 | 0.4 | 0.6 | 0.9 | 0.7 | 0.5 | 0.5 | 0.4 | 0.5 | 0.4 | 0.3 | 0.3 | 0.3 | 0.3 | 0.5 | 0.7 | 0.7 | 0.7 | 0.7 | 0.5 | From eQ_Lib.dat in MASControl 2017
D_Htl_Grm_DHW_DHW_Yr | Service Water Heating | FRACTION | Sat | 2014-01-01 | 2014-12-31 | Hourly | 0.3 | 0.2 | 0.1 | 0.1 | 0.2 | 0.4 | 0.5 | 0.8 | 0.6 | 0.5 | 0.5 | 0.5 | 0.5 | 0.5 | 0.4 | 0.3 | 0.3 | 0.3 | 0.5 | 0.7 | 0.7 | 0.7 | 0.7 | 0.5 | From eQ_Lib.dat in MASControl 2017
D_Htl_Grm_DHW_DHW_Yr | Service Water Heating | FRACTION | Sun | 2014-01-01 | 2014-12-31 | Hourly | 0.3 | 0.2 | 0.1 | 0.1 | 0.2 | 0.4 | 0.4 | 0.6 | 0.9 | 0.7 | 0.5 | 0.5 | 0.5 | 0.4 | 0.3 | 0.3 | 0.3 | 0.3 | 0.4 | 0.6 | 0.6 | 0.6 | 0.6 | 0.5 | From eQ_Lib.dat in MASControl 2017
D_Htl_Grm_DHW_DHW_Yr | Service Water Heating | FRACTION | WntrDsn | 2014-01-01 | 2014-12-31 | Hourly | 0.3 | 0.2 | 0.1 | 0.1 | 0.2 | 0.4 | 0.6 | 0.9 | 0.7 | 0.5 | 0.5 | 0.4 | 0.5 | 0.4 | 0.3 | 0.3 | 0.3 | 0.3 | 0.5 | 0.7 | 0.7 | 0.7 | 0.7 | 0.5 | From eQ_Lib.dat in MASControl 2017
D_Htl_Grm_DHW_DHW_Yr | Service Water Heating | FRACTION | SmrDsn | 2014-01-01 | 2014-12-31 | Hourly | 0.3 | 0.2 | 0.1 | 0.1 | 0.2 | 0.4 | 0.6 | 0.9 | 0.7 | 0.5 | 0.5 | 0.4 | 0.5 | 0.4 | 0.3 | 0.3 | 0.3 | 0.3 | 0.5 | 0.7 | 0.7 | 0.7 | 0.7 | 0.5 | From eQ_Lib.dat in MASControl 2017
D_Htl_Grm_DHW_DHW_Yr | Service Water Heating | FRACTION | Hol | 2014-01-01 | 2014-12-31 | Hourly | 0.3 | 0.2 | 0.1 | 0.1 | 0.2 | 0.4 | 0.4 | 0.6 | 0.9 | 0.7 | 0.5 | 0.5 | 0.5 | 0.4 | 0.3 | 0.3 | 0.3 | 0.3 | 0.4 | 0.6 | 0.6 | 0.6 | 0.6 | 0.5 | From eQ_Lib.dat in MASControl 2017
D_Htl_Grm_Fan_Yr | Fan | ON/OFF/FLAG | Default¦SmrDsn¦WntrDsn¦Hol | 2014-01-01 | 2014-12-31 | Constant | 1 | [23 empty] | From eQ_Lib.dat in MASControl 2017
D_Htl_Grm_HTemp_Yr | Thermostat Setpoint | C | Default¦SmrDsn¦WntrDsn¦Hol | 2014-01-01 | 2014-12-31 | Constant | 21.1 | [23 empty] | From eQ_Lib.dat in MASControl 2017
D_Htl_Grm_MinOA_Yr | OutdoorAir | FRAC/DESIGN | Default¦SmrDsn¦WntrDsn¦Hol | 2014-01-01 | 2014-12-31 | Constant | -999 | [23 empty] | From eQ_Lib.dat in MASControl 2017
D_Htl_Grm_P_Inf_Yr | Infiltration | MULTIPLIER | Default¦SmrDsn¦WntrDsn¦Hol | 2014-01-01 | 2014-12-31 | Constant | 0.5 | [23 empty] | From eQ_Lib.dat in MASControl 2017
D_Htl_GRmCi_LitCFL_Yr | Lighting | FRACTION | SmrDsn | 2014-01-01 | 2014-12-31 | Constant | 1 | [23 empty] | From eQ_Lib.dat in MASControl 2017
D_Htl_GRmCi_LitCFL_Yr | Lighting | FRACTION | WntrDsn | 2014-01-01 | 2014-12-31 | Constant | 0 | [23 empty] | From eQ_Lib.dat in MASControl 2017
D_Htl_GRmCi_LitCFL_Yr | Lighting | FRACTION | Default¦Hol | 2014-01-01 | 2014-12-31 | Constant | 0.7 | [23 empty] | From eQ_Lib.dat in MASControl 2017
D_Htl_GRmCi_LitEx_Yr | Lighting | FRACTION | SmrDsn | 2014-01-01 | 2014-12-31 | Constant | 1 | [23 empty] | From eQ_Lib.dat in MASControl 2017
D_Htl_GRmCi_LitEx_Yr | Lighting | FRACTION | WntrDsn | 2014-01-01 | 2014-12-31 | Constant | 0 | [23 empty] | From eQ_Lib.dat in MASControl 2017
D_Htl_GRmCi_LitEx_Yr | Lighting | FRACTION | Default¦Hol | 2014-01-01 | 2014-12-31 | Constant | 1 | [23 empty] | From eQ_Lib.dat in MASControl 2017
D_Htl_GRmCi_LitLF_Yr | Lighting | FRACTION | SmrDsn | 2014-01-01 | 2014-12-31 | Constant | 1 | [23 empty] | From eQ_Lib.dat in MASControl 2017
D_Htl_GRmCi_LitLF_Yr | Lighting | FRACTION | WntrDsn | 2014-01-01 | 2014-12-31 | Constant | 0 | [23 empty] | From eQ_Lib.dat in MASControl 2017
D_Htl_GRmCi_LitLF_Yr | Lighting | FRACTION | Default¦Hol | 2014-01-01 | 2014-12-31 | Constant | 0.9 | [23 empty] | From eQ_Lib.dat in MASControl 2017
D_Htl_GRmCi_LitSp_Yr | Lighting | FRACTION | SmrDsn | 2014-01-01 | 2014-12-31 | Constant | 1 | [23 empty] | From eQ_Lib.dat in MASControl 2017
D_Htl_GRmCi_LitSp_Yr | Lighting | FRACTION | WntrDsn | 2014-01-01 | 2014-12-31 | Constant | 0 | [23 empty] | From eQ_Lib.dat in MASControl 2017
D_Htl_GRmCi_LitSp_Yr | Lighting | FRACTION | Default¦Hol | 2014-01-01 | 2014-12-31 | Constant | 0.9 | [23 empty] | From eQ_Lib.dat in MASControl 2017
D_Htl_GRmCi_Misc_Yr | Equipment | FRACTION | SmrDsn | 2014-01-01 | 2014-12-31 | Constant | 1 | [23 empty] | From eQ_Lib.dat in MASControl 2017
D_Htl_GRmCi_Misc_Yr | Equipment | FRACTION | WntrDsn | 2014-01-01 | 2014-12-31 | Constant | 0 | [23 empty] | From eQ_Lib.dat in MASControl 2017
D_Htl_GRmCi_Misc_Yr | Equipment | FRACTION | Default¦Hol | 2014-01-01 | 2014-12-31 | Hourly | 0.6 | 0.6 | 0.6 | 0.6 | 0.6 | 0.6 | 0.4 | 0.3 | 0.2 | 0.35 | 0.6 | 0.6 | 0.6 | 0.6 | 0.6 | 0.6 | 0.6 | 0.6 | 0.55 | 0.55 | 0.4 | 0.3 | 0.2 | 0.3 | From eQ_Lib.dat in MASControl 2017
D_Htl_GRmCi_Occup_Yr | Occupancy | FRACTION | SmrDsn | 2014-01-01 | 2014-12-31 | Constant | 1 | [23 empty] | From eQ_Lib.dat in MASControl 2017
D_Htl_GRmCi_Occup_Yr | Occupancy | FRACTION | WntrDsn | 2014-01-01 | 2014-12-31 | Constant | 0 | [23 empty] | From eQ_Lib.dat in MASControl 2017
D_Htl_GRmCi_Occup_Yr | Occupancy | FRACTION | Default¦Hol | 2014-01-01 | 2014-12-31 | Hourly | 0.32 | 0.31 | 0.28 | 0.28 | 0.3 | 0.31 | 0.35 | 0.43 | 0.5 | 0.57 | 0.68 | 0.71 | 0.76 | 0.8 | 0.77 | 0.76 | 0.69 | 0.67 | 0.57 | 0.57 | 0.5 | 0.49 | 0.39 | 0.37 | From eQ_Lib.dat in MASControl 2017
D_Htl_GRmO_LitCFL_Yr | Lighting | FRACTION | SmrDsn | 2014-01-01 | 2014-12-31 | Constant | 1 | [23 empty] | From eQ_Lib.dat in MASControl 2017
D_Htl_GRmO_LitCFL_Yr | Lighting | FRACTION | WntrDsn | 2014-01-01 | 2014-12-31 | Constant | 0 | [23 empty] | From eQ_Lib.dat in MASControl 2017
D_Htl_GRmO_LitCFL_Yr | Lighting | FRACTION | Default¦Hol | 2014-01-01 | 2014-12-31 | Hourly | 0.0952 | 0.0694 | 0.0562 | 0.0487 | 0.0468 | 0.0669 | 0.0899 | 0.1124 | 0.1451 | 0.1492 | 0.1552 | 0.1341 | 0.123 | 0.1213 | 0.111 | 0.0972 | 0.1185 | 0.1415 | 0.1754 | 0.1889 | 0.1938 | 0.1912 | 0.1687 | 0.1177 | From eQ_Lib.dat in MASControl 2017
D_Htl_GRmO_LitEx_Yr | Lighting | FRACTION | SmrDsn | 2014-01-01 | 2014-12-31 | Constant | 1 | [23 empty] | From eQ_Lib.dat in MASControl 2017
D_Htl_GRmO_LitEx_Yr | Lighting | FRACTION | WntrDsn | 2014-01-01 | 2014-12-31 | Constant | 0 | [23 empty] | From eQ_Lib.dat in MASControl 2017
D_Htl_GRmO_LitEx_Yr | Lighting | FRACTION | Default¦Hol | 2014-01-01 | 2014-12-31 | Constant | 1 | [23 empty] | From eQ_Lib.dat in MASControl 2017
D_Htl_GRmO_LitLF_Yr | Lighting | FRACTION | SmrDsn | 2014-01-01 | 2014-12-31 | Constant | 1 | [23 empty] | From eQ_Lib.dat in MASControl 2017
D_Htl_GRmO_LitLF_Yr | Lighting | FRACTION | WntrDsn | 2014-01-01 | 2014-12-31 | Constant | 0 | [23 empty] | From eQ_Lib.dat in MASControl 2017
D_Htl_GRmO_LitLF_Yr | Lighting | FRACTION | Default¦Hol | 2014-01-01 | 2014-12-31 | Hourly | 0.0952 | 0.0694 | 0.0562 | 0.0487 | 0.0468 | 0.0669 | 0.0899 | 0.1124 | 0.1451 | 0.1492 | 0.1552 | 0.1341 | 0.123 | 0.1213 | 0.111 | 0.0972 | 0.1185 | 0.1415 | 0.1754 | 0.1889 | 0.1938 | 0.1912 | 0.1687 | 0.1177 | From eQ_Lib.dat in MASControl 2017
D_Htl_GRmO_LitSp_Yr | Lighting | FRACTION | SmrDsn | 2014-01-01 | 2014-12-31 | Constant | 1 | [23 empty] | From eQ_Lib.dat in MASControl 2017
D_Htl_GRmO_LitSp_Yr | Lighting | FRACTION | WntrDsn | 2014-01-01 | 2014-12-31 | Constant | 0 | [23 empty] | From eQ_Lib.dat in MASControl 2017
D_Htl_GRmO_LitSp_Yr | Lighting | FRACTION | Default¦Hol | 2014-01-01 | 2014-12-31 | Hourly | 0.0952 | 0.0694 | 0.0562 | 0.0487 | 0.0468 | 0.0669 | 0.0899 | 0.1124 | 0.1451 | 0.1492 | 0.1552 | 0.1341 | 0.123 | 0.1213 | 0.111 | 0.0972 | 0.1185 | 0.1415 | 0.1754 | 0.1889 | 0.1938 | 0.1912 | 0.1687 | 0.1177 | From eQ_Lib.dat in MASControl 2017
D_Htl_GRmO_Misc_Yr | Equipment | FRACTION | SmrDsn | 2014-01-01 | 2014-12-31 | Constant | 1 | [23 empty] | From eQ_Lib.dat in MASControl 2017
D_Htl_GRmO_Misc_Yr | Equipment | FRACTION | WntrDsn | 2014-01-01 | 2014-12-31 | Constant | 0 | [23 empty] | From eQ_Lib.dat in MASControl 2017
D_Htl_GRmO_Misc_Yr | Equipment | FRACTION | Default¦Hol | 2014-01-01 | 2014-12-31 | Hourly | 0.2 | 0.2 | 0.2 | 0.2 | 0.2 | 0.2 | 0.6 | 0.6 | 0.6 | 0.6 | 0.6 | 0.6 | 0.5 | 0.5 | 0.5 | 0.5 | 0.5 | 0.5 | 0.8 | 0.8 | 0.8 | 0.8 | 0.8 | 0.8 | From eQ_Lib.dat in MASControl 2017
D_Htl_GRmO_Occup_Yr | Occupancy | FRACTION | SmrDsn | 2014-01-01 | 2014-12-31 | Constant | 1 | [23 empty] | From eQ_Lib.dat in MASControl 2017
D_Htl_GRmO_Occup_Yr | Occupancy | FRACTION | WntrDsn | 2014-01-01 | 2014-12-31 | Constant | 0 | [23 empty] | From eQ_Lib.dat in MASControl 2017
D_Htl_GRmO_Occup_Yr | Occupancy | FRACTION | Default¦Hol | 2014-01-01 | 2014-12-31 | Hourly | 1 | 1 | 1 | 1 | 1 | 1 | 0.9 | 0.7 | 0.2 | 0.1 | 0.1 | 0.1 | 0.1 | 0.1 | 0.1 | 0.1 | 0.1 | 0.2 | 0.2 | 0.5 | 0.5 | 0.8 | 0.9 | 1 | From eQ_Lib.dat in MASControl 2017
D_Htl_GRmU_LitCFL_Yr | Lighting | FRACTION | SmrDsn | 2014-01-01 | 2014-12-31 | Constant | 1 | [23 empty] | From eQ_Lib.dat in MASControl 2017
D_Htl_GRmU_LitCFL_Yr | Lighting | FRACTION | WntrDsn | 2014-01-01 | 2014-12-31 | Constant | 0 | [23 empty] | From eQ_Lib.dat in MASControl 2017
D_Htl_GRmU_LitCFL_Yr | Lighting | FRACTION | Default¦Hol | 2014-01-01 | 2014-12-31 | Constant | 0 | [23 empty] | From eQ_Lib.dat in MASControl 2017
D_Htl_GRmU_LitEx_Yr | Lighting | FRACTION | SmrDsn | 2014-01-01 | 2014-12-31 | Constant | 1 | [23 empty] | From eQ_Lib.dat in MASControl 2017
D_Htl_GRmU_LitEx_Yr | Lighting | FRACTION | WntrDsn | 2014-01-01 | 2014-12-31 | Constant | 0 | [23 empty] | From eQ_Lib.dat in MASControl 2017
D_Htl_GRmU_LitEx_Yr | Lighting | FRACTION | Default¦Hol | 2014-01-01 | 2014-12-31 | Constant | 1 | [23 empty] | From eQ_Lib.dat in MASControl 2017
D_Htl_GRmU_LitLF_Yr | Lighting | FRACTION | SmrDsn | 2014-01-01 | 2014-12-31 | Constant | 1 | [23 empty] | From eQ_Lib.dat in MASControl 2017
D_Htl_GRmU_LitLF_Yr | Lighting | FRACTION | WntrDsn | 2014-01-01 | 2014-12-31 | Constant | 0 | [23 empty] | From eQ_Lib.dat in MASControl 2017
D_Htl_GRmU_LitLF_Yr | Lighting | FRACTION | Default¦Hol | 2014-01-01 | 2014-12-31 | Constant | 0 | [23 empty] | From eQ_Lib.dat in MASControl 2017
D_Htl_GRmU_LitSp_Yr | Lighting | FRACTION | SmrDsn | 2014-01-01 | 2014-12-31 | Constant | 1 | [23 empty] | From eQ_Lib.dat in MASControl 2017
D_Htl_GRmU_LitSp_Yr | Lighting | FRACTION | WntrDsn | 2014-01-01 | 2014-12-31 | Constant | 0 | [23 empty] | From eQ_Lib.dat in MASControl 2017
D_Htl_GRmU_LitSp_Yr | Lighting | FRACTION | Default¦Hol | 2014-01-01 | 2014-12-31 | Constant | 0 | [23 empty] | From eQ_Lib.dat in MASControl 2017
D_Htl_GRmU_Misc_Yr | Equipment | FRACTION | SmrDsn | 2014-01-01 | 2014-12-31 | Constant | 1 | [23 empty] | From eQ_Lib.dat in MASControl 2017
D_Htl_GRmU_Misc_Yr | Equipment | FRACTION | WntrDsn | 2014-01-01 | 2014-12-31 | Constant | 0 | [23 empty] | From eQ_Lib.dat in MASControl 2017
D_Htl_GRmU_Misc_Yr | Equipment | FRACTION | Default¦Hol | 2014-01-01 | 2014-12-31 | Constant | 0.1 | [23 empty] | From eQ_Lib.dat in MASControl 2017
D_Htl_GRmU_Occup_Yr | Occupancy | FRACTION | SmrDsn | 2014-01-01 | 2014-12-31 | Constant | 1 | [23 empty] | From eQ_Lib.dat in MASControl 2017
D_Htl_GRmU_Occup_Yr | Occupancy | FRACTION | WntrDsn | 2014-01-01 | 2014-12-31 | Constant | 0 | [23 empty] | From eQ_Lib.dat in MASControl 2017
D_Htl_GRmU_Occup_Yr | Occupancy | FRACTION | Default¦Hol | 2014-01-01 | 2014-12-31 | Constant | 0 | [23 empty] | From eQ_Lib.dat in MASControl 2017
D_Htl_Ktchn_Cook_Yr | Cooking | FRACTION | SmrDsn | 2014-01-01 | 2014-12-31 | Constant | 1 | [23 empty] | From eQ_Lib.dat in MASControl 2017
D_Htl_Ktchn_Cook_Yr | Cooking | FRACTION | WntrDsn | 2014-01-01 | 2014-12-31 | Constant | 0 | [23 empty] | From eQ_Lib.dat in MASControl 2017
D_Htl_Ktchn_Cook_Yr | Cooking | FRACTION | Default¦Hol | 2014-01-01 | 2014-12-31 | Hourly | 0.25 | 0.24 | 0.23 | 0.23 | 0.24 | 0.26 | 0.33 | 0.41 | 0.5 | 0.6 | 0.7 | 0.71 | 0.75 | 0.8 | 0.78 | 0.75 | 0.7 | 0.61 | 0.5 | 0.46 | 0.4 | 0.39 | 0.31 | 0.29 | From eQ_Lib.dat in MASControl 2017
D_Htl_Ktchn_LitCFL_Yr | Lighting | FRACTION | Default¦Wkdy | 2014-01-01 | 2014-12-31 | Hourly | 0.25 | 0.25 | 0.25 | 0.25 | 0.25 | 0.25 | 0.2534 | 0.3482 | 0.4547 | 0.5732 | 0.66 | 0.66 | 0.66 | 0.66 | 0.66 | 0.66 | 0.66 | 0.585 | 0.4547 | 0.4074 | 0.3363 | 0.3245 | 0.25 | 0.25 | From eQ_Lib.dat in MASControl 2017
D_Htl_Ktchn_LitCFL_Yr | Lighting | FRACTION | Wknd | 2014-01-01 | 2014-12-31 | Hourly | 0.25 | 0.25 | 0.25 | 0.25 | 0.25 | 0.25 | 0.25 | 0.2959 | 0.3865 | 0.4872 | 0.561 | 0.561 | 0.561 | 0.561 | 0.561 | 0.561 | 0.561 | 0.4973 | 0.3865 | 0.3463 | 0.2859 | 0.2758 | 0.25 | 0.25 | From eQ_Lib.dat in MASControl 2017
D_Htl_Ktchn_LitCFL_Yr | Lighting | FRACTION | WntrDsn | 2014-01-01 | 2014-12-31 | Constant | 0 | [23 empty] | From eQ_Lib.dat in MASControl 2017
D_Htl_Ktchn_LitCFL_Yr | Lighting | FRACTION | SmrDsn | 2014-01-01 | 2014-12-31 | Constant | 1 | [23 empty] | From eQ_Lib.dat in MASControl 2017
D_Htl_Ktchn_LitCFL_Yr | Lighting | FRACTION | Hol | 2014-01-01 | 2014-12-31 | Hourly | 0.25 | 0.25 | 0.25 | 0.25 | 0.25 | 0.25 | 0.25 | 0.2959 | 0.3865 | 0.4872 | 0.561 | 0.561 | 0.561 | 0.561 | 0.561 | 0.561 | 0.561 | 0.4973 | 0.3865 | 0.3463 | 0.2859 | 0.2758 | 0.25 | 0.25 | From eQ_Lib.dat in MASControl 2017
D_Htl_Ktchn_LitEx_Yr | Lighting | FRACTION | SmrDsn | 2014-01-01 | 2014-12-31 | Constant | 1 | [23 empty] | From eQ_Lib.dat in MASControl 2017
D_Htl_Ktchn_LitEx_Yr | Lighting | FRACTION | WntrDsn | 2014-01-01 | 2014-12-31 | Constant | 0 | [23 empty] | From eQ_Lib.dat in MASControl 2017
D_Htl_Ktchn_LitEx_Yr | Lighting | FRACTION | Default¦Hol | 2014-01-01 | 2014-12-31 | Constant | 1 | [23 empty] | From eQ_Lib.dat in MASControl 2017
D_Htl_Ktchn_LitLF_Yr | Lighting | FRACTION | Default¦Wkdy | 2014-01-01 | 2014-12-31 | Hourly | 0.2 | 0.2 | 0.2 | 0.2 | 0.2 | 0.2274 | 0.3379 | 0.4642 | 0.6063 | 0.7642 | 0.88 | 0.88 | 0.88 | 0.88 | 0.88 | 0.88 | 0.88 | 0.78 | 0.6063 | 0.5432 | 0.4484 | 0.4326 | 0.3063 | 0.2747 | From eQ_Lib.dat in MASControl 2017
D_Htl_Ktchn_LitLF_Yr | Lighting | FRACTION | Wknd | 2014-01-01 | 2014-12-31 | Hourly | 0.2 | 0.2 | 0.2 | 0.2 | 0.2 | 0.2 | 0.2872 | 0.3946 | 0.5154 | 0.6496 | 0.748 | 0.748 | 0.748 | 0.748 | 0.748 | 0.748 | 0.748 | 0.663 | 0.5154 | 0.4617 | 0.3812 | 0.3677 | 0.2604 | 0.2335 | From eQ_Lib.dat in MASControl 2017
D_Htl_Ktchn_LitLF_Yr | Lighting | FRACTION | WntrDsn | 2014-01-01 | 2014-12-31 | Constant | 0 | [23 empty] | From eQ_Lib.dat in MASControl 2017
D_Htl_Ktchn_LitLF_Yr | Lighting | FRACTION | SmrDsn | 2014-01-01 | 2014-12-31 | Constant | 1 | [23 empty] | From eQ_Lib.dat in MASControl 2017
D_Htl_Ktchn_LitLF_Yr | Lighting | FRACTION | Hol | 2014-01-01 | 2014-12-31 | Hourly | 0.2 | 0.2 | 0.2 | 0.2 | 0.2 | 0.2 | 0.2872 | 0.3946 | 0.5154 | 0.6496 | 0.748 | 0.748 | 0.748 | 0.748 | 0.748 | 0.748 | 0.748 | 0.663 | 0.5154 | 0.4617 | 0.3812 | 0.3677 | 0.2604 | 0.2335 | From eQ_Lib.dat in MASControl 2017
D_Htl_Ktchn_LitSp_Yr | Lighting | FRACTION | Default¦Wkdy | 2014-01-01 | 2014-12-31 | Hourly | 0.2 | 0.2 | 0.2 | 0.2 | 0.2 | 0.2274 | 0.3379 | 0.4642 | 0.6063 | 0.7642 | 0.88 | 0.88 | 0.88 | 0.88 | 0.88 | 0.88 | 0.88 | 0.78 | 0.6063 | 0.5432 | 0.4484 | 0.4326 | 0.3063 | 0.2747 | From eQ_Lib.dat in MASControl 2017
D_Htl_Ktchn_LitSp_Yr | Lighting | FRACTION | Wknd | 2014-01-01 | 2014-12-31 | Hourly | 0.2 | 0.2 | 0.2 | 0.2 | 0.2 | 0.2 | 0.2872 | 0.3946 | 0.5154 | 0.6496 | 0.748 | 0.748 | 0.748 | 0.748 | 0.748 | 0.748 | 0.748 | 0.663 | 0.5154 | 0.4617 | 0.3812 | 0.3677 | 0.2604 | 0.2335 | From eQ_Lib.dat in MASControl 2017
D_Htl_Ktchn_LitSp_Yr | Lighting | FRACTION | WntrDsn | 2014-01-01 | 2014-12-31 | Constant | 0 | [23 empty] | From eQ_Lib.dat in MASControl 2017
D_Htl_Ktchn_LitSp_Yr | Lighting | FRACTION | SmrDsn | 2014-01-01 | 2014-12-31 | Constant | 1 | [23 empty] | From eQ_Lib.dat in MASControl 2017
D_Htl_Ktchn_LitSp_Yr | Lighting | FRACTION | Hol | 2014-01-01 | 2014-12-31 | Hourly | 0.2 | 0.2 | 0.2 | 0.2 | 0.2 | 0.2 | 0.2872 | 0.3946 | 0.5154 | 0.6496 | 0.748 | 0.748 | 0.748 | 0.748 | 0.748 | 0.748 | 0.748 | 0.663 | 0.5154 | 0.4617 | 0.3812 | 0.3677 | 0.2604 | 0.2335 | From eQ_Lib.dat in MASControl 2017
D_Htl_Ktchn_Misc_Yr | Equipment | FRACTION | SmrDsn | 2014-01-01 | 2014-12-31 | Constant | 1 | [23 empty] | From eQ_Lib.dat in MASControl 2017
D_Htl_Ktchn_Misc_Yr | Equipment | FRACTION | WntrDsn | 2014-01-01 | 2014-12-31 | Constant | 0 | [23 empty] | From eQ_Lib.dat in MASControl 2017
D_Htl_Ktchn_Misc_Yr | Equipment | FRACTION | Default¦Hol | 2014-01-01 | 2014-12-31 | Hourly | 0.25 | 0.24 | 0.23 | 0.23 | 0.24 | 0.26 | 0.33 | 0.41 | 0.5 | 0.6 | 0.7 | 0.71 | 0.75 | 0.8 | 0.78 | 0.75 | 0.7 | 0.61 | 0.5 | 0.46 | 0.4 | 0.39 | 0.31 | 0.29 | From eQ_Lib.dat in MASControl 2017
D_Htl_Ktchn_Occup_Yr | Occupancy | FRACTION | Default¦Wkdy | 2014-01-01 | 2014-12-31 | Hourly | 0.25 | 0.24 | 0.23 | 0.23 | 0.24 | 0.26 | 0.33 | 0.41 | 0.5 | 0.6 | 0.7 | 0.71 | 0.75 | 0.8 | 0.78 | 0.75 | 0.7 | 0.61 | 0.5 | 0.46 | 0.4 | 0.39 | 0.31 | 0.29 | From eQ_Lib.dat in MASControl 2017
D_Htl_Ktchn_Occup_Yr | Occupancy | FRACTION | Wknd | 2014-01-01 | 2014-12-31 | Hourly | 0.25 | 0.24 | 0.23 | 0.23 | 0.24 | 0.26 | 0.33 | 0.41 | 0.51 | 0.6 | 0.7 | 0.71 | 0.76 | 0.8 | 0.78 | 0.76 | 0.7 | 0.61 | 0.5 | 0.46 | 0.4 | 0.39 | 0.31 | 0.29 | From eQ_Lib.dat in MASControl 2017
D_Htl_Ktchn_Occup_Yr | Occupancy | FRACTION | WntrDsn | 2014-01-01 | 2014-12-31 | Constant | 0 | [23 empty] | From eQ_Lib.dat in MASControl 2017
D_Htl_Ktchn_Occup_Yr | Occupancy | FRACTION | SmrDsn | 2014-01-01 | 2014-12-31 | Constant | 1 | [23 empty] | From eQ_Lib.dat in MASControl 2017
D_Htl_Ktchn_Occup_Yr | Occupancy | FRACTION | Hol | 2014-01-01 | 2014-12-31 | Hourly | 0.25 | 0.24 | 0.23 | 0.23 | 0.24 | 0.26 | 0.33 | 0.41 | 0.51 | 0.6 | 0.7 | 0.71 | 0.76 | 0.8 | 0.78 | 0.76 | 0.7 | 0.61 | 0.5 | 0.46 | 0.4 | 0.39 | 0.31 | 0.29 | From eQ_Lib.dat in MASControl 2017
D_Htl_Lng_LitCFL_Yr | Lighting | FRACTION | Default¦Wkdy | 2014-01-01 | 2014-12-31 | Hourly | 0.25 | 0.25 | 0.25 | 0.25 | 0.25 | 0.25 | 0.25 | 0.2901 | 0.3789 | 0.4776 | 0.5763 | 0.5862 | 0.6257 | 0.675 | 0.6553 | 0.6257 | 0.5763 | 0.4875 | 0.3789 | 0.3395 | 0.2803 | 0.2704 | 0.25 | 0.25 | From eQ_Lib.dat in MASControl 2017
D_Htl_Lng_LitCFL_Yr | Lighting | FRACTION | Wknd | 2014-01-01 | 2014-12-31 | Hourly | 0.25 | 0.25 | 0.25 | 0.25 | 0.25 | 0.25 | 0.25 | 0.25 | 0.25 | 0.25 | 0.2862 | 0.2913 | 0.3118 | 0.3375 | 0.3272 | 0.3118 | 0.2862 | 0.25 | 0.25 | 0.25 | 0.25 | 0.25 | 0.25 | 0.25 | From eQ_Lib.dat in MASControl 2017
D_Htl_Lng_LitCFL_Yr | Lighting | FRACTION | WntrDsn | 2014-01-01 | 2014-12-31 | Constant | 0 | [23 empty] | From eQ_Lib.dat in MASControl 2017
D_Htl_Lng_LitCFL_Yr | Lighting | FRACTION | SmrDsn | 2014-01-01 | 2014-12-31 | Constant | 1 | [23 empty] | From eQ_Lib.dat in MASControl 2017
D_Htl_Lng_LitCFL_Yr | Lighting | FRACTION | Hol | 2014-01-01 | 2014-12-31 | Hourly | 0.25 | 0.25 | 0.25 | 0.25 | 0.25 | 0.25 | 0.25 | 0.25 | 0.25 | 0.25 | 0.2862 | 0.2913 | 0.3118 | 0.3375 | 0.3272 | 0.3118 | 0.2862 | 0.25 | 0.25 | 0.25 | 0.25 | 0.25 | 0.25 | 0.25 | From eQ_Lib.dat in MASControl 2017
D_Htl_Lng_LitEx_Yr | Lighting | FRACTION | SmrDsn | 2014-01-01 | 2014-12-31 | Constant | 1 | [23 empty] | From eQ_Lib.dat in MASControl 2017
D_Htl_Lng_LitEx_Yr | Lighting | FRACTION | WntrDsn | 2014-01-01 | 2014-12-31 | Constant | 0 | [23 empty] | From eQ_Lib.dat in MASControl 2017
D_Htl_Lng_LitEx_Yr | Lighting | FRACTION | Default¦Hol | 2014-01-01 | 2014-12-31 | Constant | 1 | [23 empty] | From eQ_Lib.dat in MASControl 2017
D_Htl_Lng_LitLF_Yr | Lighting | FRACTION | Default¦Wkdy | 2014-01-01 | 2014-12-31 | Hourly | 0.1763 | 0.1632 | 0.15 | 0.15 | 0.1632 | 0.1895 | 0.2816 | 0.3868 | 0.5053 | 0.6368 | 0.7684 | 0.7816 | 0.8342 | 0.9 | 0.8737 | 0.8342 | 0.7684 | 0.65 | 0.5053 | 0.4526 | 0.3737 | 0.3605 | 0.2553 | 0.2289 | From eQ_Lib.dat in MASControl 2017
D_Htl_Lng_LitLF_Yr | Lighting | FRACTION | Wknd | 2014-01-01 | 2014-12-31 | Hourly | 0.0737 | 0.0668 | 0.06 | 0.06 | 0.0668 | 0.0805 | 0.1284 | 0.1832 | 0.2447 | 0.3132 | 0.3816 | 0.3884 | 0.4158 | 0.45 | 0.4363 | 0.4158 | 0.3816 | 0.32 | 0.2447 | 0.2174 | 0.1763 | 0.1695 | 0.1147 | 0.1011 | From eQ_Lib.dat in MASControl 2017
D_Htl_Lng_LitLF_Yr | Lighting | FRACTION | WntrDsn | 2014-01-01 | 2014-12-31 | Constant | 0 | [23 empty] | From eQ_Lib.dat in MASControl 2017
D_Htl_Lng_LitLF_Yr | Lighting | FRACTION | SmrDsn | 2014-01-01 | 2014-12-31 | Constant | 1 | [23 empty] | From eQ_Lib.dat in MASControl 2017
D_Htl_Lng_LitLF_Yr | Lighting | FRACTION | Hol | 2014-01-01 | 2014-12-31 | Hourly | 0.0737 | 0.0668 | 0.06 | 0.06 | 0.0668 | 0.0805 | 0.1284 | 0.1832 | 0.2447 | 0.3132 | 0.3816 | 0.3884 | 0.4158 | 0.45 | 0.4363 | 0.4158 | 0.3816 | 0.32 | 0.2447 | 0.2174 | 0.1763 | 0.1695 | 0.1147 | 0.1011 | From eQ_Lib.dat in MASControl 2017
D_Htl_Lng_LitSp_Yr | Lighting | FRACTION | Default¦Wkdy | 2014-01-01 | 2014-12-31 | Hourly | 0.1763 | 0.1632 | 0.15 | 0.15 | 0.1632 | 0.1895 | 0.2816 | 0.3868 | 0.5053 | 0.6368 | 0.7684 | 0.7816 | 0.8342 | 0.9 | 0.8737 | 0.8342 | 0.7684 | 0.65 | 0.5053 | 0.4526 | 0.3737 | 0.3605 | 0.2553 | 0.2289 | From eQ_Lib.dat in MASControl 2017
D_Htl_Lng_LitSp_Yr | Lighting | FRACTION | Wknd | 2014-01-01 | 2014-12-31 | Hourly | 0.0737 | 0.0668 | 0.06 | 0.06 | 0.0668 | 0.0805 | 0.1284 | 0.1832 | 0.2447 | 0.3132 | 0.3816 | 0.3884 | 0.4158 | 0.45 | 0.4363 | 0.4158 | 0.3816 | 0.32 | 0.2447 | 0.2174 | 0.1763 | 0.1695 | 0.1147 | 0.1011 | From eQ_Lib.dat in MASControl 2017
D_Htl_Lng_LitSp_Yr | Lighting | FRACTION | WntrDsn | 2014-01-01 | 2014-12-31 | Constant | 0 | [23 empty] | From eQ_Lib.dat in MASControl 2017
D_Htl_Lng_LitSp_Yr | Lighting | FRACTION | SmrDsn | 2014-01-01 | 2014-12-31 | Constant | 1 | [23 empty] | From eQ_Lib.dat in MASControl 2017
D_Htl_Lng_LitSp_Yr | Lighting | FRACTION | Hol | 2014-01-01 | 2014-12-31 | Hourly | 0.0737 | 0.0668 | 0.06 | 0.06 | 0.0668 | 0.0805 | 0.1284 | 0.1832 | 0.2447 | 0.3132 | 0.3816 | 0.3884 | 0.4158 | 0.45 | 0.4363 | 0.4158 | 0.3816 | 0.32 | 0.2447 | 0.2174 | 0.1763 | 0.1695 | 0.1147 | 0.1011 | From eQ_Lib.dat in MASControl 2017
D_Htl_Lng_Misc_Yr | Equipment | FRACTION | SmrDsn | 2014-01-01 | 2014-12-31 | Constant | 1 | [23 empty] | From eQ_Lib.dat in MASControl 2017
D_Htl_Lng_Misc_Yr | Equipment | FRACTION | WntrDsn | 2014-01-01 | 2014-12-31 | Constant | 0 | [23 empty] | From eQ_Lib.dat in MASControl 2017
D_Htl_Lng_Misc_Yr | Equipment | FRACTION | Default¦Hol | 2014-01-01 | 2014-12-31 | Hourly | 0.25 | 0.23 | 0.19 | 0.19 | 0.19 | 0.19 | 0.27 | 0.31 | 0.42 | 0.53 | 0.64 | 0.57 | 0.6 | 0.67 | 0.66 | 0.66 | 0.58 | 0.6 | 0.56 | 0.64 | 0.56 | 0.54 | 0.36 | 0.31 | From eQ_Lib.dat in MASControl 2017
D_Htl_Lng_Occup_Yr | Occupancy | FRACTION | SmrDsn | 2014-01-01 | 2014-12-31 | Constant | 1 | [23 empty] | From eQ_Lib.dat in MASControl 2017
D_Htl_Lng_Occup_Yr | Occupancy | FRACTION | WntrDsn | 2014-01-01 | 2014-12-31 | Constant | 0 | [23 empty] | From eQ_Lib.dat in MASControl 2017
D_Htl_Lng_Occup_Yr | Occupancy | FRACTION | Default¦Hol | 2014-01-01 | 2014-12-31 | Hourly | 0.25 | 0.23 | 0.19 | 0.19 | 0.19 | 0.19 | 0.27 | 0.31 | 0.42 | 0.53 | 0.64 | 0.57 | 0.6 | 0.67 | 0.66 | 0.66 | 0.58 | 0.6 | 0.56 | 0.64 | 0.56 | 0.54 | 0.36 | 0.31 | From eQ_Lib.dat in MASControl 2017
D_Htl_Lob_LitCFL_Yr | Lighting | FRACTION | SmrDsn | 2014-01-01 | 2014-12-31 | Constant | 1 | [23 empty] | From eQ_Lib.dat in MASControl 2017
D_Htl_Lob_LitCFL_Yr | Lighting | FRACTION | WntrDsn | 2014-01-01 | 2014-12-31 | Constant | 0 | [23 empty] | From eQ_Lib.dat in MASControl 2017
D_Htl_Lob_LitCFL_Yr | Lighting | FRACTION | Default¦Hol | 2014-01-01 | 2014-12-31 | Constant | 0.675 | [23 empty] | From eQ_Lib.dat in MASControl 2017
D_Htl_Lob_LitEx_Yr | Lighting | FRACTION | SmrDsn | 2014-01-01 | 2014-12-31 | Constant | 1 | [23 empty] | From eQ_Lib.dat in MASControl 2017
D_Htl_Lob_LitEx_Yr | Lighting | FRACTION | WntrDsn | 2014-01-01 | 2014-12-31 | Constant | 0 | [23 empty] | From eQ_Lib.dat in MASControl 2017
D_Htl_Lob_LitEx_Yr | Lighting | FRACTION | Default¦Hol | 2014-01-01 | 2014-12-31 | Constant | 1 | [23 empty] | From eQ_Lib.dat in MASControl 2017
D_Htl_Lob_LitLF_Yr | Lighting | FRACTION | SmrDsn | 2014-01-01 | 2014-12-31 | Constant | 1 | [23 empty] | From eQ_Lib.dat in MASControl 2017
D_Htl_Lob_LitLF_Yr | Lighting | FRACTION | WntrDsn | 2014-01-01 | 2014-12-31 | Constant | 0 | [23 empty] | From eQ_Lib.dat in MASControl 2017
D_Htl_Lob_LitLF_Yr | Lighting | FRACTION | Default¦Hol | 2014-01-01 | 2014-12-31 | Constant | 0.9 | [23 empty] | From eQ_Lib.dat in MASControl 2017
D_Htl_Lob_LitSp_Yr | Lighting | FRACTION | SmrDsn | 2014-01-01 | 2014-12-31 | Constant | 1 | [23 empty] | From eQ_Lib.dat in MASControl 2017
D_Htl_Lob_LitSp_Yr | Lighting | FRACTION | WntrDsn | 2014-01-01 | 2014-12-31 | Constant | 0 | [23 empty] | From eQ_Lib.dat in MASControl 2017
D_Htl_Lob_LitSp_Yr | Lighting | FRACTION | Default¦Hol | 2014-01-01 | 2014-12-31 | Constant | 0.9 | [23 empty] | From eQ_Lib.dat in MASControl 2017
D_Htl_Lob_Misc_Yr | Equipment | FRACTION | SmrDsn | 2014-01-01 | 2014-12-31 | Constant | 1 | [23 empty] | From eQ_Lib.dat in MASControl 2017
D_Htl_Lob_Misc_Yr | Equipment | FRACTION | WntrDsn | 2014-01-01 | 2014-12-31 | Constant | 0 | [23 empty] | From eQ_Lib.dat in MASControl 2017
D_Htl_Lob_Misc_Yr | Equipment | FRACTION | Default¦Hol | 2014-01-01 | 2014-12-31 | Hourly | 0.32 | 0.31 | 0.28 | 0.28 | 0.3 | 0.31 | 0.35 | 0.43 | 0.5 | 0.57 | 0.68 | 0.71 | 0.76 | 0.8 | 0.77 | 0.76 | 0.69 | 0.67 | 0.57 | 0.57 | 0.5 | 0.49 | 0.39 | 0.37 | From eQ_Lib.dat in MASControl 2017
D_Htl_Lob_Occup_Yr | Occupancy | FRACTION | SmrDsn | 2014-01-01 | 2014-12-31 | Constant | 1 | [23 empty] | From eQ_Lib.dat in MASControl 2017
D_Htl_Lob_Occup_Yr | Occupancy | FRACTION | WntrDsn | 2014-01-01 | 2014-12-31 | Constant | 0 | [23 empty] | From eQ_Lib.dat in MASControl 2017
D_Htl_Lob_Occup_Yr | Occupancy | FRACTION | Default¦Hol | 2014-01-01 | 2014-12-31 | Hourly | 0.32 | 0.31 | 0.28 | 0.28 | 0.3 | 0.31 | 0.35 | 0.43 | 0.5 | 0.57 | 0.68 | 0.71 | 0.76 | 0.8 | 0.77 | 0.76 | 0.69 | 0.67 | 0.57 | 0.57 | 0.5 | 0.49 | 0.39 | 0.37 | From eQ_Lib.dat in MASControl 2017
D_Htl_OffGen_LitCFL_Yr | Lighting | FRACTION | Default¦Wkdy | 2014-01-01 | 2014-12-31 | Hourly | 0.25 | 0.25 | 0.25 | 0.25 | 0.25 | 0.25 | 0.25 | 0.3375 | 0.525 | 0.5475 | 0.5475 | 0.5475 | 0.5475 | 0.5475 | 0.5475 | 0.5475 | 0.5025 | 0.4275 | 0.3225 | 0.25 | 0.25 | 0.25 | 0.25 | 0.25 | From eQ_Lib.dat in MASControl 2017
D_Htl_OffGen_LitCFL_Yr | Lighting | FRACTION | Wknd | 2014-01-01 | 2014-12-31 | Hourly | 0.25 | 0.25 | 0.25 | 0.25 | 0.25 | 0.25 | 0.25 | 0.25 | 0.315 | 0.3285 | 0.3285 | 0.3285 | 0.3285 | 0.3285 | 0.3285 | 0.3285 | 0.3015 | 0.2565 | 0.25 | 0.25 | 0.25 | 0.25 | 0.25 | 0.25 | From eQ_Lib.dat in MASControl 2017
D_Htl_OffGen_LitCFL_Yr | Lighting | FRACTION | WntrDsn | 2014-01-01 | 2014-12-31 | Constant | 0 | [23 empty] | From eQ_Lib.dat in MASControl 2017
D_Htl_OffGen_LitCFL_Yr | Lighting | FRACTION | SmrDsn | 2014-01-01 | 2014-12-31 | Constant | 1 | [23 empty] | From eQ_Lib.dat in MASControl 2017
D_Htl_OffGen_LitCFL_Yr | Lighting | FRACTION | Hol | 2014-01-01 | 2014-12-31 | Hourly | 0.25 | 0.25 | 0.25 | 0.25 | 0.25 | 0.25 | 0.25 | 0.25 | 0.315 | 0.3285 | 0.3285 | 0.3285 | 0.3285 | 0.3285 | 0.3285 | 0.3285 | 0.3015 | 0.2565 | 0.25 | 0.25 | 0.25 | 0.25 | 0.25 | 0.25 | From eQ_Lib.dat in MASControl 2017
D_Htl_OffGen_LitEx_Yr | Lighting | FRACTION | SmrDsn | 2014-01-01 | 2014-12-31 | Constant | 1 | [23 empty] | From eQ_Lib.dat in MASControl 2017
D_Htl_OffGen_LitEx_Yr | Lighting | FRACTION | WntrDsn | 2014-01-01 | 2014-12-31 | Constant | 0 | [23 empty] | From eQ_Lib.dat in MASControl 2017
D_Htl_OffGen_LitEx_Yr | Lighting | FRACTION | Default¦Hol | 2014-01-01 | 2014-12-31 | Constant | 1 | [23 empty] | From eQ_Lib.dat in MASControl 2017
D_Htl_OffGen_LitLF_Yr | Lighting | FRACTION | Default¦Wkdy | 2014-01-01 | 2014-12-31 | Hourly | 0.16 | 0.16 | 0.16 | 0.16 | 0.16 | 0.18 | 0.28 | 0.45 | 0.7 | 0.73 | 0.73 | 0.73 | 0.73 | 0.73 | 0.73 | 0.73 | 0.67 | 0.57 | 0.43 | 0.3 | 0.2 | 0.16 | 0.16 | 0.16 | From eQ_Lib.dat in MASControl 2017
D_Htl_OffGen_LitLF_Yr | Lighting | FRACTION | Wknd | 2014-01-01 | 2014-12-31 | Hourly | 0.16 | 0.16 | 0.16 | 0.16 | 0.16 | 0.16 | 0.168 | 0.27 | 0.42 | 0.438 | 0.438 | 0.438 | 0.438 | 0.438 | 0.438 | 0.438 | 0.402 | 0.342 | 0.258 | 0.18 | 0.16 | 0.16 | 0.16 | 0.16 | From eQ_Lib.dat in MASControl 2017
D_Htl_OffGen_LitLF_Yr | Lighting | FRACTION | WntrDsn | 2014-01-01 | 2014-12-31 | Constant | 0 | [23 empty] | From eQ_Lib.dat in MASControl 2017
D_Htl_OffGen_LitLF_Yr | Lighting | FRACTION | SmrDsn | 2014-01-01 | 2014-12-31 | Constant | 1 | [23 empty] | From eQ_Lib.dat in MASControl 2017
D_Htl_OffGen_LitLF_Yr | Lighting | FRACTION | Hol | 2014-01-01 | 2014-12-31 | Hourly | 0.16 | 0.16 | 0.16 | 0.16 | 0.16 | 0.16 | 0.168 | 0.27 | 0.42 | 0.438 | 0.438 | 0.438 | 0.438 | 0.438 | 0.438 | 0.438 | 0.402 | 0.342 | 0.258 | 0.18 | 0.16 | 0.16 | 0.16 | 0.16 | From eQ_Lib.dat in MASControl 2017
D_Htl_OffGen_LitSp_Yr | Lighting | FRACTION | Default¦Wkdy | 2014-01-01 | 2014-12-31 | Hourly | 0.16 | 0.16 | 0.16 | 0.16 | 0.16 | 0.18 | 0.28 | 0.45 | 0.7 | 0.73 | 0.73 | 0.73 | 0.73 | 0.73 | 0.73 | 0.73 | 0.67 | 0.57 | 0.43 | 0.3 | 0.2 | 0.16 | 0.16 | 0.16 | From eQ_Lib.dat in MASControl 2017
D_Htl_OffGen_LitSp_Yr | Lighting | FRACTION | Wknd | 2014-01-01 | 2014-12-31 | Hourly | 0.16 | 0.16 | 0.16 | 0.16 | 0.16 | 0.16 | 0.168 | 0.27 | 0.42 | 0.438 | 0.438 | 0.438 | 0.438 | 0.438 | 0.438 | 0.438 | 0.402 | 0.342 | 0.258 | 0.18 | 0.16 | 0.16 | 0.16 | 0.16 | From eQ_Lib.dat in MASControl 2017
D_Htl_OffGen_LitSp_Yr | Lighting | FRACTION | WntrDsn | 2014-01-01 | 2014-12-31 | Constant | 0 | [23 empty] | From eQ_Lib.dat in MASControl 2017
D_Htl_OffGen_LitSp_Yr | Lighting | FRACTION | SmrDsn | 2014-01-01 | 2014-12-31 | Constant | 1 | [23 empty] | From eQ_Lib.dat in MASControl 2017
D_Htl_OffGen_LitSp_Yr | Lighting | FRACTION | Hol | 2014-01-01 | 2014-12-31 | Hourly | 0.16 | 0.16 | 0.16 | 0.16 | 0.16 | 0.16 | 0.168 | 0.27 | 0.42 | 0.438 | 0.438 | 0.438 | 0.438 | 0.438 | 0.438 | 0.438 | 0.402 | 0.342 | 0.258 | 0.18 | 0.16 | 0.16 | 0.16 | 0.16 | From eQ_Lib.dat in MASControl 2017
D_Htl_OffGen_Misc_Yr | Equipment | FRACTION | SmrDsn | 2014-01-01 | 2014-12-31 | Constant | 1 | [23 empty] | From eQ_Lib.dat in MASControl 2017
D_Htl_OffGen_Misc_Yr | Equipment | FRACTION | WntrDsn | 2014-01-01 | 2014-12-31 | Constant | 0 | [23 empty] | From eQ_Lib.dat in MASControl 2017
D_Htl_OffGen_Misc_Yr | Equipment | FRACTION | Default¦Hol | 2014-01-01 | 2014-12-31 | Hourly | 0.4 | 0.4 | 0.4 | 0.4 | 0.4 | 0.4 | 0.5 | 1 | 1 | 1 | 1 | 1 | 1 | 1 | 1 | 1 | 1 | 1 | 1 | 0.5 | 0.4 | 0.4 | 0.4 | 0.4 | From eQ_Lib.dat in MASControl 2017; upped baseload to 0.4
D_Htl_OffGen_Occup_Yr | Occupancy | FRACTION | Default¦Wkdy | 2014-01-01 | 2014-12-31 | Hourly | 0 | 0 | 0 | 0 | 0 | 0 | 0 | 0.3 | 1 | 1 | 1 | 0.8 | 0.4 | 0.8 | 1 | 1 | 1 | 0.3 | 0.1 | 0.1 | 0 | 0 | 0 | 0 | From eQ_Lib.dat in MASControl 2017
D_Htl_OffGen_Occup_Yr | Occupancy | FRACTION | Wknd | 2014-01-01 | 2014-12-31 | Hourly | 0 | 0 | 0 | 0 | 0 | 0 | 0 | 0.3 | 0.5 | 0.5 | 0.5 | 0.5 | 0.3 | 0.5 | 0.4 | 0.4 | 0.4 | 0.2 | 0.1 | 0.1 | 0 | 0 | 0 | 0 | From eQ_Lib.dat in MASControl 2017
D_Htl_OffGen_Occup_Yr | Occupancy | FRACTION | WntrDsn | 2014-01-01 | 2014-12-31 | Constant | 0 | [23 empty] | From eQ_Lib.dat in MASControl 2017
D_Htl_OffGen_Occup_Yr | Occupancy | FRACTION | SmrDsn | 2014-01-01 | 2014-12-31 | Constant | 1 | [23 empty] | From eQ_Lib.dat in MASControl 2017
D_Htl_OffGen_Occup_Yr | Occupancy | FRACTION | Hol | 2014-01-01 | 2014-12-31 | Hourly | 0 | 0 | 0 | 0 | 0 | 0 | 0 | 0.3 | 0.5 | 0.5 | 0.5 | 0.5 | 0.3 | 0.5 | 0.4 | 0.4 | 0.4 | 0.2 | 0.1 | 0.1 | 0 | 0 | 0 | 0 | From eQ_Lib.dat in MASControl 2017
D_MBT_All_C_Inf_Yr | Infiltration | MULTIPLIER | Default¦Wkdy | 2014-01-01 | 2014-12-31 | Hourly | 1 | 1 | 1 | 1 | 1 | 1 | 0.5 | 0.5 | 0.5 | 0.5 | 0.5 | 0.5 | 0.5 | 0.5 | 0.5 | 0.5 | 0.5 | 0.5 | 0.5 | 0.5 | 1 | 1 | 1 | 1 | From eQ_Lib.dat in MASControl 2017
D_MBT_All_C_Inf_Yr | Infiltration | MULTIPLIER | Wknd | 2014-01-01 | 2014-12-31 | Constant | 1 | [23 empty] | From eQ_Lib.dat in MASControl 2017
D_MBT_All_C_Inf_Yr | Infiltration | MULTIPLIER | WntrDsn | 2014-01-01 | 2014-12-31 | Hourly | 1 | 1 | 1 | 1 | 1 | 1 | 0.5 | 0.5 | 0.5 | 0.5 | 0.5 | 0.5 | 0.5 | 0.5 | 0.5 | 0.5 | 0.5 | 0.5 | 0.5 | 0.5 | 1 | 1 | 1 | 1 | From eQ_Lib.dat in MASControl 2017
D_MBT_All_C_Inf_Yr | Infiltration | MULTIPLIER | SmrDsn | 2014-01-01 | 2014-12-31 | Hourly | 1 | 1 | 1 | 1 | 1 | 1 | 0.5 | 0.5 | 0.5 | 0.5 | 0.5 | 0.5 | 0.5 | 0.5 | 0.5 | 0.5 | 0.5 | 0.5 | 0.5 | 0.5 | 1 | 1 | 1 | 1 | From eQ_Lib.dat in MASControl 2017
D_MBT_All_C_Inf_Yr | Infiltration | MULTIPLIER | Hol | 2014-01-01 | 2014-12-31 | Constant | 1 | [23 empty] | From eQ_Lib.dat in MASControl 2017
D_MBT_All_CTemp_Yr | Thermostat Setpoint | C | Default¦Wkdy | 2014-01-01 | 2014-12-31 | Hourly | 24.4 | 24.4 | 24.4 | 24.4 | 24.4 | 24.4 | 24.4 | 24.4 | 24.4 | 24.4 | 24.4 | 24.4 | 24.4 | 24.4 | 24.4 | 24.4 | 24.4 | 24.4 | 24.4 | 24.4 | 24.4 | 24.4 | 24.4 | 24.4 | From eQ_Lib.dat in MASControl 2017; Removed setback
D_MBT_All_CTemp_Yr | Thermostat Setpoint | C | Wknd | 2014-01-01 | 2014-12-31 | Constant | 24.4 | [23 empty] | From eQ_Lib.dat in MASControl 2017; Removed setback
D_MBT_All_CTemp_Yr | Thermostat Setpoint | C | WntrDsn | 2014-01-01 | 2014-12-31 | Hourly | 24.4 | 24.4 | 24.4 | 24.4 | 24.4 | 24.4 | 24.4 | 24.4 | 24.4 | 24.4 | 24.4 | 24.4 | 24.4 | 24.4 | 24.4 | 24.4 | 24.4 | 24.4 | 24.4 | 24.4 | 24.4 | 24.4 | 24.4 | 24.4 | From eQ_Lib.dat in MASControl 2017; Removed setback
D_MBT_All_CTemp_Yr | Thermostat Setpoint | C | SmrDsn | 2014-01-01 | 2014-12-31 | Hourly | 24.4 | 24.4 | 24.4 | 24.4 | 24.4 | 24.4 | 24.4 | 24.4 | 24.4 | 24.4 | 24.4 | 24.4 | 24.4 | 24.4 | 24.4 | 24.4 | 24.4 | 24.4 | 24.4 | 24.4 | 24.4 | 24.4 | 24.4 | 24.4 | From eQ_Lib.dat in MASControl 2017; Removed setback
D_MBT_All_CTemp_Yr | Thermostat Setpoint | C | Hol | 2014-01-01 | 2014-12-31 | Constant | 24.4 | [23 empty] | From eQ_Lib.dat in MASControl 2017; Removed setback
D_MBT_All_DHW_DHW_Yr | Service Water Heating | FRACTION | Default¦Wkdy | 2014-01-01 | 2014-12-31 | Hourly | 0 | 0 | 0 | 0 | 0 | 0 | 0.15 | 0.65 | 0.75 | 0.8 | 0.8 | 0.8 | 0.35 | 0.75 | 0.8 | 0.8 | 0.65 | 0.3 | 0.1 | 0.1 | 0.1 | 0 | 0 | 0 | From eQ_Lib.dat in MASControl 2017
D_MBT_All_DHW_DHW_Yr | Service Water Heating | FRACTION | Wknd | 2014-01-01 | 2014-12-31 | Constant | 0 | [23 empty] | From eQ_Lib.dat in MASControl 2017
D_MBT_All_DHW_DHW_Yr | Service Water Heating | FRACTION | WntrDsn | 2014-01-01 | 2014-12-31 | Hourly | 0 | 0 | 0 | 0 | 0 | 0 | 0.15 | 0.65 | 0.75 | 0.8 | 0.8 | 0.8 | 0.35 | 0.75 | 0.8 | 0.8 | 0.65 | 0.3 | 0.1 | 0.1 | 0.1 | 0 | 0 | 0 | From eQ_Lib.dat in MASControl 2017
D_MBT_All_DHW_DHW_Yr | Service Water Heating | FRACTION | SmrDsn | 2014-01-01 | 2014-12-31 | Hourly | 0 | 0 | 0 | 0 | 0 | 0 | 0.15 | 0.65 | 0.75 | 0.8 | 0.8 | 0.8 | 0.35 | 0.75 | 0.8 | 0.8 | 0.65 | 0.3 | 0.1 | 0.1 | 0.1 | 0 | 0 | 0 | From eQ_Lib.dat in MASControl 2017
D_MBT_All_DHW_DHW_Yr | Service Water Heating | FRACTION | Hol | 2014-01-01 | 2014-12-31 | Constant | 0 | [23 empty] | From eQ_Lib.dat in MASControl 2017
D_MBT_All_Fan_Yr | Fan | ON/OFF/FLAG | Default¦Wkdy | 2014-01-01 | 2014-12-31 | Hourly | 0 | 0 | 0 | 0 | 0 | 0 | 1 | 1 | 1 | 1 | 1 | 1 | 1 | 1 | 1 | 1 | 1 | 1 | 1 | 1 | 0 | 0 | 0 | 0 | From eQ_Lib.dat in MASControl 2017
D_MBT_All_Fan_Yr | Fan | ON/OFF/FLAG | Wknd | 2014-01-01 | 2014-12-31 | Constant | 0 | [23 empty] | From eQ_Lib.dat in MASControl 2017
D_MBT_All_Fan_Yr | Fan | ON/OFF/FLAG | WntrDsn | 2014-01-01 | 2014-12-31 | Hourly | 0 | 0 | 0 | 0 | 0 | 0 | 1 | 1 | 1 | 1 | 1 | 1 | 1 | 1 | 1 | 1 | 1 | 1 | 1 | 1 | 0 | 0 | 0 | 0 | From eQ_Lib.dat in MASControl 2017
D_MBT_All_Fan_Yr | Fan | ON/OFF/FLAG | SmrDsn | 2014-01-01 | 2014-12-31 | Hourly | 0 | 0 | 0 | 0 | 0 | 0 | 1 | 1 | 1 | 1 | 1 | 1 | 1 | 1 | 1 | 1 | 1 | 1 | 1 | 1 | 0 | 0 | 0 | 0 | From eQ_Lib.dat in MASControl 2017
D_MBT_All_Fan_Yr | Fan | ON/OFF/FLAG | Hol | 2014-01-01 | 2014-12-31 | Constant | 0 | [23 empty] | From eQ_Lib.dat in MASControl 2017
D_MBT_All_HTemp_Yr | Thermostat Setpoint | C | Default¦Wkdy | 2014-01-01 | 2014-12-31 | Hourly | 21.1 | 21.1 | 21.1 | 21.1 | 21.1 | 21.1 | 21.1 | 21.1 | 21.1 | 21.1 | 21.1 | 21.1 | 21.1 | 21.1 | 21.1 | 21.1 | 21.1 | 21.1 | 21.1 | 21.1 | 21.1 | 21.1 | 21.1 | 21.1 | From eQ_Lib.dat in MASControl 2017; Removed setback
D_MBT_All_HTemp_Yr | Thermostat Setpoint | C | Wknd | 2014-01-01 | 2014-12-31 | Constant | 21 | [23 empty] | From eQ_Lib.dat in MASControl 2017; Removed setback
D_MBT_All_HTemp_Yr | Thermostat Setpoint | C | WntrDsn | 2014-01-01 | 2014-12-31 | Hourly | 21.1 | 21.1 | 21.1 | 21.1 | 21.1 | 21.1 | 21.1 | 21.1 | 21.1 | 21.1 | 21.1 | 21.1 | 21.1 | 21.1 | 21.1 | 21.1 | 21.1 | 21.1 | 21.1 | 21.1 | 21.1 | 21.1 | 21.1 | 21.1 | From eQ_Lib.dat in MASControl 2017; Removed setback
D_MBT_All_HTemp_Yr | Thermostat Setpoint | C | SmrDsn | 2014-01-01 | 2014-12-31 | Hourly | 21.1 | 21.1 | 21.1 | 21.1 | 21.1 | 21.1 | 21.1 | 21.1 | 21.1 | 21.1 | 21.1 | 21.1 | 21.1 | 21.1 | 21.1 | 21.1 | 21.1 | 21.1 | 21.1 | 21.1 | 21.1 | 21.1 | 21.1 | 21.1 | From eQ_Lib.dat in MASControl 2017; Removed setback
D_MBT_All_HTemp_Yr | Thermostat Setpoint | C | Hol | 2014-01-01 | 2014-12-31 | Constant | 21.1 | [23 empty] | From eQ_Lib.dat in MASControl 2017; Removed setback
D_MBT_All_MinOA_Yr | OutdoorAir | FRAC/DESIGN | Default¦Wkdy | 2014-01-01 | 2014-12-31 | Hourly | 0 | 0 | 0 | 0 | 0 | 0 | -999 | -999 | -999 | -999 | -999 | -999 | -999 | -999 | -999 | -999 | -999 | -999 | -999 | -999 | 0 | 0 | 0 | 0 | From eQ_Lib.dat in MASControl 2017
D_MBT_All_MinOA_Yr | OutdoorAir | FRAC/DESIGN | Wknd | 2014-01-01 | 2014-12-31 | Constant | 0 | [23 empty] | From eQ_Lib.dat in MASControl 2017
D_MBT_All_MinOA_Yr | OutdoorAir | FRAC/DESIGN | WntrDsn | 2014-01-01 | 2014-12-31 | Hourly | 0 | 0 | 0 | 0 | 0 | 0 | -999 | -999 | -999 | -999 | -999 | -999 | -999 | -999 | -999 | -999 | -999 | -999 | -999 | -999 | 0 | 0 | 0 | 0 | From eQ_Lib.dat in MASControl 2017
D_MBT_All_MinOA_Yr | OutdoorAir | FRAC/DESIGN | SmrDsn | 2014-01-01 | 2014-12-31 | Hourly | 0 | 0 | 0 | 0 | 0 | 0 | -999 | -999 | -999 | -999 | -999 | -999 | -999 | -999 | -999 | -999 | -999 | -999 | -999 | -999 | 0 | 0 | 0 | 0 | From eQ_Lib.dat in MASControl 2017
D_MBT_All_MinOA_Yr | OutdoorAir | FRAC/DESIGN | Hol | 2014-01-01 | 2014-12-31 | Constant | 0 | [23 empty] | From eQ_Lib.dat in MASControl 2017
D_MBT_All_P_Inf_Yr | Infiltration | MULTIPLIER | Default¦Wkdy | 2014-01-01 | 2014-12-31 | Hourly | 1 | 1 | 1 | 1 | 1 | 1 | 0.5 | 0.5 | 0.5 | 0.5 | 0.5 | 0.5 | 0.5 | 0.5 | 0.5 | 0.5 | 0.5 | 0.5 | 0.5 | 0.5 | 1 | 1 | 1 | 1 | From eQ_Lib.dat in MASControl 2017
D_MBT_All_P_Inf_Yr | Infiltration | MULTIPLIER | Wknd | 2014-01-01 | 2014-12-31 | Constant | 1 | [23 empty] | From eQ_Lib.dat in MASControl 2017
D_MBT_All_P_Inf_Yr | Infiltration | MULTIPLIER | WntrDsn | 2014-01-01 | 2014-12-31 | Hourly | 1 | 1 | 1 | 1 | 1 | 1 | 0.5 | 0.5 | 0.5 | 0.5 | 0.5 | 0.5 | 0.5 | 0.5 | 0.5 | 0.5 | 0.5 | 0.5 | 0.5 | 0.5 | 1 | 1 | 1 | 1 | From eQ_Lib.dat in MASControl 2017
D_MBT_All_P_Inf_Yr | Infiltration | MULTIPLIER | SmrDsn | 2014-01-01 | 2014-12-31 | Hourly | 1 | 1 | 1 | 1 | 1 | 1 | 0.5 | 0.5 | 0.5 | 0.5 | 0.5 | 0.5 | 0.5 | 0.5 | 0.5 | 0.5 | 0.5 | 0.5 | 0.5 | 0.5 | 1 | 1 | 1 | 1 | From eQ_Lib.dat in MASControl 2017
D_MBT_All_P_Inf_Yr | Infiltration | MULTIPLIER | Hol | 2014-01-01 | 2014-12-31 | Constant | 1 | [23 empty] | From eQ_Lib.dat in MASControl 2017
D_MBT_Caf_LitCFL_Yr | Lighting | FRACTION | Default¦Wkdy | 2014-01-01 | 2014-12-31 | Hourly | 0.1 | 0.1 | 0.1 | 0.1 | 0.1 | 0.1 | 0.2263 | 0.7316 | 0.85 | 0.85 | 0.85 | 0.85 | 0.85 | 0.85 | 0.85 | 0.85 | 0.6895 | 0.5211 | 0.1842 | 0.1 | 0.1 | 0.1 | 0.1 | 0.1 | From eQ_Lib.dat in MASControl 2017
D_MBT_Caf_LitCFL_Yr | Lighting | FRACTION | Wknd | 2014-01-01 | 2014-12-31 | Constant | 0.05 | [23 empty] | From eQ_Lib.dat in MASControl 2017
D_MBT_Caf_LitCFL_Yr | Lighting | FRACTION | WntrDsn | 2014-01-01 | 2014-12-31 | Constant | 0 | [23 empty] | From eQ_Lib.dat in MASControl 2017
D_MBT_Caf_LitCFL_Yr | Lighting | FRACTION | SmrDsn | 2014-01-01 | 2014-12-31 | Constant | 1 | [23 empty] | From eQ_Lib.dat in MASControl 2017
D_MBT_Caf_LitCFL_Yr | Lighting | FRACTION | Hol | 2014-01-01 | 2014-12-31 | Constant | 0.05 | [23 empty] | From eQ_Lib.dat in MASControl 2017
D_MBT_Caf_LitEx_Yr | Lighting | FRACTION | SmrDsn | 2014-01-01 | 2014-12-31 | Constant | 1 | [23 empty] | From eQ_Lib.dat in MASControl 2017
D_MBT_Caf_LitEx_Yr | Lighting | FRACTION | WntrDsn | 2014-01-01 | 2014-12-31 | Constant | 0 | [23 empty] | From eQ_Lib.dat in MASControl 2017
D_MBT_Caf_LitEx_Yr | Lighting | FRACTION | Default¦Hol | 2014-01-01 | 2014-12-31 | Constant | 1 | [23 empty] | From eQ_Lib.dat in MASControl 2017
D_MBT_Caf_LitLF_Yr | Lighting | FRACTION | Default¦Wkdy | 2014-01-01 | 2014-12-31 | Hourly | 0.15 | 0.15 | 0.15 | 0.15 | 0.15 | 0.15 | 0.2842 | 0.8211 | 0.9 | 0.9 | 0.9 | 0.9 | 0.9 | 0.9 | 0.9 | 0.9 | 0.7763 | 0.5974 | 0.2395 | 0.15 | 0.15 | 0.15 | 0.15 | 0.15 | From eQ_Lib.dat in MASControl 2017
D_MBT_Caf_LitLF_Yr | Lighting | FRACTION | Wknd | 2014-01-01 | 2014-12-31 | Constant | 0.05 | [23 empty] | From eQ_Lib.dat in MASControl 2017
D_MBT_Caf_LitLF_Yr | Lighting | FRACTION | WntrDsn | 2014-01-01 | 2014-12-31 | Constant | 0 | [23 empty] | From eQ_Lib.dat in MASControl 2017
D_MBT_Caf_LitLF_Yr | Lighting | FRACTION | SmrDsn | 2014-01-01 | 2014-12-31 | Constant | 1 | [23 empty] | From eQ_Lib.dat in MASControl 2017
D_MBT_Caf_LitLF_Yr | Lighting | FRACTION | Hol | 2014-01-01 | 2014-12-31 | Constant | 0.05 | [23 empty] | From eQ_Lib.dat in MASControl 2017
D_MBT_Caf_LitSp_Yr | Lighting | FRACTION | Default¦Wkdy | 2014-01-01 | 2014-12-31 | Hourly | 0.15 | 0.15 | 0.15 | 0.15 | 0.15 | 0.15 | 0.2842 | 0.8211 | 0.9 | 0.9 | 0.9 | 0.9 | 0.9 | 0.9 | 0.9 | 0.9 | 0.7763 | 0.5974 | 0.2395 | 0.15 | 0.15 | 0.15 | 0.15 | 0.15 | From eQ_Lib.dat in MASControl 2017
D_MBT_Caf_LitSp_Yr | Lighting | FRACTION | Wknd | 2014-01-01 | 2014-12-31 | Constant | 0.05 | [23 empty] | From eQ_Lib.dat in MASControl 2017
D_MBT_Caf_LitSp_Yr | Lighting | FRACTION | WntrDsn | 2014-01-01 | 2014-12-31 | Constant | 0 | [23 empty] | From eQ_Lib.dat in MASControl 2017
D_MBT_Caf_LitSp_Yr | Lighting | FRACTION | SmrDsn | 2014-01-01 | 2014-12-31 | Constant | 1 | [23 empty] | From eQ_Lib.dat in MASControl 2017
D_MBT_Caf_LitSp_Yr | Lighting | FRACTION | Hol | 2014-01-01 | 2014-12-31 | Constant | 0.05 | [23 empty] | From eQ_Lib.dat in MASControl 2017
D_MBT_Caf_Misc_Yr | Equipment | FRACTION | Default¦Wkdy | 2014-01-01 | 2014-12-31 | Hourly | 0 | 0 | 0 | 0 | 0 | 0 | 0.05 | 0.3 | 0.2 | 0.05 | 0.05 | 0.25 | 1 | 0.25 | 0.05 | 0.05 | 0.1 | 0.2 | 0.1 | 0.05 | 0.05 | 0 | 0 | 0 | From eQ_Lib.dat in MASControl 2017
D_MBT_Caf_Misc_Yr | Equipment | FRACTION | Wknd | 2014-01-01 | 2014-12-31 | Constant | 0 | [23 empty] | From eQ_Lib.dat in MASControl 2017
D_MBT_Caf_Misc_Yr | Equipment | FRACTION | WntrDsn | 2014-01-01 | 2014-12-31 | Constant | 0 | [23 empty] | From eQ_Lib.dat in MASControl 2017
D_MBT_Caf_Misc_Yr | Equipment | FRACTION | SmrDsn | 2014-01-01 | 2014-12-31 | Constant | 1 | [23 empty] | From eQ_Lib.dat in MASControl 2017
D_MBT_Caf_Misc_Yr | Equipment | FRACTION | Hol | 2014-01-01 | 2014-12-31 | Constant | 0 | [23 empty] | From eQ_Lib.dat in MASControl 2017
D_MBT_Caf_Occup_Yr | Occupancy | FRACTION | Default¦Wkdy | 2014-01-01 | 2014-12-31 | Hourly | 0 | 0 | 0 | 0 | 0 | 0 | 0.05 | 0.3 | 0.2 | 0.05 | 0.05 | 0.25 | 1 | 0.25 | 0.05 | 0.05 | 0.1 | 0.2 | 0.1 | 0.05 | 0.05 | 0 | 0 | 0 | From eQ_Lib.dat in MASControl 2017
D_MBT_Caf_Occup_Yr | Occupancy | FRACTION | Wknd | 2014-01-01 | 2014-12-31 | Constant | 0 | [23 empty] | From eQ_Lib.dat in MASControl 2017
D_MBT_Caf_Occup_Yr | Occupancy | FRACTION | WntrDsn | 2014-01-01 | 2014-12-31 | Constant | 0 | [23 empty] | From eQ_Lib.dat in MASControl 2017
D_MBT_Caf_Occup_Yr | Occupancy | FRACTION | SmrDsn | 2014-01-01 | 2014-12-31 | Constant | 1 | [23 empty] | From eQ_Lib.dat in MASControl 2017
D_MBT_Caf_Occup_Yr | Occupancy | FRACTION | Hol | 2014-01-01 | 2014-12-31 | Constant | 0 | [23 empty] | From eQ_Lib.dat in MASControl 2017
D_MBT_CompDC_LitCFL_Yr | Lighting | FRACTION | Default¦Wkdy | 2014-01-01 | 2014-12-31 | Hourly | 0.08 | 0.08 | 0.08 | 0.08 | 0.08 | 0.08 | 0.2016 | 0.6879 | 0.85 | 0.85 | 0.85 | 0.85 | 0.6879 | 0.85 | 0.85 | 0.85 | 0.6474 | 0.4853 | 0.1611 | 0.08 | 0.08 | 0.08 | 0.08 | 0.08 | From eQ_Lib.dat in MASControl 2017
D_MBT_CompDC_LitCFL_Yr | Lighting | FRACTION | Wknd | 2014-01-01 | 2014-12-31 | Constant | 0.05 | [23 empty] | From eQ_Lib.dat in MASControl 2017
D_MBT_CompDC_LitCFL_Yr | Lighting | FRACTION | WntrDsn | 2014-01-01 | 2014-12-31 | Constant | 0 | [23 empty] | From eQ_Lib.dat in MASControl 2017
D_MBT_CompDC_LitCFL_Yr | Lighting | FRACTION | SmrDsn | 2014-01-01 | 2014-12-31 | Constant | 1 | [23 empty] | From eQ_Lib.dat in MASControl 2017
D_MBT_CompDC_LitCFL_Yr | Lighting | FRACTION | Hol | 2014-01-01 | 2014-12-31 | Constant | 0.05 | [23 empty] | From eQ_Lib.dat in MASControl 2017
D_MBT_CompDC_LitEx_Yr | Lighting | FRACTION | SmrDsn | 2014-01-01 | 2014-12-31 | Constant | 1 | [23 empty] | From eQ_Lib.dat in MASControl 2017
D_MBT_CompDC_LitEx_Yr | Lighting | FRACTION | WntrDsn | 2014-01-01 | 2014-12-31 | Constant | 0 | [23 empty] | From eQ_Lib.dat in MASControl 2017
D_MBT_CompDC_LitEx_Yr | Lighting | FRACTION | Default¦Hol | 2014-01-01 | 2014-12-31 | Constant | 1 | [23 empty] | From eQ_Lib.dat in MASControl 2017
D_MBT_CompDC_LitLF_Yr | Lighting | FRACTION | Default¦Wkdy | 2014-01-01 | 2014-12-31 | Hourly | 0.15 | 0.15 | 0.15 | 0.15 | 0.15 | 0.15 | 0.2842 | 0.8211 | 0.9 | 0.9 | 0.9 | 0.9 | 0.9 | 0.9 | 0.9 | 0.9 | 0.7763 | 0.5974 | 0.2395 | 0.15 | 0.15 | 0.15 | 0.15 | 0.15 | From eQ_Lib.dat in MASControl 2017
D_MBT_CompDC_LitLF_Yr | Lighting | FRACTION | Wknd | 2014-01-01 | 2014-12-31 | Constant | 0.05 | [23 empty] | From eQ_Lib.dat in MASControl 2017
D_MBT_CompDC_LitLF_Yr | Lighting | FRACTION | WntrDsn | 2014-01-01 | 2014-12-31 | Constant | 0 | [23 empty] | From eQ_Lib.dat in MASControl 2017
D_MBT_CompDC_LitLF_Yr | Lighting | FRACTION | SmrDsn | 2014-01-01 | 2014-12-31 | Constant | 1 | [23 empty] | From eQ_Lib.dat in MASControl 2017
D_MBT_CompDC_LitLF_Yr | Lighting | FRACTION | Hol | 2014-01-01 | 2014-12-31 | Constant | 0.05 | [23 empty] | From eQ_Lib.dat in MASControl 2017
D_MBT_CompDC_LitSp_Yr | Lighting | FRACTION | Default¦Wkdy | 2014-01-01 | 2014-12-31 | Hourly | 0.15 | 0.15 | 0.15 | 0.15 | 0.15 | 0.15 | 0.2842 | 0.8211 | 0.9 | 0.9 | 0.9 | 0.9 | 0.9 | 0.9 | 0.9 | 0.9 | 0.7763 | 0.5974 | 0.2395 | 0.15 | 0.15 | 0.15 | 0.15 | 0.15 | From eQ_Lib.dat in MASControl 2017
D_MBT_CompDC_LitSp_Yr | Lighting | FRACTION | Wknd | 2014-01-01 | 2014-12-31 | Constant | 0.05 | [23 empty] | From eQ_Lib.dat in MASControl 2017
D_MBT_CompDC_LitSp_Yr | Lighting | FRACTION | WntrDsn | 2014-01-01 | 2014-12-31 | Constant | 0 | [23 empty] | From eQ_Lib.dat in MASControl 2017
D_MBT_CompDC_LitSp_Yr | Lighting | FRACTION | SmrDsn | 2014-01-01 | 2014-12-31 | Constant | 1 | [23 empty] | From eQ_Lib.dat in MASControl 2017
D_MBT_CompDC_LitSp_Yr | Lighting | FRACTION | Hol | 2014-01-01 | 2014-12-31 | Constant | 0.05 | [23 empty] | From eQ_Lib.dat in MASControl 2017
D_MBT_CompDC_Misc_Yr | Equipment | FRACTION | Default¦Wkdy | 2014-01-01 | 2014-12-31 | Hourly | 0.3 | 0.3 | 0.3 | 0.3 | 0.3 | 0.3 | 0.4 | 0.9 | 0.9 | 0.9 | 0.9 | 0.7 | 0.9 | 0.9 | 0.9 | 0.9 | 0.9 | 0.3 | 0.3 | 0.3 | 0.3 | 0.3 | 0.3 | 0.3 | From eQ_Lib.dat in MASControl 2017
D_MBT_CompDC_Misc_Yr | Equipment | FRACTION | Wknd | 2014-01-01 | 2014-12-31 | Constant | 0.3 | [23 empty] | From eQ_Lib.dat in MASControl 2017
D_MBT_CompDC_Misc_Yr | Equipment | FRACTION | WntrDsn | 2014-01-01 | 2014-12-31 | Constant | 0 | [23 empty] | From eQ_Lib.dat in MASControl 2017
D_MBT_CompDC_Misc_Yr | Equipment | FRACTION | SmrDsn | 2014-01-01 | 2014-12-31 | Constant | 1 | [23 empty] | From eQ_Lib.dat in MASControl 2017
D_MBT_CompDC_Misc_Yr | Equipment | FRACTION | Hol | 2014-01-01 | 2014-12-31 | Constant | 0.3 | [23 empty] | From eQ_Lib.dat in MASControl 2017
D_MBT_CompDC_Occup_Yr | Occupancy | FRACTION | Default¦Wkdy | 2014-01-01 | 2014-12-31 | Hourly | 0 | 0 | 0 | 0 | 0 | 0 | 0.15 | 0.65 | 0.75 | 0.8 | 0.8 | 0.8 | 0.35 | 0.75 | 0.8 | 0.8 | 0.65 | 0.3 | 0.1 | 0.1 | 0.1 | 0 | 0 | 0 | From eQ_Lib.dat in MASControl 2017
D_MBT_CompDC_Occup_Yr | Occupancy | FRACTION | Wknd | 2014-01-01 | 2014-12-31 | Constant | 0 | [23 empty] | From eQ_Lib.dat in MASControl 2017
D_MBT_CompDC_Occup_Yr | Occupancy | FRACTION | WntrDsn | 2014-01-01 | 2014-12-31 | Constant | 0 | [23 empty] | From eQ_Lib.dat in MASControl 2017
D_MBT_CompDC_Occup_Yr | Occupancy | FRACTION | SmrDsn | 2014-01-01 | 2014-12-31 | Constant | 1 | [23 empty] | From eQ_Lib.dat in MASControl 2017
D_MBT_CompDC_Occup_Yr | Occupancy | FRACTION | Hol | 2014-01-01 | 2014-12-31 | Constant | 0 | [23 empty] | From eQ_Lib.dat in MASControl 2017
D_MBT_Conf_LitCFL_Yr | Lighting | FRACTION | Default¦Wkdy | 2014-01-01 | 2014-12-31 | Hourly | 0.08 | 0.08 | 0.08 | 0.08 | 0.08 | 0.08 | 0.08 | 0.675 | 0.675 | 0.3775 | 0.675 | 0.675 | 0.675 | 0.675 | 0.675 | 0.675 | 0.3775 | 0.08 | 0.675 | 0.675 | 0.675 | 0.3775 | 0.3775 | 0.3775 | From eQ_Lib.dat in MASControl 2017
D_MBT_Conf_LitCFL_Yr | Lighting | FRACTION | Wknd | 2014-01-01 | 2014-12-31 | Constant | 0 | [23 empty] | From eQ_Lib.dat in MASControl 2017
D_MBT_Conf_LitCFL_Yr | Lighting | FRACTION | WntrDsn | 2014-01-01 | 2014-12-31 | Constant | 0 | [23 empty] | From eQ_Lib.dat in MASControl 2017
D_MBT_Conf_LitCFL_Yr | Lighting | FRACTION | SmrDsn | 2014-01-01 | 2014-12-31 | Constant | 1 | [23 empty] | From eQ_Lib.dat in MASControl 2017
D_MBT_Conf_LitCFL_Yr | Lighting | FRACTION | Hol | 2014-01-01 | 2014-12-31 | Constant | 0 | [23 empty] | From eQ_Lib.dat in MASControl 2017
D_MBT_Conf_LitEx_Yr | Lighting | FRACTION | SmrDsn | 2014-01-01 | 2014-12-31 | Constant | 1 | [23 empty] | From eQ_Lib.dat in MASControl 2017
D_MBT_Conf_LitEx_Yr | Lighting | FRACTION | WntrDsn | 2014-01-01 | 2014-12-31 | Constant | 0 | [23 empty] | From eQ_Lib.dat in MASControl 2017
D_MBT_Conf_LitEx_Yr | Lighting | FRACTION | Default¦Hol | 2014-01-01 | 2014-12-31 | Constant | 1 | [23 empty] | From eQ_Lib.dat in MASControl 2017
D_MBT_Conf_LitLF_Yr | Lighting | FRACTION | Default¦Wkdy | 2014-01-01 | 2014-12-31 | Hourly | 0.15 | 0.15 | 0.15 | 0.15 | 0.15 | 0.15 | 0.15 | 0.9 | 0.9 | 0.9 | 0.9 | 0.9 | 0.9 | 0.9 | 0.9 | 0.9 | 0.525 | 0.15 | 0.9 | 0.9 | 0.9 | 0.525 | 0.525 | 0.525 | From eQ_Lib.dat in MASControl 2017
D_MBT_Conf_LitLF_Yr | Lighting | FRACTION | Wknd | 2014-01-01 | 2014-12-31 | Constant | 0 | [23 empty] | From eQ_Lib.dat in MASControl 2017
D_MBT_Conf_LitLF_Yr | Lighting | FRACTION | WntrDsn | 2014-01-01 | 2014-12-31 | Constant | 0 | [23 empty] | From eQ_Lib.dat in MASControl 2017
D_MBT_Conf_LitLF_Yr | Lighting | FRACTION | SmrDsn | 2014-01-01 | 2014-12-31 | Constant | 1 | [23 empty] | From eQ_Lib.dat in MASControl 2017
D_MBT_Conf_LitLF_Yr | Lighting | FRACTION | Hol | 2014-01-01 | 2014-12-31 | Constant | 0 | [23 empty] | From eQ_Lib.dat in MASControl 2017
D_MBT_Conf_LitSp_Yr | Lighting | FRACTION | Default¦Wkdy | 2014-01-01 | 2014-12-31 | Hourly | 0.15 | 0.15 | 0.15 | 0.15 | 0.15 | 0.15 | 0.15 | 0.9 | 0.9 | 0.9 | 0.9 | 0.9 | 0.9 | 0.9 | 0.9 | 0.9 | 0.525 | 0.15 | 0.9 | 0.9 | 0.9 | 0.525 | 0.525 | 0.525 | From eQ_Lib.dat in MASControl 2017
D_MBT_Conf_LitSp_Yr | Lighting | FRACTION | Wknd | 2014-01-01 | 2014-12-31 | Constant | 0 | [23 empty] | From eQ_Lib.dat in MASControl 2017
D_MBT_Conf_LitSp_Yr | Lighting | FRACTION | WntrDsn | 2014-01-01 | 2014-12-31 | Constant | 0 | [23 empty] | From eQ_Lib.dat in MASControl 2017
D_MBT_Conf_LitSp_Yr | Lighting | FRACTION | SmrDsn | 2014-01-01 | 2014-12-31 | Constant | 1 | [23 empty] | From eQ_Lib.dat in MASControl 2017
D_MBT_Conf_LitSp_Yr | Lighting | FRACTION | Hol | 2014-01-01 | 2014-12-31 | Constant | 0 | [23 empty] | From eQ_Lib.dat in MASControl 2017
D_MBT_Conf_Misc_Yr | Equipment | FRACTION | Default¦Wkdy | 2014-01-01 | 2014-12-31 | Hourly | 0.25 | 0.25 | 0.25 | 0.25 | 0.25 | 0.25 | 0.25 | 0.5 | 1 | 0.5 | 1 | 1 | 1 | 1 | 1 | 1 | 0.5 | 0.25 | 0.25 | 0.25 | 0.25 | 0.25 | 0.25 | 0.25 | From eQ_Lib.dat in MASControl 2017
D_MBT_Conf_Misc_Yr | Equipment | FRACTION | Wknd | 2014-01-01 | 2014-12-31 | Constant | 0.25 | [23 empty] | From eQ_Lib.dat in MASControl 2017
D_MBT_Conf_Misc_Yr | Equipment | FRACTION | WntrDsn | 2014-01-01 | 2014-12-31 | Constant | 0 | [23 empty] | From eQ_Lib.dat in MASControl 2017
D_MBT_Conf_Misc_Yr | Equipment | FRACTION | SmrDsn | 2014-01-01 | 2014-12-31 | Constant | 1 | [23 empty] | From eQ_Lib.dat in MASControl 2017
D_MBT_Conf_Misc_Yr | Equipment | FRACTION | Hol | 2014-01-01 | 2014-12-31 | Constant | 0.25 | [23 empty] | From eQ_Lib.dat in MASControl 2017
D_MBT_Conf_Occup_Yr | Occupancy | FRACTION | Default¦Wkdy | 2014-01-01 | 2014-12-31 | Hourly | 0 | 0 | 0 | 0 | 0 | 0 | 0 | 0.1 | 0.25 | 0 | 0 | 0 | 0 | 0 | 0.35 | 0.35 | 0 | 0 | 0.25 | 0.5 | 0.25 | 0 | 0 | 0 | From eQ_Lib.dat in MASControl 2017
D_MBT_Conf_Occup_Yr | Occupancy | FRACTION | Wknd | 2014-01-01 | 2014-12-31 | Constant | 0 | [23 empty] | From eQ_Lib.dat in MASControl 2017
D_MBT_Conf_Occup_Yr | Occupancy | FRACTION | WntrDsn | 2014-01-01 | 2014-12-31 | Constant | 0 | [23 empty] | From eQ_Lib.dat in MASControl 2017
D_MBT_Conf_Occup_Yr | Occupancy | FRACTION | SmrDsn | 2014-01-01 | 2014-12-31 | Constant | 1 | [23 empty] | From eQ_Lib.dat in MASControl 2017
D_MBT_Conf_Occup_Yr | Occupancy | FRACTION | Hol | 2014-01-01 | 2014-12-31 | Constant | 0 | [23 empty] | From eQ_Lib.dat in MASControl 2017
D_MBT_Cordr_LitCFL_Yr | Lighting | FRACTION | Default¦Wkdy | 2014-01-01 | 2014-12-31 | Constant | 0.8 | [23 empty] | From eQ_Lib.dat in MASControl 2017
D_MBT_Cordr_LitCFL_Yr | Lighting | FRACTION | Wknd | 2014-01-01 | 2014-12-31 | Constant | 1 | [23 empty] | From eQ_Lib.dat in MASControl 2017
D_MBT_Cordr_LitCFL_Yr | Lighting | FRACTION | WntrDsn | 2014-01-01 | 2014-12-31 | Constant | 0 | [23 empty] | From eQ_Lib.dat in MASControl 2017
D_MBT_Cordr_LitCFL_Yr | Lighting | FRACTION | SmrDsn | 2014-01-01 | 2014-12-31 | Constant | 1 | [23 empty] | From eQ_Lib.dat in MASControl 2017
D_MBT_Cordr_LitCFL_Yr | Lighting | FRACTION | Hol | 2014-01-01 | 2014-12-31 | Constant | 1 | [23 empty] | From eQ_Lib.dat in MASControl 2017
D_MBT_Cordr_LitEx_Yr | Lighting | FRACTION | SmrDsn | 2014-01-01 | 2014-12-31 | Constant | 1 | [23 empty] | From eQ_Lib.dat in MASControl 2017
D_MBT_Cordr_LitEx_Yr | Lighting | FRACTION | WntrDsn | 2014-01-01 | 2014-12-31 | Constant | 0 | [23 empty] | From eQ_Lib.dat in MASControl 2017
D_MBT_Cordr_LitEx_Yr | Lighting | FRACTION | Default¦Hol | 2014-01-01 | 2014-12-31 | Constant | 1 | [23 empty] | From eQ_Lib.dat in MASControl 2017
D_MBT_Cordr_LitLF_Yr | Lighting | FRACTION | Default¦Wkdy | 2014-01-01 | 2014-12-31 | Constant | 0.8 | [23 empty] | From eQ_Lib.dat in MASControl 2017
D_MBT_Cordr_LitLF_Yr | Lighting | FRACTION | Wknd | 2014-01-01 | 2014-12-31 | Constant | 1 | [23 empty] | From eQ_Lib.dat in MASControl 2017
D_MBT_Cordr_LitLF_Yr | Lighting | FRACTION | WntrDsn | 2014-01-01 | 2014-12-31 | Constant | 0 | [23 empty] | From eQ_Lib.dat in MASControl 2017
D_MBT_Cordr_LitLF_Yr | Lighting | FRACTION | SmrDsn | 2014-01-01 | 2014-12-31 | Constant | 1 | [23 empty] | From eQ_Lib.dat in MASControl 2017
D_MBT_Cordr_LitLF_Yr | Lighting | FRACTION | Hol | 2014-01-01 | 2014-12-31 | Constant | 1 | [23 empty] | From eQ_Lib.dat in MASControl 2017
D_MBT_Cordr_LitSp_Yr | Lighting | FRACTION | Default¦Wkdy | 2014-01-01 | 2014-12-31 | Constant | 0.8 | [23 empty] | From eQ_Lib.dat in MASControl 2017
D_MBT_Cordr_LitSp_Yr | Lighting | FRACTION | Wknd | 2014-01-01 | 2014-12-31 | Constant | 1 | [23 empty] | From eQ_Lib.dat in MASControl 2017
D_MBT_Cordr_LitSp_Yr | Lighting | FRACTION | WntrDsn | 2014-01-01 | 2014-12-31 | Constant | 0 | [23 empty] | From eQ_Lib.dat in MASControl 2017
D_MBT_Cordr_LitSp_Yr | Lighting | FRACTION | SmrDsn | 2014-01-01 | 2014-12-31 | Constant | 1 | [23 empty] | From eQ_Lib.dat in MASControl 2017
D_MBT_Cordr_LitSp_Yr | Lighting | FRACTION | Hol | 2014-01-01 | 2014-12-31 | Constant | 1 | [23 empty] | From eQ_Lib.dat in MASControl 2017
D_MBT_Cordr_Misc_Yr | Equipment | FRACTION | SmrDsn | 2014-01-01 | 2014-12-31 | Constant | 1 | [23 empty] | From eQ_Lib.dat in MASControl 2017
D_MBT_Cordr_Misc_Yr | Equipment | FRACTION | WntrDsn | 2014-01-01 | 2014-12-31 | Constant | 0 | [23 empty] | From eQ_Lib.dat in MASControl 2017
D_MBT_Cordr_Misc_Yr | Equipment | FRACTION | Default¦Hol | 2014-01-01 | 2014-12-31 | Constant | 1 | [23 empty] | From eQ_Lib.dat in MASControl 2017
D_MBT_Cordr_Occup_Yr | Occupancy | FRACTION | Default¦Wkdy | 2014-01-01 | 2014-12-31 | Hourly | 0 | 0 | 0 | 0 | 0 | 0 | 0.15 | 0.65 | 0.75 | 0.8 | 0.8 | 0.8 | 0.35 | 0.75 | 0.8 | 0.8 | 0.65 | 0.3 | 0.1 | 0.1 | 0.1 | 0 | 0 | 0 | From eQ_Lib.dat in MASControl 2017
D_MBT_Cordr_Occup_Yr | Occupancy | FRACTION | Wknd | 2014-01-01 | 2014-12-31 | Constant | 0 | [23 empty] | From eQ_Lib.dat in MASControl 2017
D_MBT_Cordr_Occup_Yr | Occupancy | FRACTION | WntrDsn | 2014-01-01 | 2014-12-31 | Constant | 0 | [23 empty] | From eQ_Lib.dat in MASControl 2017
D_MBT_Cordr_Occup_Yr | Occupancy | FRACTION | SmrDsn | 2014-01-01 | 2014-12-31 | Constant | 1 | [23 empty] | From eQ_Lib.dat in MASControl 2017
D_MBT_Cordr_Occup_Yr | Occupancy | FRACTION | Hol | 2014-01-01 | 2014-12-31 | Constant | 0 | [23 empty] | From eQ_Lib.dat in MASControl 2017
D_MBT_Ind_LitCFL_Yr | Lighting | FRACTION | Default¦Wkdy | 2014-01-01 | 2014-12-31 | Hourly | 0.08 | 0.08 | 0.08 | 0.08 | 0.08 | 0.08 | 0.2016 | 0.6879 | 0.85 | 0.85 | 0.85 | 0.85 | 0.6879 | 0.85 | 0.85 | 0.85 | 0.6474 | 0.4853 | 0.1611 | 0.08 | 0.08 | 0.08 | 0.08 | 0.08 | From eQ_Lib.dat in MASControl 2017
D_MBT_Ind_LitCFL_Yr | Lighting | FRACTION | Wknd | 2014-01-01 | 2014-12-31 | Constant | 0.05 | [23 empty] | From eQ_Lib.dat in MASControl 2017
D_MBT_Ind_LitCFL_Yr | Lighting | FRACTION | WntrDsn | 2014-01-01 | 2014-12-31 | Constant | 0 | [23 empty] | From eQ_Lib.dat in MASControl 2017
D_MBT_Ind_LitCFL_Yr | Lighting | FRACTION | SmrDsn | 2014-01-01 | 2014-12-31 | Constant | 1 | [23 empty] | From eQ_Lib.dat in MASControl 2017
D_MBT_Ind_LitCFL_Yr | Lighting | FRACTION | Hol | 2014-01-01 | 2014-12-31 | Constant | 0.05 | [23 empty] | From eQ_Lib.dat in MASControl 2017
D_MBT_Ind_LitEx_Yr | Lighting | FRACTION | SmrDsn | 2014-01-01 | 2014-12-31 | Constant | 1 | [23 empty] | From eQ_Lib.dat in MASControl 2017
D_MBT_Ind_LitEx_Yr | Lighting | FRACTION | WntrDsn | 2014-01-01 | 2014-12-31 | Constant | 0 | [23 empty] | From eQ_Lib.dat in MASControl 2017
D_MBT_Ind_LitEx_Yr | Lighting | FRACTION | Default¦Hol | 2014-01-01 | 2014-12-31 | Constant | 1 | [23 empty] | From eQ_Lib.dat in MASControl 2017
D_MBT_Ind_LitLF_Yr | Lighting | FRACTION | Default¦Wkdy | 2014-01-01 | 2014-12-31 | Hourly | 0.15 | 0.15 | 0.15 | 0.15 | 0.15 | 0.15 | 0.2842 | 0.8211 | 0.9 | 0.9 | 0.9 | 0.9 | 0.9 | 0.9 | 0.9 | 0.9 | 0.7763 | 0.5974 | 0.2395 | 0.15 | 0.15 | 0.15 | 0.15 | 0.15 | From eQ_Lib.dat in MASControl 2017
D_MBT_Ind_LitLF_Yr | Lighting | FRACTION | Wknd | 2014-01-01 | 2014-12-31 | Constant | 0.05 | [23 empty] | From eQ_Lib.dat in MASControl 2017
D_MBT_Ind_LitLF_Yr | Lighting | FRACTION | WntrDsn | 2014-01-01 | 2014-12-31 | Constant | 0 | [23 empty] | From eQ_Lib.dat in MASControl 2017
D_MBT_Ind_LitLF_Yr | Lighting | FRACTION | SmrDsn | 2014-01-01 | 2014-12-31 | Constant | 1 | [23 empty] | From eQ_Lib.dat in MASControl 2017
D_MBT_Ind_LitLF_Yr | Lighting | FRACTION | Hol | 2014-01-01 | 2014-12-31 | Constant | 0.05 | [23 empty] | From eQ_Lib.dat in MASControl 2017
D_MBT_Ind_LitSp_Yr | Lighting | FRACTION | Default¦Wkdy | 2014-01-01 | 2014-12-31 | Hourly | 0.15 | 0.15 | 0.15 | 0.15 | 0.15 | 0.15 | 0.2842 | 0.8211 | 0.9 | 0.9 | 0.9 | 0.9 | 0.9 | 0.9 | 0.9 | 0.9 | 0.7763 | 0.5974 | 0.2395 | 0.15 | 0.15 | 0.15 | 0.15 | 0.15 | From eQ_Lib.dat in MASControl 2017
D_MBT_Ind_LitSp_Yr | Lighting | FRACTION | Wknd | 2014-01-01 | 2014-12-31 | Constant | 0.05 | [23 empty] | From eQ_Lib.dat in MASControl 2017
D_MBT_Ind_LitSp_Yr | Lighting | FRACTION | WntrDsn | 2014-01-01 | 2014-12-31 | Constant | 0 | [23 empty] | From eQ_Lib.dat in MASControl 2017
D_MBT_Ind_LitSp_Yr | Lighting | FRACTION | SmrDsn | 2014-01-01 | 2014-12-31 | Constant | 1 | [23 empty] | From eQ_Lib.dat in MASControl 2017
D_MBT_Ind_LitSp_Yr | Lighting | FRACTION | Hol | 2014-01-01 | 2014-12-31 | Constant | 0.05 | [23 empty] | From eQ_Lib.dat in MASControl 2017
D_MBT_Ind_Misc_Yr | Equipment | FRACTION | Default¦Wkdy | 2014-01-01 | 2014-12-31 | Hourly | 0.2 | 0.2 | 0.2 | 0.2 | 0.2 | 0.2 | 0.4 | 0.85 | 0.85 | 0.85 | 0.85 | 0.75 | 0.85 | 0.85 | 0.85 | 0.85 | 0.65 | 0.4 | 0.2 | 0.2 | 0.2 | 0.2 | 0.2 | 0.2 | From eQ_Lib.dat in MASControl 2017
D_MBT_Ind_Misc_Yr | Equipment | FRACTION | Wknd | 2014-01-01 | 2014-12-31 | Constant | 0.2 | [23 empty] | From eQ_Lib.dat in MASControl 2017
D_MBT_Ind_Misc_Yr | Equipment | FRACTION | WntrDsn | 2014-01-01 | 2014-12-31 | Constant | 0 | [23 empty] | From eQ_Lib.dat in MASControl 2017
D_MBT_Ind_Misc_Yr | Equipment | FRACTION | SmrDsn | 2014-01-01 | 2014-12-31 | Constant | 1 | [23 empty] | From eQ_Lib.dat in MASControl 2017
D_MBT_Ind_Misc_Yr | Equipment | FRACTION | Hol | 2014-01-01 | 2014-12-31 | Constant | 0.2 | [23 empty] | From eQ_Lib.dat in MASControl 2017
D_MBT_Ind_Occup_Yr | Occupancy | FRACTION | Default¦Wkdy | 2014-01-01 | 2014-12-31 | Hourly | 0 | 0 | 0 | 0 | 0 | 0 | 0.15 | 0.65 | 0.75 | 0.8 | 0.8 | 0.8 | 0.35 | 0.75 | 0.8 | 0.8 | 0.65 | 0.3 | 0.1 | 0.1 | 0.1 | 0 | 0 | 0 | From eQ_Lib.dat in MASControl 2017
D_MBT_Ind_Occup_Yr | Occupancy | FRACTION | Wknd | 2014-01-01 | 2014-12-31 | Constant | 0 | [23 empty] | From eQ_Lib.dat in MASControl 2017
D_MBT_Ind_Occup_Yr | Occupancy | FRACTION | WntrDsn | 2014-01-01 | 2014-12-31 | Constant | 0 | [23 empty] | From eQ_Lib.dat in MASControl 2017
D_MBT_Ind_Occup_Yr | Occupancy | FRACTION | SmrDsn | 2014-01-01 | 2014-12-31 | Constant | 1 | [23 empty] | From eQ_Lib.dat in MASControl 2017
D_MBT_Ind_Occup_Yr | Occupancy | FRACTION | Hol | 2014-01-01 | 2014-12-31 | Constant | 0 | [23 empty] | From eQ_Lib.dat in MASControl 2017
D_MBT_Ktchn_Cook_Yr | Cooking | FRACTION | Default¦Wkdy | 2014-01-01 | 2014-12-31 | Hourly | 0.1 | 0.1 | 0.1 | 0.1 | 0.1 | 0.1 | 0.1 | 0.3 | 0.2 | 0.1 | 0.1 | 0.25 | 1 | 0.25 | 0.1 | 0.1 | 0.1 | 0.2 | 0.1 | 0.1 | 0.1 | 0.1 | 0.1 | 0.1 | From eQ_Lib.dat in MASControl 2017
D_MBT_Ktchn_Cook_Yr | Cooking | FRACTION | Wknd | 2014-01-01 | 2014-12-31 | Constant | 0.1 | [23 empty] | From eQ_Lib.dat in MASControl 2017
D_MBT_Ktchn_Cook_Yr | Cooking | FRACTION | WntrDsn | 2014-01-01 | 2014-12-31 | Constant | 0 | [23 empty] | From eQ_Lib.dat in MASControl 2017
D_MBT_Ktchn_Cook_Yr | Cooking | FRACTION | SmrDsn | 2014-01-01 | 2014-12-31 | Constant | 1 | [23 empty] | From eQ_Lib.dat in MASControl 2017
D_MBT_Ktchn_Cook_Yr | Cooking | FRACTION | Hol | 2014-01-01 | 2014-12-31 | Constant | 0.1 | [23 empty] | From eQ_Lib.dat in MASControl 2017
D_MBT_Ktchn_LitCFL_Yr | Lighting | FRACTION | Default¦Wkdy | 2014-01-01 | 2014-12-31 | Hourly | 0.08 | 0.08 | 0.08 | 0.08 | 0.08 | 0.08 | 0.2016 | 0.6879 | 0.85 | 0.85 | 0.85 | 0.85 | 0.85 | 0.85 | 0.85 | 0.85 | 0.6474 | 0.4853 | 0.1611 | 0.08 | 0.08 | 0.08 | 0.08 | 0.08 | From eQ_Lib.dat in MASControl 2017
D_MBT_Ktchn_LitCFL_Yr | Lighting | FRACTION | Wknd | 2014-01-01 | 2014-12-31 | Constant | 0.05 | [23 empty] | From eQ_Lib.dat in MASControl 2017
D_MBT_Ktchn_LitCFL_Yr | Lighting | FRACTION | WntrDsn | 2014-01-01 | 2014-12-31 | Constant | 0 | [23 empty] | From eQ_Lib.dat in MASControl 2017
D_MBT_Ktchn_LitCFL_Yr | Lighting | FRACTION | SmrDsn | 2014-01-01 | 2014-12-31 | Constant | 1 | [23 empty] | From eQ_Lib.dat in MASControl 2017
D_MBT_Ktchn_LitCFL_Yr | Lighting | FRACTION | Hol | 2014-01-01 | 2014-12-31 | Constant | 0.05 | [23 empty] | From eQ_Lib.dat in MASControl 2017
D_MBT_Ktchn_LitEx_Yr | Lighting | FRACTION | SmrDsn | 2014-01-01 | 2014-12-31 | Constant | 1 | [23 empty] | From eQ_Lib.dat in MASControl 2017
D_MBT_Ktchn_LitEx_Yr | Lighting | FRACTION | WntrDsn | 2014-01-01 | 2014-12-31 | Constant | 0 | [23 empty] | From eQ_Lib.dat in MASControl 2017
D_MBT_Ktchn_LitEx_Yr | Lighting | FRACTION | Default¦Hol | 2014-01-01 | 2014-12-31 | Constant | 1 | [23 empty] | From eQ_Lib.dat in MASControl 2017
D_MBT_Ktchn_LitLF_Yr | Lighting | FRACTION | Default¦Wkdy | 2014-01-01 | 2014-12-31 | Hourly | 0.15 | 0.15 | 0.15 | 0.15 | 0.15 | 0.15 | 0.2842 | 0.8211 | 0.9 | 0.9 | 0.9 | 0.9 | 0.9 | 0.9 | 0.9 | 0.9 | 0.7763 | 0.5974 | 0.2395 | 0.15 | 0.15 | 0.15 | 0.15 | 0.15 | From eQ_Lib.dat in MASControl 2017
D_MBT_Ktchn_LitLF_Yr | Lighting | FRACTION | Wknd | 2014-01-01 | 2014-12-31 | Constant | 0.05 | [23 empty] | From eQ_Lib.dat in MASControl 2017
D_MBT_Ktchn_LitLF_Yr | Lighting | FRACTION | WntrDsn | 2014-01-01 | 2014-12-31 | Constant | 0 | [23 empty] | From eQ_Lib.dat in MASControl 2017
D_MBT_Ktchn_LitLF_Yr | Lighting | FRACTION | SmrDsn | 2014-01-01 | 2014-12-31 | Constant | 1 | [23 empty] | From eQ_Lib.dat in MASControl 2017
D_MBT_Ktchn_LitLF_Yr | Lighting | FRACTION | Hol | 2014-01-01 | 2014-12-31 | Constant | 0.05 | [23 empty] | From eQ_Lib.dat in MASControl 2017
D_MBT_Ktchn_LitSp_Yr | Lighting | FRACTION | Default¦Wkdy | 2014-01-01 | 2014-12-31 | Hourly | 0.15 | 0.15 | 0.15 | 0.15 | 0.15 | 0.15 | 0.2842 | 0.8211 | 0.9 | 0.9 | 0.9 | 0.9 | 0.9 | 0.9 | 0.9 | 0.9 | 0.7763 | 0.5974 | 0.2395 | 0.15 | 0.15 | 0.15 | 0.15 | 0.15 | From eQ_Lib.dat in MASControl 2017
D_MBT_Ktchn_LitSp_Yr | Lighting | FRACTION | Wknd | 2014-01-01 | 2014-12-31 | Constant | 0.05 | [23 empty] | From eQ_Lib.dat in MASControl 2017
D_MBT_Ktchn_LitSp_Yr | Lighting | FRACTION | WntrDsn | 2014-01-01 | 2014-12-31 | Constant | 0 | [23 empty] | From eQ_Lib.dat in MASControl 2017
D_MBT_Ktchn_LitSp_Yr | Lighting | FRACTION | SmrDsn | 2014-01-01 | 2014-12-31 | Constant | 1 | [23 empty] | From eQ_Lib.dat in MASControl 2017
D_MBT_Ktchn_LitSp_Yr | Lighting | FRACTION | Hol | 2014-01-01 | 2014-12-31 | Constant | 0.05 | [23 empty] | From eQ_Lib.dat in MASControl 2017
D_MBT_Ktchn_Misc_Yr | Equipment | FRACTION | Default¦Wkdy | 2014-01-01 | 2014-12-31 | Hourly | 0.25 | 0.25 | 0.25 | 0.25 | 0.25 | 0.25 | 0.25 | 0.3 | 0.25 | 0.25 | 0.25 | 0.25 | 1 | 0.25 | 0.25 | 0.25 | 0.25 | 0.25 | 0.25 | 0.25 | 0.25 | 0.25 | 0.25 | 0.25 | From eQ_Lib.dat in MASControl 2017
D_MBT_Ktchn_Misc_Yr | Equipment | FRACTION | Wknd | 2014-01-01 | 2014-12-31 | Constant | 0.25 | [23 empty] | From eQ_Lib.dat in MASControl 2017
D_MBT_Ktchn_Misc_Yr | Equipment | FRACTION | WntrDsn | 2014-01-01 | 2014-12-31 | Constant | 0 | [23 empty] | From eQ_Lib.dat in MASControl 2017
D_MBT_Ktchn_Misc_Yr | Equipment | FRACTION | SmrDsn | 2014-01-01 | 2014-12-31 | Constant | 1 | [23 empty] | From eQ_Lib.dat in MASControl 2017
D_MBT_Ktchn_Misc_Yr | Equipment | FRACTION | Hol | 2014-01-01 | 2014-12-31 | Constant | 0.25 | [23 empty] | From eQ_Lib.dat in MASControl 2017
D_MBT_Ktchn_Occup_Yr | Occupancy | FRACTION | Default¦Wkdy | 2014-01-01 | 2014-12-31 | Hourly | 0 | 0 | 0 | 0 | 0 | 0 | 0.05 | 0.3 | 0.2 | 0.05 | 0.05 | 0.25 | 1 | 0.25 | 0.05 | 0.05 | 0.1 | 0.2 | 0.1 | 0.05 | 0.05 | 0 | 0 | 0 | From eQ_Lib.dat in MASControl 2017
D_MBT_Ktchn_Occup_Yr | Occupancy | FRACTION | Wknd | 2014-01-01 | 2014-12-31 | Constant | 0 | [23 empty] | From eQ_Lib.dat in MASControl 2017
D_MBT_Ktchn_Occup_Yr | Occupancy | FRACTION | WntrDsn | 2014-01-01 | 2014-12-31 | Constant | 0 | [23 empty] | From eQ_Lib.dat in MASControl 2017
D_MBT_Ktchn_Occup_Yr | Occupancy | FRACTION | SmrDsn | 2014-01-01 | 2014-12-31 | Constant | 1 | [23 empty] | From eQ_Lib.dat in MASControl 2017
D_MBT_Ktchn_Occup_Yr | Occupancy | FRACTION | Hol | 2014-01-01 | 2014-12-31 | Constant | 0 | [23 empty] | From eQ_Lib.dat in MASControl 2017
D_MBT_Lab_LitCFL_Yr | Lighting | FRACTION | Default¦Wkdy | 2014-01-01 | 2014-12-31 | Hourly | 0.08 | 0.08 | 0.08 | 0.08 | 0.08 | 0.08 | 0.2016 | 0.6879 | 0.85 | 0.85 | 0.85 | 0.85 | 0.6879 | 0.85 | 0.85 | 0.85 | 0.6474 | 0.4853 | 0.1611 | 0.08 | 0.08 | 0.08 | 0.08 | 0.08 | From eQ_Lib.dat in MASControl 2017
D_MBT_Lab_LitCFL_Yr | Lighting | FRACTION | Wknd | 2014-01-01 | 2014-12-31 | Constant | 0.05 | [23 empty] | From eQ_Lib.dat in MASControl 2017
D_MBT_Lab_LitCFL_Yr | Lighting | FRACTION | WntrDsn | 2014-01-01 | 2014-12-31 | Constant | 0 | [23 empty] | From eQ_Lib.dat in MASControl 2017
D_MBT_Lab_LitCFL_Yr | Lighting | FRACTION | SmrDsn | 2014-01-01 | 2014-12-31 | Constant | 1 | [23 empty] | From eQ_Lib.dat in MASControl 2017
D_MBT_Lab_LitCFL_Yr | Lighting | FRACTION | Hol | 2014-01-01 | 2014-12-31 | Constant | 0.05 | [23 empty] | From eQ_Lib.dat in MASControl 2017
D_MBT_Lab_LitEx_Yr | Lighting | FRACTION | SmrDsn | 2014-01-01 | 2014-12-31 | Constant | 1 | [23 empty] | From eQ_Lib.dat in MASControl 2017
D_MBT_Lab_LitEx_Yr | Lighting | FRACTION | WntrDsn | 2014-01-01 | 2014-12-31 | Constant | 0 | [23 empty] | From eQ_Lib.dat in MASControl 2017
D_MBT_Lab_LitEx_Yr | Lighting | FRACTION | Default¦Hol | 2014-01-01 | 2014-12-31 | Constant | 1 | [23 empty] | From eQ_Lib.dat in MASControl 2017
D_MBT_Lab_LitLF_Yr | Lighting | FRACTION | Default¦Wkdy | 2014-01-01 | 2014-12-31 | Hourly | 0.15 | 0.15 | 0.15 | 0.15 | 0.15 | 0.15 | 0.2842 | 0.8211 | 0.9 | 0.9 | 0.9 | 0.9 | 0.9 | 0.9 | 0.9 | 0.9 | 0.7763 | 0.5974 | 0.2395 | 0.15 | 0.15 | 0.15 | 0.15 | 0.15 | From eQ_Lib.dat in MASControl 2017
D_MBT_Lab_LitLF_Yr | Lighting | FRACTION | Wknd | 2014-01-01 | 2014-12-31 | Constant | 0.05 | [23 empty] | From eQ_Lib.dat in MASControl 2017
D_MBT_Lab_LitLF_Yr | Lighting | FRACTION | WntrDsn | 2014-01-01 | 2014-12-31 | Constant | 0 | [23 empty] | From eQ_Lib.dat in MASControl 2017
D_MBT_Lab_LitLF_Yr | Lighting | FRACTION | SmrDsn | 2014-01-01 | 2014-12-31 | Constant | 1 | [23 empty] | From eQ_Lib.dat in MASControl 2017
D_MBT_Lab_LitLF_Yr | Lighting | FRACTION | Hol | 2014-01-01 | 2014-12-31 | Constant | 0.05 | [23 empty] | From eQ_Lib.dat in MASControl 2017
D_MBT_Lab_LitSp_Yr | Lighting | FRACTION | Default¦Wkdy | 2014-01-01 | 2014-12-31 | Hourly | 0.15 | 0.15 | 0.15 | 0.15 | 0.15 | 0.15 | 0.2842 | 0.8211 | 0.9 | 0.9 | 0.9 | 0.9 | 0.9 | 0.9 | 0.9 | 0.9 | 0.7763 | 0.5974 | 0.2395 | 0.15 | 0.15 | 0.15 | 0.15 | 0.15 | From eQ_Lib.dat in MASControl 2017
D_MBT_Lab_LitSp_Yr | Lighting | FRACTION | Wknd | 2014-01-01 | 2014-12-31 | Constant | 0.05 | [23 empty] | From eQ_Lib.dat in MASControl 2017
D_MBT_Lab_LitSp_Yr | Lighting | FRACTION | WntrDsn | 2014-01-01 | 2014-12-31 | Constant | 0 | [23 empty] | From eQ_Lib.dat in MASControl 2017
D_MBT_Lab_LitSp_Yr | Lighting | FRACTION | SmrDsn | 2014-01-01 | 2014-12-31 | Constant | 1 | [23 empty] | From eQ_Lib.dat in MASControl 2017
D_MBT_Lab_LitSp_Yr | Lighting | FRACTION | Hol | 2014-01-01 | 2014-12-31 | Constant | 0.05 | [23 empty] | From eQ_Lib.dat in MASControl 2017
D_MBT_Lab_Misc_Yr | Equipment | FRACTION | Default¦Wkdy | 2014-01-01 | 2014-12-31 | Hourly | 0.2 | 0.2 | 0.2 | 0.2 | 0.2 | 0.2 | 0.4 | 0.85 | 0.85 | 0.85 | 0.85 | 0.75 | 0.85 | 0.85 | 0.85 | 0.85 | 0.65 | 0.4 | 0.2 | 0.2 | 0.2 | 0.2 | 0.2 | 0.2 | From eQ_Lib.dat in MASControl 2017
D_MBT_Lab_Misc_Yr | Equipment | FRACTION | Wknd | 2014-01-01 | 2014-12-31 | Constant | 0.2 | [23 empty] | From eQ_Lib.dat in MASControl 2017
D_MBT_Lab_Misc_Yr | Equipment | FRACTION | WntrDsn | 2014-01-01 | 2014-12-31 | Constant | 0 | [23 empty] | From eQ_Lib.dat in MASControl 2017
D_MBT_Lab_Misc_Yr | Equipment | FRACTION | SmrDsn | 2014-01-01 | 2014-12-31 | Constant | 1 | [23 empty] | From eQ_Lib.dat in MASControl 2017
D_MBT_Lab_Misc_Yr | Equipment | FRACTION | Hol | 2014-01-01 | 2014-12-31 | Constant | 0.2 | [23 empty] | From eQ_Lib.dat in MASControl 2017
D_MBT_Lab_Occup_Yr | Occupancy | FRACTION | Default¦Wkdy | 2014-01-01 | 2014-12-31 | Hourly | 0 | 0 | 0 | 0 | 0 | 0 | 0.15 | 0.65 | 0.75 | 0.8 | 0.8 | 0.8 | 0.35 | 0.75 | 0.8 | 0.8 | 0.65 | 0.3 | 0.1 | 0.1 | 0.1 | 0 | 0 | 0 | From eQ_Lib.dat in MASControl 2017
D_MBT_Lab_Occup_Yr | Occupancy | FRACTION | Wknd | 2014-01-01 | 2014-12-31 | Constant | 0 | [23 empty] | From eQ_Lib.dat in MASControl 2017
D_MBT_Lab_Occup_Yr | Occupancy | FRACTION | WntrDsn | 2014-01-01 | 2014-12-31 | Constant | 0 | [23 empty] | From eQ_Lib.dat in MASControl 2017
D_MBT_Lab_Occup_Yr | Occupancy | FRACTION | SmrDsn | 2014-01-01 | 2014-12-31 | Constant | 1 | [23 empty] | From eQ_Lib.dat in MASControl 2017
D_MBT_Lab_Occup_Yr | Occupancy | FRACTION | Hol | 2014-01-01 | 2014-12-31 | Constant | 0 | [23 empty] | From eQ_Lib.dat in MASControl 2017
D_MBT_OffGen_LitCFL_Yr | Lighting | FRACTION | Default¦Wkdy | 2014-01-01 | 2014-12-31 | Hourly | 0.08 | 0.08 | 0.08 | 0.08 | 0.08 | 0.08 | 0.2016 | 0.6879 | 0.85 | 0.85 | 0.85 | 0.85 | 0.6879 | 0.85 | 0.85 | 0.85 | 0.6474 | 0.4853 | 0.1611 | 0.08 | 0.08 | 0.08 | 0.08 | 0.08 | From eQ_Lib.dat in MASControl 2017
D_MBT_OffGen_LitCFL_Yr | Lighting | FRACTION | Wknd | 2014-01-01 | 2014-12-31 | Constant | 0.05 | [23 empty] | From eQ_Lib.dat in MASControl 2017
D_MBT_OffGen_LitCFL_Yr | Lighting | FRACTION | WntrDsn | 2014-01-01 | 2014-12-31 | Constant | 0 | [23 empty] | From eQ_Lib.dat in MASControl 2017
D_MBT_OffGen_LitCFL_Yr | Lighting | FRACTION | SmrDsn | 2014-01-01 | 2014-12-31 | Constant | 1 | [23 empty] | From eQ_Lib.dat in MASControl 2017
D_MBT_OffGen_LitCFL_Yr | Lighting | FRACTION | Hol | 2014-01-01 | 2014-12-31 | Constant | 0.05 | [23 empty] | From eQ_Lib.dat in MASControl 2017
D_MBT_OffGen_LitEx_Yr | Lighting | FRACTION | SmrDsn | 2014-01-01 | 2014-12-31 | Constant | 1 | [23 empty] | From eQ_Lib.dat in MASControl 2017
D_MBT_OffGen_LitEx_Yr | Lighting | FRACTION | WntrDsn | 2014-01-01 | 2014-12-31 | Constant | 0 | [23 empty] | From eQ_Lib.dat in MASControl 2017
D_MBT_OffGen_LitEx_Yr | Lighting | FRACTION | Default¦Hol | 2014-01-01 | 2014-12-31 | Constant | 1 | [23 empty] | From eQ_Lib.dat in MASControl 2017
D_MBT_OffGen_LitLF_Yr | Lighting | FRACTION | Default¦Wkdy | 2014-01-01 | 2014-12-31 | Hourly | 0.16 | 0.16 | 0.16 | 0.16 | 0.16 | 0.16 | 0.2926 | 0.8232 | 0.9 | 0.9 | 0.9 | 0.9 | 0.9 | 0.9 | 0.9 | 0.9 | 0.7789 | 0.6021 | 0.2484 | 0.16 | 0.16 | 0.16 | 0.16 | 0.16 | From eQ_Lib.dat in MASControl 2017
D_MBT_OffGen_LitLF_Yr | Lighting | FRACTION | Wknd | 2014-01-01 | 2014-12-31 | Constant | 0.05 | [23 empty] | From eQ_Lib.dat in MASControl 2017
D_MBT_OffGen_LitLF_Yr | Lighting | FRACTION | WntrDsn | 2014-01-01 | 2014-12-31 | Constant | 0 | [23 empty] | From eQ_Lib.dat in MASControl 2017
D_MBT_OffGen_LitLF_Yr | Lighting | FRACTION | SmrDsn | 2014-01-01 | 2014-12-31 | Constant | 1 | [23 empty] | From eQ_Lib.dat in MASControl 2017
D_MBT_OffGen_LitLF_Yr | Lighting | FRACTION | Hol | 2014-01-01 | 2014-12-31 | Constant | 0.05 | [23 empty] | From eQ_Lib.dat in MASControl 2017
D_MBT_OffGen_LitSp_Yr | Lighting | FRACTION | Default¦Wkdy | 2014-01-01 | 2014-12-31 | Hourly | 0.16 | 0.16 | 0.16 | 0.16 | 0.16 | 0.16 | 0.2926 | 0.8232 | 0.9 | 0.9 | 0.9 | 0.9 | 0.9 | 0.9 | 0.9 | 0.9 | 0.7789 | 0.6021 | 0.2484 | 0.16 | 0.16 | 0.16 | 0.16 | 0.16 | From eQ_Lib.dat in MASControl 2017
D_MBT_OffGen_LitSp_Yr | Lighting | FRACTION | Wknd | 2014-01-01 | 2014-12-31 | Constant | 0.05 | [23 empty] | From eQ_Lib.dat in MASControl 2017
D_MBT_OffGen_LitSp_Yr | Lighting | FRACTION | WntrDsn | 2014-01-01 | 2014-12-31 | Constant | 0 | [23 empty] | From eQ_Lib.dat in MASControl 2017
D_MBT_OffGen_LitSp_Yr | Lighting | FRACTION | SmrDsn | 2014-01-01 | 2014-12-31 | Constant | 1 | [23 empty] | From eQ_Lib.dat in MASControl 2017
D_MBT_OffGen_LitSp_Yr | Lighting | FRACTION | Hol | 2014-01-01 | 2014-12-31 | Constant | 0.05 | [23 empty] | From eQ_Lib.dat in MASControl 2017
D_MBT_OffGen_Misc_Yr | Equipment | FRACTION | Default¦Wkdy | 2014-01-01 | 2014-12-31 | Hourly | 0.4 | 0.4 | 0.4 | 0.4 | 0.4 | 0.4 | 0.4 | 0.5 | 0.8 | 0.875 | 0.9 | 0.925 | 0.9 | 0.9 | 0.875 | 0.85 | 0.8 | 0.6 | 0.5 | 0.45 | 0.45 | 0.425 | 0.4 | 0.4 | Matched to NBI plug load study - average of Low/Mid plug loads
D_MBT_OffGen_Misc_Yr | Equipment | FRACTION | Wknd¦Hol | 2014-01-01 | 2014-12-31 | Constant | 0.4 | [23 empty] | Matched to NBI plug load study - average of Low/Mid plug loads
D_MBT_OffGen_Misc_Yr | Equipment | FRACTION | WntrDsn | 2014-01-01 | 2014-12-31 | Constant | 0 | [23 empty] | Matched to NBI plug load study - average of Low/Mid plug loads
D_MBT_OffGen_Misc_Yr | Equipment | FRACTION | SmrDsn | 2014-01-01 | 2014-12-31 | Constant | 1 | [23 empty] | Matched to NBI plug load study - average of Low/Mid plug loads
D_MBT_OffGen_Occup_Yr | Occupancy | FRACTION | Default¦Wkdy | 2014-01-01 | 2014-12-31 | Hourly | 0 | 0 | 0 | 0 | 0 | 0 | 0.15 | 0.65 | 0.75 | 0.8 | 0.8 | 0.8 | 0.35 | 0.75 | 0.8 | 0.8 | 0.65 | 0.3 | 0.1 | 0.1 | 0.1 | 0 | 0 | 0 | From eQ_Lib.dat in MASControl 2017
D_MBT_OffGen_Occup_Yr | Occupancy | FRACTION | Wknd | 2014-01-01 | 2014-12-31 | Constant | 0 | [23 empty] | From eQ_Lib.dat in MASControl 2017
D_MBT_OffGen_Occup_Yr | Occupancy | FRACTION | WntrDsn | 2014-01-01 | 2014-12-31 | Constant | 0 | [23 empty] | From eQ_Lib.dat in MASControl 2017
D_MBT_OffGen_Occup_Yr | Occupancy | FRACTION | SmrDsn | 2014-01-01 | 2014-12-31 | Constant | 1 | [23 empty] | From eQ_Lib.dat in MASControl 2017
D_MBT_OffGen_Occup_Yr | Occupancy | FRACTION | Hol | 2014-01-01 | 2014-12-31 | Constant | 0 | [23 empty] | From eQ_Lib.dat in MASControl 2017
D_MFm_All_C_Inf_Yr | Infiltration | MULTIPLIER | Default¦SmrDsn¦WntrDsn¦Hol | 2014-01-01 | 2014-12-31 | Constant | 0.5 | [23 empty] | From eQ_Lib.dat in MASControl 2017
D_MFm_All_CTemp_Yr | Thermostat Setpoint | C | SmrDsn¦WntrDsn | 2014-01-01 | 2014-12-31 | Constant | 25.5556 | [23 empty] | From expanded prototype models
D_MFm_All_CTemp_Yr | Thermostat Setpoint | C | Default¦Wkdy¦Hol | 2014-01-01 | 2014-12-31 | Hourly | 25.5556 | 25.5556 | 25.5556 | 25.5556 | 25.5556 | 25.5556 | 25.5556 | 25.5556 | 25.5556 | 25.5556 | 25.5556 | 25.5556 | 25.5556 | 25.5556 | 25.5556 | 25.5556 | 25.5556 | 25.5556 | 25.5556 | 25.5556 | 25.5556 | 25.5556 | 25.5556 | 25.5556 | From expanded prototype models
D_MFm_All_DHW_Bath_Yr | Service Water Heating | FRACTION | Default¦SmrDsn¦WntrDsn¦Hol | 2014-01-01 | 2014-12-31 | Hourly | 0.0077 | 0.0039 | 0.0039 | 0.0039 | 0.0077 | 0.0193 | 0.0463 | 0.0579 | 0.0656 | 0.0579 | 0.0463 | 0.0347 | 0.0309 | 0.0232 | 0.0232 | 0.0232 | 0.0386 | 0.0463 | 0.0772 | 0.1004 | 0.1004 | 0.0772 | 0.0656 | 0.0386 | From eQ_Lib.dat in MASControl 2017
D_MFm_All_DHW_CWshr_Yr | Clothes Washing SHR | FRACTION | Default¦SmrDsn¦WntrDsn¦Hol | 2014-01-01 | 2014-12-31 | Hourly | 0.0093 | 0.0075 | 0.0037 | 0.0037 | 0.0075 | 0.0112 | 0.0224 | 0.0486 | 0.0729 | 0.086 | 0.0841 | 0.0748 | 0.0673 | 0.0598 | 0.0523 | 0.0486 | 0.0505 | 0.0486 | 0.0486 | 0.0486 | 0.0486 | 0.0467 | 0.0318 | 0.0168 | From eQ_Lib.dat in MASControl 2017
D_MFm_All_DHW_DWshr_Yr | Dishwashing SHR | FRACTION | Default¦SmrDsn¦WntrDsn¦Hol | 2014-01-01 | 2014-12-31 | Hourly | 0.0154 | 0.0068 | 0.0051 | 0.0034 | 0.0034 | 0.0102 | 0.0205 | 0.0307 | 0.058 | 0.0648 | 0.0563 | 0.0478 | 0.041 | 0.0461 | 0.0375 | 0.0358 | 0.0375 | 0.0495 | 0.087 | 0.1109 | 0.0904 | 0.0666 | 0.0444 | 0.0307 | From eQ_Lib.dat in MASControl 2017
D_MFm_All_DHW_Shwr_Yr | Service Water Heating | FRACTION | Default¦SmrDsn¦WntrDsn¦Hol | 2014-01-01 | 2014-12-31 | Hourly | 0.0107 | 0.0049 | 0.0034 | 0.0049 | 0.0136 | 0.0515 | 0.1176 | 0.1166 | 0.0948 | 0.0743 | 0.0598 | 0.0471 | 0.034 | 0.0292 | 0.0253 | 0.0262 | 0.0301 | 0.0389 | 0.0423 | 0.0423 | 0.0418 | 0.0408 | 0.0292 | 0.0209 | From eQ_Lib.dat in MASControl 2017
D_MFm_All_DHW_Sink_Yr | Service Water Heating | FRACTION | Default¦SmrDsn¦WntrDsn¦Hol | 2014-01-01 | 2014-12-31 | Hourly | 0.0142 | 0.0068 | 0.0051 | 0.0051 | 0.0068 | 0.0181 | 0.0425 | 0.0623 | 0.0657 | 0.0618 | 0.0544 | 0.0499 | 0.0487 | 0.0453 | 0.0414 | 0.0431 | 0.0482 | 0.0652 | 0.0748 | 0.0691 | 0.0567 | 0.0482 | 0.0397 | 0.0272 | From eQ_Lib.dat in MASControl 2017
D_MFm_All_Fan_Yr | Fan | ON/OFF/FLAG | Default¦SmrDsn¦WntrDsn¦Hol | 2014-01-01 | 2014-12-31 | Constant | 1 | [23 empty] | From eQ_Lib.dat in MASControl 2017
D_MFm_All_HTemp_Yr | Thermostat Setpoint | C | SmrDsn¦WntrDsn | 2014-01-01 | 2014-12-31 | Constant | 20 | [23 empty] | From expanded prototype models
D_MFm_All_HTemp_Yr | Thermostat Setpoint | C | Default¦Wkdy¦Hol | 2014-01-01 | 2014-12-31 | Hourly | 20 | 20 | 20 | 20 | 20 | 20 | 20 | 20 | 20 | 20 | 20 | 20 | 20 | 20 | 20 | 20 | 20 | 20 | 20 | 20 | 20 | 20 | 20 | 20 | From expanded prototype models
D_MFm_All_P_Inf_Yr | Infiltration | MULTIPLIER | Default¦SmrDsn¦WntrDsn¦Hol | 2014-01-01 | 2014-12-31 | Constant | 0.5 | [23 empty] | From eQ_Lib.dat in MASControl 2017
D_MFm_Bedrm_ILit_Yr |  | FRACTION | Default¦Wkdy | 2014-01-01 | 2014-01-31 | Hourly | 0.04164 | 0.02437 | 0.01692 | 0.01249 | 0.01344 | 0.01479 | 0.01793 | 0.03724 | 0.04538 | 0.04045 | 0.03645 | 0.03878 | 0.03764 | 0.03657 | 0.03384 | 0.03502 | 0.03803 | 0.0459 | 0.06052 | 0.07667 | 0.09991 | 0.10911 | 0.09281 | 0.0713 | From eQ_Lib.dat in MASControl 2017
D_MFm_Bedrm_ILit_Yr |  | FRACTION | Wknd | 2014-01-01 | 2014-01-31 | Hourly | 0.04861 | 0.03318 | 0.02199 | 0.01506 | 0.01259 | 0.01323 | 0.01388 | 0.01964 | 0.02821 | 0.0369 | 0.03581 | 0.03777 | 0.03903 | 0.04081 | 0.03701 | 0.03462 | 0.03694 | 0.04475 | 0.05777 | 0.07008 | 0.09052 | 0.09992 | 0.09342 | 0.06758 | From eQ_Lib.dat in MASControl 2017
D_MFm_Bedrm_ILit_Yr |  | FRACTION | Default¦Wkdy | 2014-02-01 | 2014-02-28 | Hourly | 0.04213 | 0.02452 | 0.01695 | 0.01258 | 0.0133 | 0.01477 | 0.0183 | 0.03683 | 0.04446 | 0.03961 | 0.03574 | 0.03742 | 0.03631 | 0.03532 | 0.03294 | 0.03395 | 0.03665 | 0.04339 | 0.05731 | 0.07252 | 0.0945 | 0.10706 | 0.09347 | 0.07163 | From eQ_Lib.dat in MASControl 2017
D_MFm_Bedrm_ILit_Yr |  | FRACTION | Wknd | 2014-02-01 | 2014-02-28 | Hourly | 0.04927 | 0.03307 | 0.02183 | 0.01552 | 0.01292 | 0.01314 | 0.01402 | 0.01979 | 0.02822 | 0.03616 | 0.0358 | 0.03766 | 0.0386 | 0.04014 | 0.03689 | 0.03465 | 0.03678 | 0.04287 | 0.05459 | 0.06608 | 0.08595 | 0.09817 | 0.09304 | 0.0686 | From eQ_Lib.dat in MASControl 2017
D_MFm_Bedrm_ILit_Yr |  | FRACTION | Default¦Wkdy | 2014-03-01 | 2014-03-31 | Hourly | 0.04284 | 0.02474 | 0.017 | 0.01271 | 0.01309 | 0.01475 | 0.01883 | 0.03625 | 0.04313 | 0.03839 | 0.03471 | 0.03546 | 0.0344 | 0.0335 | 0.03165 | 0.0324 | 0.03463 | 0.03976 | 0.05267 | 0.06648 | 0.08664 | 0.10407 | 0.09442 | 0.07212 | From eQ_Lib.dat in MASControl 2017
D_MFm_Bedrm_ILit_Yr |  | FRACTION | Wknd | 2014-03-01 | 2014-03-31 | Hourly | 0.05024 | 0.03291 | 0.0216 | 0.01621 | 0.01342 | 0.01301 | 0.01421 | 0.02003 | 0.02824 | 0.03506 | 0.03579 | 0.03749 | 0.03797 | 0.03916 | 0.03672 | 0.03471 | 0.03654 | 0.0401 | 0.04991 | 0.06018 | 0.07923 | 0.09559 | 0.09249 | 0.0701 | From eQ_Lib.dat in MASControl 2017
D_MFm_Bedrm_ILit_Yr |  | FRACTION | Default¦Wkdy | 2014-04-01 | 2014-04-30 | Hourly | 0.04361 | 0.02498 | 0.01704 | 0.01286 | 0.01286 | 0.01472 | 0.01941 | 0.03561 | 0.04169 | 0.03708 | 0.03361 | 0.03334 | 0.03232 | 0.03153 | 0.03026 | 0.03074 | 0.03245 | 0.03584 | 0.04766 | 0.05997 | 0.07816 | 0.10085 | 0.09544 | 0.07264 | From eQ_Lib.dat in MASControl 2017
D_MFm_Bedrm_ILit_Yr |  | FRACTION | Wknd | 2014-04-01 | 2014-04-30 | Hourly | 0.05129 | 0.03274 | 0.02135 | 0.01694 | 0.01396 | 0.01287 | 0.01443 | 0.02028 | 0.02826 | 0.03388 | 0.03577 | 0.03731 | 0.03729 | 0.0381 | 0.03653 | 0.03476 | 0.0363 | 0.03712 | 0.04488 | 0.05386 | 0.07201 | 0.09281 | 0.0919 | 0.07172 | From eQ_Lib.dat in MASControl 2017
D_MFm_Bedrm_ILit_Yr |  | FRACTION | Default¦Wkdy | 2014-05-01 | 2014-05-31 | Hourly | 0.04421 | 0.02516 | 0.01708 | 0.01298 | 0.01268 | 0.01469 | 0.01987 | 0.03511 | 0.04058 | 0.03606 | 0.03275 | 0.0317 | 0.03071 | 0.03001 | 0.02917 | 0.02944 | 0.03076 | 0.0328 | 0.04376 | 0.05492 | 0.07157 | 0.09836 | 0.09624 | 0.07305 | From eQ_Lib.dat in MASControl 2017
D_MFm_Bedrm_ILit_Yr |  | FRACTION | Wknd | 2014-05-01 | 2014-05-31 | Hourly | 0.05212 | 0.0326 | 0.02115 | 0.01753 | 0.01438 | 0.01276 | 0.0146 | 0.02048 | 0.02827 | 0.03294 | 0.03577 | 0.03717 | 0.03675 | 0.03725 | 0.03639 | 0.0348 | 0.0361 | 0.03475 | 0.04088 | 0.04883 | 0.06627 | 0.09061 | 0.09143 | 0.073 | From eQ_Lib.dat in MASControl 2017
D_MFm_Bedrm_ILit_Yr |  | FRACTION | Default¦Wkdy | 2014-06-01 | 2014-06-30 | Hourly | 0.0445 | 0.02525 | 0.0171 | 0.01303 | 0.01259 | 0.01469 | 0.02007 | 0.03488 | 0.04004 | 0.03559 | 0.03234 | 0.03092 | 0.02995 | 0.02929 | 0.02866 | 0.02883 | 0.02997 | 0.03135 | 0.04191 | 0.05252 | 0.06844 | 0.09717 | 0.09661 | 0.07324 | From eQ_Lib.dat in MASControl 2017
D_MFm_Bedrm_ILit_Yr |  | FRACTION | Wknd | 2014-06-01 | 2014-06-30 | Hourly | 0.05248 | 0.03254 | 0.02106 | 0.01778 | 0.01456 | 0.01271 | 0.01467 | 0.02056 | 0.02828 | 0.03253 | 0.03576 | 0.0371 | 0.03652 | 0.03689 | 0.03632 | 0.03482 | 0.03602 | 0.03374 | 0.03916 | 0.04667 | 0.0638 | 0.08966 | 0.09123 | 0.07355 | From eQ_Lib.dat in MASControl 2017
D_MFm_Bedrm_ILit_Yr |  | FRACTION | Default¦Wkdy | 2014-07-01 | 2014-07-31 | Hourly | 0.04436 | 0.02521 | 0.01709 | 0.01301 | 0.01263 | 0.01469 | 0.01997 | 0.03498 | 0.0403 | 0.03581 | 0.03253 | 0.03129 | 0.03031 | 0.02963 | 0.02891 | 0.02912 | 0.03035 | 0.03204 | 0.0428 | 0.05367 | 0.06994 | 0.09774 | 0.09643 | 0.07315 | From eQ_Lib.dat in MASControl 2017
D_MFm_Bedrm_ILit_Yr |  | FRACTION | Wknd | 2014-07-01 | 2014-07-31 | Hourly | 0.05233 | 0.03256 | 0.0211 | 0.01767 | 0.01448 | 0.01274 | 0.01464 | 0.02053 | 0.02828 | 0.0327 | 0.03577 | 0.03712 | 0.03661 | 0.03704 | 0.03635 | 0.03482 | 0.03605 | 0.03416 | 0.03987 | 0.04756 | 0.06482 | 0.09005 | 0.09131 | 0.07332 | From eQ_Lib.dat in MASControl 2017
D_MFm_Bedrm_ILit_Yr |  | FRACTION | Default¦Wkdy | 2014-08-01 | 2014-08-31 | Hourly | 0.04386 | 0.02506 | 0.01706 | 0.01291 | 0.01278 | 0.01471 | 0.0196 | 0.0354 | 0.04123 | 0.03666 | 0.03325 | 0.03266 | 0.03165 | 0.0309 | 0.02981 | 0.0302 | 0.03175 | 0.03457 | 0.04604 | 0.05787 | 0.07542 | 0.09981 | 0.09577 | 0.07281 | From eQ_Lib.dat in MASControl 2017
D_MFm_Bedrm_ILit_Yr |  | FRACTION | Wknd | 2014-08-01 | 2014-08-31 | Hourly | 0.05162 | 0.03268 | 0.02127 | 0.01717 | 0.01412 | 0.01283 | 0.0145 | 0.02036 | 0.02827 | 0.03351 | 0.03577 | 0.03725 | 0.03708 | 0.03777 | 0.03648 | 0.03477 | 0.03622 | 0.03619 | 0.0433 | 0.05188 | 0.06975 | 0.09195 | 0.09172 | 0.07222 | From eQ_Lib.dat in MASControl 2017
D_MFm_Bedrm_ILit_Yr |  | FRACTION | Default¦Wkdy | 2014-09-01 | 2014-09-30 | Hourly | 0.04312 | 0.02483 | 0.01701 | 0.01277 | 0.013 | 0.01473 | 0.01904 | 0.03601 | 0.04261 | 0.03792 | 0.03432 | 0.03469 | 0.03365 | 0.03279 | 0.03115 | 0.0318 | 0.03384 | 0.03834 | 0.05086 | 0.06413 | 0.08357 | 0.10291 | 0.09478 | 0.0723 | From eQ_Lib.dat in MASControl 2017
D_MFm_Bedrm_ILit_Yr |  | FRACTION | Wknd | 2014-09-01 | 2014-09-30 | Hourly | 0.05065 | 0.03284 | 0.02151 | 0.01649 | 0.01363 | 0.01296 | 0.01429 | 0.02012 | 0.02825 | 0.0346 | 0.03578 | 0.03742 | 0.03771 | 0.03875 | 0.03665 | 0.03473 | 0.03645 | 0.03895 | 0.04797 | 0.05775 | 0.07645 | 0.09452 | 0.09226 | 0.07072 | From eQ_Lib.dat in MASControl 2017
D_MFm_Bedrm_ILit_Yr |  | FRACTION | Default¦Wkdy | 2014-10-01 | 2014-10-31 | Hourly | 0.04235 | 0.02459 | 0.01696 | 0.01262 | 0.01323 | 0.01477 | 0.01846 | 0.03665 | 0.04406 | 0.03924 | 0.03543 | 0.03683 | 0.03573 | 0.03476 | 0.03255 | 0.03348 | 0.03603 | 0.04228 | 0.0559 | 0.07068 | 0.0921 | 0.10615 | 0.09376 | 0.07178 | From eQ_Lib.dat in MASControl 2017
D_MFm_Bedrm_ILit_Yr |  | FRACTION | Wknd | 2014-10-01 | 2014-10-31 | Hourly | 0.04962 | 0.03301 | 0.02175 | 0.01577 | 0.01311 | 0.01309 | 0.01409 | 0.01988 | 0.02823 | 0.03576 | 0.03579 | 0.0376 | 0.03837 | 0.03979 | 0.03683 | 0.03467 | 0.03669 | 0.04186 | 0.05289 | 0.06395 | 0.08352 | 0.09723 | 0.09285 | 0.06914 | From eQ_Lib.dat in MASControl 2017
D_MFm_Bedrm_ILit_Yr |  | FRACTION | Default¦Wkdy | 2014-11-01 | 2014-11-30 | Hourly | 0.04177 | 0.02441 | 0.01693 | 0.01251 | 0.0134 | 0.01479 | 0.01803 | 0.03713 | 0.04513 | 0.04022 | 0.03626 | 0.03841 | 0.03728 | 0.03623 | 0.03359 | 0.03473 | 0.03766 | 0.04522 | 0.05965 | 0.07555 | 0.09844 | 0.10856 | 0.09299 | 0.07139 | From eQ_Lib.dat in MASControl 2017
D_MFm_Bedrm_ILit_Yr |  | FRACTION | Wknd | 2014-11-01 | 2014-11-30 | Hourly | 0.04876 | 0.03316 | 0.02196 | 0.01516 | 0.01266 | 0.01321 | 0.01392 | 0.01967 | 0.02821 | 0.03673 | 0.03581 | 0.03775 | 0.03893 | 0.04066 | 0.03698 | 0.03463 | 0.0369 | 0.04432 | 0.05704 | 0.06916 | 0.08947 | 0.09952 | 0.09333 | 0.06781 | From eQ_Lib.dat in MASControl 2017
D_MFm_Bedrm_ILit_Yr |  | FRACTION | Default¦Wkdy | 2014-12-01 | 2014-12-31 | Hourly | 0.04149 | 0.02433 | 0.01691 | 0.01246 | 0.01348 | 0.01479 | 0.01782 | 0.03736 | 0.04566 | 0.0407 | 0.03666 | 0.03918 | 0.03804 | 0.03694 | 0.0341 | 0.03533 | 0.03844 | 0.04664 | 0.06147 | 0.07791 | 0.10152 | 0.10973 | 0.09262 | 0.0712 | From eQ_Lib.dat in MASControl 2017
D_MFm_Bedrm_ILit_Yr |  | FRACTION | Wknd | 2014-12-01 | 2014-12-31 | Hourly | 0.04843 | 0.03322 | 0.02204 | 0.01492 | 0.01249 | 0.01325 | 0.01385 | 0.01959 | 0.0282 | 0.03711 | 0.03581 | 0.0378 | 0.03915 | 0.04099 | 0.03704 | 0.03461 | 0.03698 | 0.04528 | 0.05866 | 0.0712 | 0.09179 | 0.10042 | 0.09352 | 0.06729 | From eQ_Lib.dat in MASControl 2017
D_MFm_Bedrm_ILit_Yr |  | FRACTION | WntrDsn | 2014-01-01 | 2014-12-31 | Hourly | 0.0445 | 0.02525 | 0.0171 | 0.01303 | 0.01259 | 0.01469 | 0.02007 | 0.03488 | 0.04004 | 0.03559 | 0.03234 | 0.03092 | 0.02995 | 0.02929 | 0.02866 | 0.02883 | 0.02997 | 0.03135 | 0.04191 | 0.05252 | 0.06844 | 0.09717 | 0.09661 | 0.07324 | From eQ_Lib.dat in MASControl 2017
D_MFm_Bedrm_ILit_Yr |  | FRACTION | SmrDsn | 2014-01-01 | 2014-12-31 | Hourly | 0.04149 | 0.02433 | 0.01691 | 0.01246 | 0.01348 | 0.01479 | 0.01782 | 0.03736 | 0.04566 | 0.0407 | 0.03666 | 0.03918 | 0.03804 | 0.03694 | 0.0341 | 0.03533 | 0.03844 | 0.04664 | 0.06147 | 0.07791 | 0.10152 | 0.10973 | 0.09262 | 0.0712 | From eQ_Lib.dat in MASControl 2017
D_MFm_Bedrm_ILit_Yr |  | FRACTION | Hol | 2014-01-01 | 2014-12-31 | Hourly | 0.05248 | 0.03254 | 0.02106 | 0.01778 | 0.01456 | 0.01271 | 0.01467 | 0.02056 | 0.02828 | 0.03253 | 0.03576 | 0.0371 | 0.03652 | 0.03689 | 0.03632 | 0.03482 | 0.03602 | 0.03374 | 0.03916 | 0.04667 | 0.0638 | 0.08966 | 0.09123 | 0.07355 | From eQ_Lib.dat in MASControl 2017
D_MFm_Bedrm_Occup_Yr | Occupancy | FRACTION | Default¦Wkdy | 2014-01-01 | 2014-01-31 | Hourly | 1 | 1 | 1 | 1 | 1 | 1 | 0.5 | 0.33 | 0 | 0 | 0 | 0 | 0 | 0 | 0 | 0 | 0 | 0 | 0 | 0 | 0 | 0 | 0.5 | 1 | From eQ_Lib.dat in MASControl 2017
D_MFm_Bedrm_Occup_Yr | Occupancy | FRACTION | Wknd | 2014-01-01 | 2014-01-31 | Hourly | 1 | 1 | 1 | 1 | 1 | 1 | 1 | 0.5 | 0 | 0 | 0 | 0 | 0 | 0 | 0 | 0 | 0 | 0 | 0 | 0 | 0 | 0 | 0.5 | 1 | From eQ_Lib.dat in MASControl 2017
D_MFm_Bedrm_Occup_Yr | Occupancy | FRACTION | Default¦Wkdy | 2014-02-01 | 2014-02-28 | Hourly | 1 | 1 | 1 | 1 | 1 | 1 | 0.5 | 0.33 | 0 | 0 | 0 | 0 | 0 | 0 | 0 | 0 | 0 | 0 | 0 | 0 | 0 | 0 | 0.5 | 1 | From eQ_Lib.dat in MASControl 2017
D_MFm_Bedrm_Occup_Yr | Occupancy | FRACTION | Wknd | 2014-02-01 | 2014-02-28 | Hourly | 1 | 1 | 1 | 1 | 1 | 1 | 1 | 0.5 | 0 | 0 | 0 | 0 | 0 | 0 | 0 | 0 | 0 | 0 | 0 | 0 | 0 | 0 | 0.5 | 1 | From eQ_Lib.dat in MASControl 2017
D_MFm_Bedrm_Occup_Yr | Occupancy | FRACTION | Default¦Wkdy | 2014-03-01 | 2014-03-31 | Hourly | 1 | 1 | 1 | 1 | 1 | 1 | 0.5 | 0.33 | 0 | 0 | 0 | 0 | 0 | 0 | 0 | 0 | 0 | 0 | 0 | 0 | 0 | 0 | 0.5 | 1 | From eQ_Lib.dat in MASControl 2017
D_MFm_Bedrm_Occup_Yr | Occupancy | FRACTION | Wknd | 2014-03-01 | 2014-03-31 | Hourly | 1 | 1 | 1 | 1 | 1 | 1 | 1 | 0.5 | 0 | 0 | 0 | 0 | 0 | 0 | 0 | 0 | 0 | 0 | 0 | 0 | 0 | 0 | 0.5 | 1 | From eQ_Lib.dat in MASControl 2017
D_MFm_Bedrm_Occup_Yr | Occupancy | FRACTION | Default¦Wkdy | 2014-04-01 | 2014-04-30 | Hourly | 1 | 1 | 1 | 1 | 1 | 1 | 0.5 | 0.33 | 0 | 0 | 0 | 0 | 0 | 0 | 0 | 0 | 0 | 0 | 0 | 0 | 0 | 0 | 0.5 | 1 | From eQ_Lib.dat in MASControl 2017
D_MFm_Bedrm_Occup_Yr | Occupancy | FRACTION | Wknd | 2014-04-01 | 2014-04-30 | Hourly | 1 | 1 | 1 | 1 | 1 | 1 | 1 | 0.5 | 0 | 0 | 0 | 0 | 0 | 0 | 0 | 0 | 0 | 0 | 0 | 0 | 0 | 0 | 0.5 | 1 | From eQ_Lib.dat in MASControl 2017
D_MFm_Bedrm_Occup_Yr | Occupancy | FRACTION | Default¦Wkdy | 2014-05-01 | 2014-05-31 | Hourly | 1 | 1 | 1 | 1 | 1 | 1 | 0.5 | 0.33 | 0 | 0 | 0 | 0 | 0 | 0 | 0 | 0 | 0 | 0 | 0 | 0 | 0 | 0 | 0.5 | 1 | From eQ_Lib.dat in MASControl 2017
D_MFm_Bedrm_Occup_Yr | Occupancy | FRACTION | Wknd | 2014-05-01 | 2014-05-31 | Hourly | 1 | 1 | 1 | 1 | 1 | 1 | 1 | 0.5 | 0 | 0 | 0 | 0 | 0 | 0 | 0 | 0 | 0 | 0 | 0 | 0 | 0 | 0 | 0.5 | 1 | From eQ_Lib.dat in MASControl 2017
D_MFm_Bedrm_Occup_Yr | Occupancy | FRACTION | Default¦Wkdy | 2014-06-01 | 2014-06-30 | Hourly | 1 | 1 | 1 | 1 | 1 | 1 | 0.5 | 0.33 | 0 | 0 | 0 | 0 | 0 | 0 | 0 | 0 | 0 | 0 | 0 | 0 | 0 | 0 | 0.5 | 1 | From eQ_Lib.dat in MASControl 2017
D_MFm_Bedrm_Occup_Yr | Occupancy | FRACTION | Wknd | 2014-06-01 | 2014-06-30 | Hourly | 1 | 1 | 1 | 1 | 1 | 1 | 1 | 0.5 | 0 | 0 | 0 | 0 | 0 | 0 | 0 | 0 | 0 | 0 | 0 | 0 | 0 | 0 | 0.5 | 1 | From eQ_Lib.dat in MASControl 2017
D_MFm_Bedrm_Occup_Yr | Occupancy | FRACTION | Default¦Wkdy | 2014-07-01 | 2014-07-31 | Hourly | 1 | 1 | 1 | 1 | 1 | 1 | 0.5 | 0.33 | 0 | 0 | 0 | 0 | 0 | 0 | 0 | 0 | 0 | 0 | 0 | 0 | 0 | 0 | 0.5 | 1 | From eQ_Lib.dat in MASControl 2017
D_MFm_Bedrm_Occup_Yr | Occupancy | FRACTION | Wknd | 2014-07-01 | 2014-07-31 | Hourly | 1 | 1 | 1 | 1 | 1 | 1 | 1 | 0.5 | 0 | 0 | 0 | 0 | 0 | 0 | 0 | 0 | 0 | 0 | 0 | 0 | 0 | 0 | 0.5 | 1 | From eQ_Lib.dat in MASControl 2017
D_MFm_Bedrm_Occup_Yr | Occupancy | FRACTION | Default¦Wkdy | 2014-08-01 | 2014-08-31 | Hourly | 1 | 1 | 1 | 1 | 1 | 1 | 0.5 | 0.33 | 0 | 0 | 0 | 0 | 0 | 0 | 0 | 0 | 0 | 0 | 0 | 0 | 0 | 0 | 0.5 | 1 | From eQ_Lib.dat in MASControl 2017
D_MFm_Bedrm_Occup_Yr | Occupancy | FRACTION | Wknd | 2014-08-01 | 2014-08-31 | Hourly | 1 | 1 | 1 | 1 | 1 | 1 | 1 | 0.5 | 0 | 0 | 0 | 0 | 0 | 0 | 0 | 0 | 0 | 0 | 0 | 0 | 0 | 0 | 0.5 | 1 | From eQ_Lib.dat in MASControl 2017
D_MFm_Bedrm_Occup_Yr | Occupancy | FRACTION | Default¦Wkdy | 2014-09-01 | 2014-09-30 | Hourly | 1 | 1 | 1 | 1 | 1 | 1 | 0.5 | 0.33 | 0 | 0 | 0 | 0 | 0 | 0 | 0 | 0 | 0 | 0 | 0 | 0 | 0 | 0 | 0.5 | 1 | From eQ_Lib.dat in MASControl 2017
D_MFm_Bedrm_Occup_Yr | Occupancy | FRACTION | Wknd | 2014-09-01 | 2014-09-30 | Hourly | 1 | 1 | 1 | 1 | 1 | 1 | 1 | 0.5 | 0 | 0 | 0 | 0 | 0 | 0 | 0 | 0 | 0 | 0 | 0 | 0 | 0 | 0 | 0.5 | 1 | From eQ_Lib.dat in MASControl 2017
D_MFm_Bedrm_Occup_Yr | Occupancy | FRACTION | Default¦Wkdy | 2014-10-01 | 2014-10-31 | Hourly | 1 | 1 | 1 | 1 | 1 | 1 | 0.5 | 0.33 | 0 | 0 | 0 | 0 | 0 | 0 | 0 | 0 | 0 | 0 | 0 | 0 | 0 | 0 | 0.5 | 1 | From eQ_Lib.dat in MASControl 2017
D_MFm_Bedrm_Occup_Yr | Occupancy | FRACTION | Wknd | 2014-10-01 | 2014-10-31 | Hourly | 1 | 1 | 1 | 1 | 1 | 1 | 1 | 0.5 | 0 | 0 | 0 | 0 | 0 | 0 | 0 | 0 | 0 | 0 | 0 | 0 | 0 | 0 | 0.5 | 1 | From eQ_Lib.dat in MASControl 2017
D_MFm_Bedrm_Occup_Yr | Occupancy | FRACTION | Default¦Wkdy | 2014-11-01 | 2014-11-30 | Hourly | 1 | 1 | 1 | 1 | 1 | 1 | 0.5 | 0.33 | 0 | 0 | 0 | 0 | 0 | 0 | 0 | 0 | 0 | 0 | 0 | 0 | 0 | 0 | 0.5 | 1 | From eQ_Lib.dat in MASControl 2017
D_MFm_Bedrm_Occup_Yr | Occupancy | FRACTION | Wknd | 2014-11-01 | 2014-11-30 | Hourly | 1 | 1 | 1 | 1 | 1 | 1 | 1 | 0.5 | 0 | 0 | 0 | 0 | 0 | 0 | 0 | 0 | 0 | 0 | 0 | 0 | 0 | 0 | 0.5 | 1 | From eQ_Lib.dat in MASControl 2017
D_MFm_Bedrm_Occup_Yr | Occupancy | FRACTION | Default¦Wkdy | 2014-12-01 | 2014-12-31 | Hourly | 1 | 1 | 1 | 1 | 1 | 1 | 0.5 | 0.33 | 0 | 0 | 0 | 0 | 0 | 0 | 0 | 0 | 0 | 0 | 0 | 0 | 0 | 0 | 0.5 | 1 | From eQ_Lib.dat in MASControl 2017
D_MFm_Bedrm_Occup_Yr | Occupancy | FRACTION | Wknd | 2014-12-01 | 2014-12-31 | Hourly | 1 | 1 | 1 | 1 | 1 | 1 | 1 | 0.5 | 0 | 0 | 0 | 0 | 0 | 0 | 0 | 0 | 0 | 0 | 0 | 0 | 0 | 0 | 0.5 | 1 | From eQ_Lib.dat in MASControl 2017
D_MFm_Bedrm_Occup_Yr | Occupancy | FRACTION | WntrDsn | 2014-01-01 | 2014-12-31 | Constant | 0 | [23 empty] | From eQ_Lib.dat in MASControl 2017
D_MFm_Bedrm_Occup_Yr | Occupancy | FRACTION | SmrDsn | 2014-01-01 | 2014-12-31 | Constant | 1 | [23 empty] | From eQ_Lib.dat in MASControl 2017
D_MFm_Bedrm_Occup_Yr | Occupancy | FRACTION | Hol | 2014-01-01 | 2014-12-31 | Hourly | 1 | 1 | 1 | 1 | 1 | 1 | 1 | 0.5 | 0 | 0 | 0 | 0 | 0 | 0 | 0 | 0 | 0 | 0 | 0 | 0 | 0 | 0 | 0.5 | 1 | From eQ_Lib.dat in MASControl 2017
D_MFm_Bedrm_Plugs_Yr | Equipment | FRACTION | SmrDsn | 2014-01-01 | 2014-12-31 | Constant | 1 | [23 empty] | From eQ_Lib.dat in MASControl 2017
D_MFm_Bedrm_Plugs_Yr | Equipment | FRACTION | WntrDsn | 2014-01-01 | 2014-12-31 | Constant | 0 | [23 empty] | From eQ_Lib.dat in MASControl 2017
D_MFm_Bedrm_Plugs_Yr | Equipment | FRACTION | Default¦Hol | 2014-01-01 | 2014-12-31 | Hourly | 0.037 | 0.035 | 0.034 | 0.034 | 0.032 | 0.036 | 0.042 | 0.044 | 0.037 | 0.032 | 0.033 | 0.033 | 0.032 | 0.033 | 0.035 | 0.037 | 0.044 | 0.053 | 0.058 | 0.06 | 0.062 | 0.06 | 0.052 | 0.045 | From eQ_Lib.dat in MASControl 2017
D_MFm_Living_CloWa_Yr | Clothes Washing | FRACTION | SmrDsn | 2014-01-01 | 2014-12-31 | Constant | 1 | [23 empty] | From eQ_Lib.dat in MASControl 2025
D_MFm_Living_CloWa_Yr | Clothes Washing | FRACTION | WntrDsn | 2014-01-01 | 2014-12-31 | Constant | 0 | [23 empty] | From eQ_Lib.dat in MASControl 2026
D_MFm_Living_CloWa_Yr | Clothes Washing | FRACTION | Default¦Hol | 2014-01-01 | 2014-12-31 | Hourly | 0.0093 | 0.0075 | 0.0037 | 0.0037 | 0.0075 | 0.0112 | 0.0224 | 0.0486 | 0.0729 | 0.086 | 0.0841 | 0.0748 | 0.0673 | 0.0598 | 0.0523 | 0.0486 | 0.0505 | 0.0486 | 0.0486 | 0.0486 | 0.0486 | 0.0467 | 0.0318 | 0.0168 | From eQ_Lib.dat in MASControl 2027
D_MFm_Living_Cook_Yr | Cooking | FRACTION | SmrDsn | 2014-01-01 | 2014-12-31 | Constant | 1 | [23 empty] | From eQ_Lib.dat in MASControl 2017
D_MFm_Living_Cook_Yr | Cooking | FRACTION | WntrDsn | 2014-01-01 | 2014-12-31 | Constant | 0 | [23 empty] | From eQ_Lib.dat in MASControl 2017
D_MFm_Living_Cook_Yr | Cooking | FRACTION | Default¦Hol | 2014-01-01 | 2014-12-31 | Hourly | 0.0071 | 0.0071 | 0.0035 | 0.0035 | 0.0071 | 0.0106 | 0.0248 | 0.0424 | 0.046 | 0.0481 | 0.0424 | 0.0495 | 0.0566 | 0.046 | 0.0438 | 0.0566 | 0.0919 | 0.1499 | 0.1167 | 0.0601 | 0.0354 | 0.0248 | 0.0156 | 0.0106 | From eQ_Lib.dat in MASControl 2017
D_MFm_Living_Dishw_Yr | Dishwashing | FRACTION | SmrDsn | 2014-01-01 | 2014-12-31 | Constant | 1 | [23 empty] | From eQ_Lib.dat in MASControl 2017
D_MFm_Living_Dishw_Yr | Dishwashing | FRACTION | WntrDsn | 2014-01-01 | 2014-12-31 | Constant | 0 | [23 empty] | From eQ_Lib.dat in MASControl 2017
D_MFm_Living_Dishw_Yr | Dishwashing | FRACTION | Default¦Hol | 2014-01-01 | 2014-12-31 | Hourly | 0.0154 | 0.0068 | 0.0051 | 0.0034 | 0.0034 | 0.0102 | 0.0205 | 0.0307 | 0.058 | 0.0648 | 0.0563 | 0.0478 | 0.041 | 0.0461 | 0.0375 | 0.0358 | 0.0375 | 0.0495 | 0.087 | 0.1109 | 0.0904 | 0.0666 | 0.0444 | 0.0307 | From eQ_Lib.dat in MASControl 2017
D_MFm_Living_Dryer_Yr | Clothes Drying | FRACTION | SmrDsn | 2014-01-01 | 2014-12-31 | Constant | 1 | [23 empty] | From eQ_Lib.dat in MASControl 2017
D_MFm_Living_Dryer_Yr | Clothes Drying | FRACTION | WntrDsn | 2014-01-01 | 2014-12-31 | Constant | 0 | [23 empty] | From eQ_Lib.dat in MASControl 2017
D_MFm_Living_Dryer_Yr | Clothes Drying | FRACTION | Default¦Hol | 2014-01-01 | 2014-12-31 | Hourly | 0.0093 | 0.0075 | 0.0037 | 0.0037 | 0.0075 | 0.0112 | 0.0224 | 0.0486 | 0.0729 | 0.086 | 0.0841 | 0.0748 | 0.0673 | 0.0598 | 0.0523 | 0.0486 | 0.0505 | 0.0486 | 0.0486 | 0.0486 | 0.0486 | 0.0467 | 0.0318 | 0.0168 | From eQ_Lib.dat in MASControl 2017
D_MFm_Living_ILit_Yr |  | FRACTION | Default¦Wkdy | 2014-01-01 | 2014-01-31 | Hourly | 0.04164 | 0.02437 | 0.01692 | 0.01249 | 0.01344 | 0.01479 | 0.01793 | 0.03724 | 0.04538 | 0.04045 | 0.03645 | 0.03878 | 0.03764 | 0.03657 | 0.03384 | 0.03502 | 0.03803 | 0.0459 | 0.06052 | 0.07667 | 0.09991 | 0.10911 | 0.09281 | 0.0713 | From eQ_Lib.dat in MASControl 2017
D_MFm_Living_ILit_Yr |  | FRACTION | Wknd | 2014-01-01 | 2014-01-31 | Hourly | 0.04861 | 0.03318 | 0.02199 | 0.01506 | 0.01259 | 0.01323 | 0.01388 | 0.01964 | 0.02821 | 0.0369 | 0.03581 | 0.03777 | 0.03903 | 0.04081 | 0.03701 | 0.03462 | 0.03694 | 0.04475 | 0.05777 | 0.07008 | 0.09052 | 0.09992 | 0.09342 | 0.06758 | From eQ_Lib.dat in MASControl 2017
D_MFm_Living_ILit_Yr |  | FRACTION | Default¦Wkdy | 2014-02-01 | 2014-02-28 | Hourly | 0.04213 | 0.02452 | 0.01695 | 0.01258 | 0.0133 | 0.01477 | 0.0183 | 0.03683 | 0.04446 | 0.03961 | 0.03574 | 0.03742 | 0.03631 | 0.03532 | 0.03294 | 0.03395 | 0.03665 | 0.04339 | 0.05731 | 0.07252 | 0.0945 | 0.10706 | 0.09347 | 0.07163 | From eQ_Lib.dat in MASControl 2017
D_MFm_Living_ILit_Yr |  | FRACTION | Wknd | 2014-02-01 | 2014-02-28 | Hourly | 0.04927 | 0.03307 | 0.02183 | 0.01552 | 0.01292 | 0.01314 | 0.01402 | 0.01979 | 0.02822 | 0.03616 | 0.0358 | 0.03766 | 0.0386 | 0.04014 | 0.03689 | 0.03465 | 0.03678 | 0.04287 | 0.05459 | 0.06608 | 0.08595 | 0.09817 | 0.09304 | 0.0686 | From eQ_Lib.dat in MASControl 2017
D_MFm_Living_ILit_Yr |  | FRACTION | Default¦Wkdy | 2014-03-01 | 2014-03-31 | Hourly | 0.04284 | 0.02474 | 0.017 | 0.01271 | 0.01309 | 0.01475 | 0.01883 | 0.03625 | 0.04313 | 0.03839 | 0.03471 | 0.03546 | 0.0344 | 0.0335 | 0.03165 | 0.0324 | 0.03463 | 0.03976 | 0.05267 | 0.06648 | 0.08664 | 0.10407 | 0.09442 | 0.07212 | From eQ_Lib.dat in MASControl 2017
D_MFm_Living_ILit_Yr |  | FRACTION | Wknd | 2014-03-01 | 2014-03-31 | Hourly | 0.05024 | 0.03291 | 0.0216 | 0.01621 | 0.01342 | 0.01301 | 0.01421 | 0.02003 | 0.02824 | 0.03506 | 0.03579 | 0.03749 | 0.03797 | 0.03916 | 0.03672 | 0.03471 | 0.03654 | 0.0401 | 0.04991 | 0.06018 | 0.07923 | 0.09559 | 0.09249 | 0.0701 | From eQ_Lib.dat in MASControl 2017
D_MFm_Living_ILit_Yr |  | FRACTION | Default¦Wkdy | 2014-04-01 | 2014-04-30 | Hourly | 0.04361 | 0.02498 | 0.01704 | 0.01286 | 0.01286 | 0.01472 | 0.01941 | 0.03561 | 0.04169 | 0.03708 | 0.03361 | 0.03334 | 0.03232 | 0.03153 | 0.03026 | 0.03074 | 0.03245 | 0.03584 | 0.04766 | 0.05997 | 0.07816 | 0.10085 | 0.09544 | 0.07264 | From eQ_Lib.dat in MASControl 2017
D_MFm_Living_ILit_Yr |  | FRACTION | Wknd | 2014-04-01 | 2014-04-30 | Hourly | 0.05129 | 0.03274 | 0.02135 | 0.01694 | 0.01396 | 0.01287 | 0.01443 | 0.02028 | 0.02826 | 0.03388 | 0.03577 | 0.03731 | 0.03729 | 0.0381 | 0.03653 | 0.03476 | 0.0363 | 0.03712 | 0.04488 | 0.05386 | 0.07201 | 0.09281 | 0.0919 | 0.07172 | From eQ_Lib.dat in MASControl 2017
D_MFm_Living_ILit_Yr |  | FRACTION | Default¦Wkdy | 2014-05-01 | 2014-05-31 | Hourly | 0.04421 | 0.02516 | 0.01708 | 0.01298 | 0.01268 | 0.01469 | 0.01987 | 0.03511 | 0.04058 | 0.03606 | 0.03275 | 0.0317 | 0.03071 | 0.03001 | 0.02917 | 0.02944 | 0.03076 | 0.0328 | 0.04376 | 0.05492 | 0.07157 | 0.09836 | 0.09624 | 0.07305 | From eQ_Lib.dat in MASControl 2017
D_MFm_Living_ILit_Yr |  | FRACTION | Wknd | 2014-05-01 | 2014-05-31 | Hourly | 0.05212 | 0.0326 | 0.02115 | 0.01753 | 0.01438 | 0.01276 | 0.0146 | 0.02048 | 0.02827 | 0.03294 | 0.03577 | 0.03717 | 0.03675 | 0.03725 | 0.03639 | 0.0348 | 0.0361 | 0.03475 | 0.04088 | 0.04883 | 0.06627 | 0.09061 | 0.09143 | 0.073 | From eQ_Lib.dat in MASControl 2017
D_MFm_Living_ILit_Yr |  | FRACTION | Default¦Wkdy | 2014-06-01 | 2014-06-30 | Hourly | 0.0445 | 0.02525 | 0.0171 | 0.01303 | 0.01259 | 0.01469 | 0.02007 | 0.03488 | 0.04004 | 0.03559 | 0.03234 | 0.03092 | 0.02995 | 0.02929 | 0.02866 | 0.02883 | 0.02997 | 0.03135 | 0.04191 | 0.05252 | 0.06844 | 0.09717 | 0.09661 | 0.07324 | From eQ_Lib.dat in MASControl 2017
D_MFm_Living_ILit_Yr |  | FRACTION | Wknd | 2014-06-01 | 2014-06-30 | Hourly | 0.05248 | 0.03254 | 0.02106 | 0.01778 | 0.01456 | 0.01271 | 0.01467 | 0.02056 | 0.02828 | 0.03253 | 0.03576 | 0.0371 | 0.03652 | 0.03689 | 0.03632 | 0.03482 | 0.03602 | 0.03374 | 0.03916 | 0.04667 | 0.0638 | 0.08966 | 0.09123 | 0.07355 | From eQ_Lib.dat in MASControl 2017
D_MFm_Living_ILit_Yr |  | FRACTION | Default¦Wkdy | 2014-07-01 | 2014-07-31 | Hourly | 0.04436 | 0.02521 | 0.01709 | 0.01301 | 0.01263 | 0.01469 | 0.01997 | 0.03498 | 0.0403 | 0.03581 | 0.03253 | 0.03129 | 0.03031 | 0.02963 | 0.02891 | 0.02912 | 0.03035 | 0.03204 | 0.0428 | 0.05367 | 0.06994 | 0.09774 | 0.09643 | 0.07315 | From eQ_Lib.dat in MASControl 2017
D_MFm_Living_ILit_Yr |  | FRACTION | Wknd | 2014-07-01 | 2014-07-31 | Hourly | 0.05233 | 0.03256 | 0.0211 | 0.01767 | 0.01448 | 0.01274 | 0.01464 | 0.02053 | 0.02828 | 0.0327 | 0.03577 | 0.03712 | 0.03661 | 0.03704 | 0.03635 | 0.03482 | 0.03605 | 0.03416 | 0.03987 | 0.04756 | 0.06482 | 0.09005 | 0.09131 | 0.07332 | From eQ_Lib.dat in MASControl 2017
D_MFm_Living_ILit_Yr |  | FRACTION | Default¦Wkdy | 2014-08-01 | 2014-08-31 | Hourly | 0.04386 | 0.02506 | 0.01706 | 0.01291 | 0.01278 | 0.01471 | 0.0196 | 0.0354 | 0.04123 | 0.03666 | 0.03325 | 0.03266 | 0.03165 | 0.0309 | 0.02981 | 0.0302 | 0.03175 | 0.03457 | 0.04604 | 0.05787 | 0.07542 | 0.09981 | 0.09577 | 0.07281 | From eQ_Lib.dat in MASControl 2017
D_MFm_Living_ILit_Yr |  | FRACTION | Wknd | 2014-08-01 | 2014-08-31 | Hourly | 0.05162 | 0.03268 | 0.02127 | 0.01717 | 0.01412 | 0.01283 | 0.0145 | 0.02036 | 0.02827 | 0.03351 | 0.03577 | 0.03725 | 0.03708 | 0.03777 | 0.03648 | 0.03477 | 0.03622 | 0.03619 | 0.0433 | 0.05188 | 0.06975 | 0.09195 | 0.09172 | 0.07222 | From eQ_Lib.dat in MASControl 2017
D_MFm_Living_ILit_Yr |  | FRACTION | Default¦Wkdy | 2014-09-01 | 2014-09-30 | Hourly | 0.04312 | 0.02483 | 0.01701 | 0.01277 | 0.013 | 0.01473 | 0.01904 | 0.03601 | 0.04261 | 0.03792 | 0.03432 | 0.03469 | 0.03365 | 0.03279 | 0.03115 | 0.0318 | 0.03384 | 0.03834 | 0.05086 | 0.06413 | 0.08357 | 0.10291 | 0.09478 | 0.0723 | From eQ_Lib.dat in MASControl 2017
D_MFm_Living_ILit_Yr |  | FRACTION | Wknd | 2014-09-01 | 2014-09-30 | Hourly | 0.05065 | 0.03284 | 0.02151 | 0.01649 | 0.01363 | 0.01296 | 0.01429 | 0.02012 | 0.02825 | 0.0346 | 0.03578 | 0.03742 | 0.03771 | 0.03875 | 0.03665 | 0.03473 | 0.03645 | 0.03895 | 0.04797 | 0.05775 | 0.07645 | 0.09452 | 0.09226 | 0.07072 | From eQ_Lib.dat in MASControl 2017
D_MFm_Living_ILit_Yr |  | FRACTION | Default¦Wkdy | 2014-10-01 | 2014-10-31 | Hourly | 0.04235 | 0.02459 | 0.01696 | 0.01262 | 0.01323 | 0.01477 | 0.01846 | 0.03665 | 0.04406 | 0.03924 | 0.03543 | 0.03683 | 0.03573 | 0.03476 | 0.03255 | 0.03348 | 0.03603 | 0.04228 | 0.0559 | 0.07068 | 0.0921 | 0.10615 | 0.09376 | 0.07178 | From eQ_Lib.dat in MASControl 2017
D_MFm_Living_ILit_Yr |  | FRACTION | Wknd | 2014-10-01 | 2014-10-31 | Hourly | 0.04962 | 0.03301 | 0.02175 | 0.01577 | 0.01311 | 0.01309 | 0.01409 | 0.01988 | 0.02823 | 0.03576 | 0.03579 | 0.0376 | 0.03837 | 0.03979 | 0.03683 | 0.03467 | 0.03669 | 0.04186 | 0.05289 | 0.06395 | 0.08352 | 0.09723 | 0.09285 | 0.06914 | From eQ_Lib.dat in MASControl 2017
D_MFm_Living_ILit_Yr |  | FRACTION | Default¦Wkdy | 2014-11-01 | 2014-11-30 | Hourly | 0.04177 | 0.02441 | 0.01693 | 0.01251 | 0.0134 | 0.01479 | 0.01803 | 0.03713 | 0.04513 | 0.04022 | 0.03626 | 0.03841 | 0.03728 | 0.03623 | 0.03359 | 0.03473 | 0.03766 | 0.04522 | 0.05965 | 0.07555 | 0.09844 | 0.10856 | 0.09299 | 0.07139 | From eQ_Lib.dat in MASControl 2017
D_MFm_Living_ILit_Yr |  | FRACTION | Wknd | 2014-11-01 | 2014-11-30 | Hourly | 0.04876 | 0.03316 | 0.02196 | 0.01516 | 0.01266 | 0.01321 | 0.01392 | 0.01967 | 0.02821 | 0.03673 | 0.03581 | 0.03775 | 0.03893 | 0.04066 | 0.03698 | 0.03463 | 0.0369 | 0.04432 | 0.05704 | 0.06916 | 0.08947 | 0.09952 | 0.09333 | 0.06781 | From eQ_Lib.dat in MASControl 2017
D_MFm_Living_ILit_Yr |  | FRACTION | Default¦Wkdy | 2014-12-01 | 2014-12-31 | Hourly | 0.04149 | 0.02433 | 0.01691 | 0.01246 | 0.01348 | 0.01479 | 0.01782 | 0.03736 | 0.04566 | 0.0407 | 0.03666 | 0.03918 | 0.03804 | 0.03694 | 0.0341 | 0.03533 | 0.03844 | 0.04664 | 0.06147 | 0.07791 | 0.10152 | 0.10973 | 0.09262 | 0.0712 | From eQ_Lib.dat in MASControl 2017
D_MFm_Living_ILit_Yr |  | FRACTION | Wknd | 2014-12-01 | 2014-12-31 | Hourly | 0.04843 | 0.03322 | 0.02204 | 0.01492 | 0.01249 | 0.01325 | 0.01385 | 0.01959 | 0.0282 | 0.03711 | 0.03581 | 0.0378 | 0.03915 | 0.04099 | 0.03704 | 0.03461 | 0.03698 | 0.04528 | 0.05866 | 0.0712 | 0.09179 | 0.10042 | 0.09352 | 0.06729 | From eQ_Lib.dat in MASControl 2017
D_MFm_Living_ILit_Yr |  | FRACTION | WntrDsn | 2014-01-01 | 2014-12-31 | Hourly | 0.0445 | 0.02525 | 0.0171 | 0.01303 | 0.01259 | 0.01469 | 0.02007 | 0.03488 | 0.04004 | 0.03559 | 0.03234 | 0.03092 | 0.02995 | 0.02929 | 0.02866 | 0.02883 | 0.02997 | 0.03135 | 0.04191 | 0.05252 | 0.06844 | 0.09717 | 0.09661 | 0.07324 | From eQ_Lib.dat in MASControl 2017
D_MFm_Living_ILit_Yr |  | FRACTION | SmrDsn | 2014-01-01 | 2014-12-31 | Hourly | 0.04149 | 0.02433 | 0.01691 | 0.01246 | 0.01348 | 0.01479 | 0.01782 | 0.03736 | 0.04566 | 0.0407 | 0.03666 | 0.03918 | 0.03804 | 0.03694 | 0.0341 | 0.03533 | 0.03844 | 0.04664 | 0.06147 | 0.07791 | 0.10152 | 0.10973 | 0.09262 | 0.0712 | From eQ_Lib.dat in MASControl 2017
D_MFm_Living_ILit_Yr |  | FRACTION | Hol | 2014-01-01 | 2014-12-31 | Hourly | 0.05248 | 0.03254 | 0.02106 | 0.01778 | 0.01456 | 0.01271 | 0.01467 | 0.02056 | 0.02828 | 0.03253 | 0.03576 | 0.0371 | 0.03652 | 0.03689 | 0.03632 | 0.03482 | 0.03602 | 0.03374 | 0.03916 | 0.04667 | 0.0638 | 0.08966 | 0.09123 | 0.07355 | From eQ_Lib.dat in MASControl 2017
D_MFm_Living_Occup_Yr | Occupancy | FRACTION | Default¦Wkdy | 2014-01-01 | 2014-01-31 | Hourly | 0 | 0 | 0 | 0 | 0 | 0 | 0.5 | 0.33 | 0.33 | 0.33 | 0.33 | 0.33 | 0.33 | 0.33 | 0.33 | 0.33 | 0.33 | 0.33 | 1 | 1 | 1 | 1 | 0.5 | 0 | From eQ_Lib.dat in MASControl 2017
D_MFm_Living_Occup_Yr | Occupancy | FRACTION | Wknd | 2014-01-01 | 2014-01-31 | Hourly | 0 | 0 | 0 | 0 | 0 | 0 | 0 | 0.5 | 0.67 | 0.67 | 0.67 | 0.67 | 0.67 | 0.67 | 0.67 | 0.67 | 0.67 | 1 | 1 | 1 | 1 | 1 | 0.5 | 0 | From eQ_Lib.dat in MASControl 2017
D_MFm_Living_Occup_Yr | Occupancy | FRACTION | Default¦Wkdy | 2014-02-01 | 2014-02-28 | Hourly | 0 | 0 | 0 | 0 | 0 | 0 | 0.5 | 0.33 | 0.33 | 0.33 | 0.33 | 0.33 | 0.33 | 0.33 | 0.33 | 0.33 | 0.33 | 0.33 | 1 | 1 | 1 | 1 | 0.5 | 0 | From eQ_Lib.dat in MASControl 2017
D_MFm_Living_Occup_Yr | Occupancy | FRACTION | Wknd | 2014-02-01 | 2014-02-28 | Hourly | 0 | 0 | 0 | 0 | 0 | 0 | 0 | 0.5 | 0.67 | 0.67 | 0.67 | 0.67 | 0.67 | 0.67 | 0.67 | 0.67 | 0.67 | 1 | 1 | 1 | 1 | 1 | 0.5 | 0 | From eQ_Lib.dat in MASControl 2017
D_MFm_Living_Occup_Yr | Occupancy | FRACTION | Default¦Wkdy | 2014-03-01 | 2014-03-31 | Hourly | 0 | 0 | 0 | 0 | 0 | 0 | 0.5 | 0.33 | 0.33 | 0.33 | 0.33 | 0.33 | 0.33 | 0.33 | 0.33 | 0.33 | 0.33 | 0.33 | 1 | 1 | 1 | 1 | 0.5 | 0 | From eQ_Lib.dat in MASControl 2017
D_MFm_Living_Occup_Yr | Occupancy | FRACTION | Wknd | 2014-03-01 | 2014-03-31 | Hourly | 0 | 0 | 0 | 0 | 0 | 0 | 0 | 0.5 | 0.67 | 0.67 | 0.67 | 0.67 | 0.67 | 0.67 | 0.67 | 0.67 | 0.67 | 1 | 1 | 1 | 1 | 1 | 0.5 | 0 | From eQ_Lib.dat in MASControl 2017
D_MFm_Living_Occup_Yr | Occupancy | FRACTION | Default¦Wkdy | 2014-04-01 | 2014-04-30 | Hourly | 0 | 0 | 0 | 0 | 0 | 0 | 0.5 | 0.33 | 0.33 | 0.33 | 0.33 | 0.33 | 0.33 | 0.33 | 0.33 | 0.33 | 0.33 | 0.33 | 1 | 1 | 1 | 1 | 0.5 | 0 | From eQ_Lib.dat in MASControl 2017
D_MFm_Living_Occup_Yr | Occupancy | FRACTION | Wknd | 2014-04-01 | 2014-04-30 | Hourly | 0 | 0 | 0 | 0 | 0 | 0 | 0 | 0.5 | 0.67 | 0.67 | 0.67 | 0.67 | 0.67 | 0.67 | 0.67 | 0.67 | 0.67 | 1 | 1 | 1 | 1 | 1 | 0.5 | 0 | From eQ_Lib.dat in MASControl 2017
D_MFm_Living_Occup_Yr | Occupancy | FRACTION | Default¦Wkdy | 2014-05-01 | 2014-05-31 | Hourly | 0 | 0 | 0 | 0 | 0 | 0 | 0.5 | 0.33 | 0.33 | 0.33 | 0.33 | 0.33 | 0.33 | 0.33 | 0.33 | 0.33 | 0.33 | 0.33 | 1 | 1 | 1 | 1 | 0.5 | 0 | From eQ_Lib.dat in MASControl 2017
D_MFm_Living_Occup_Yr | Occupancy | FRACTION | Wknd | 2014-05-01 | 2014-05-31 | Hourly | 0 | 0 | 0 | 0 | 0 | 0 | 0 | 0.5 | 0.67 | 0.67 | 0.67 | 0.67 | 0.67 | 0.67 | 0.67 | 0.67 | 0.67 | 1 | 1 | 1 | 1 | 1 | 0.5 | 0 | From eQ_Lib.dat in MASControl 2017
D_MFm_Living_Occup_Yr | Occupancy | FRACTION | Default¦Wkdy | 2014-06-01 | 2014-06-30 | Hourly | 0 | 0 | 0 | 0 | 0 | 0 | 0.5 | 0.33 | 0.33 | 0.33 | 0.33 | 0.33 | 0.33 | 0.33 | 0.33 | 0.33 | 0.33 | 0.33 | 1 | 1 | 1 | 1 | 0.5 | 0 | From eQ_Lib.dat in MASControl 2017
D_MFm_Living_Occup_Yr | Occupancy | FRACTION | Wknd | 2014-06-01 | 2014-06-30 | Hourly | 0 | 0 | 0 | 0 | 0 | 0 | 0 | 0.5 | 0.67 | 0.67 | 0.67 | 0.67 | 0.67 | 0.67 | 0.67 | 0.67 | 0.67 | 1 | 1 | 1 | 1 | 1 | 0.5 | 0 | From eQ_Lib.dat in MASControl 2017
D_MFm_Living_Occup_Yr | Occupancy | FRACTION | Default¦Wkdy | 2014-07-01 | 2014-07-31 | Hourly | 0 | 0 | 0 | 0 | 0 | 0 | 0.5 | 0.33 | 0.33 | 0.33 | 0.33 | 0.33 | 0.33 | 0.33 | 0.33 | 0.33 | 0.33 | 0.33 | 1 | 1 | 1 | 1 | 0.5 | 0 | From eQ_Lib.dat in MASControl 2017
D_MFm_Living_Occup_Yr | Occupancy | FRACTION | Wknd | 2014-07-01 | 2014-07-31 | Hourly | 0 | 0 | 0 | 0 | 0 | 0 | 0 | 0.5 | 0.67 | 0.67 | 0.67 | 0.67 | 0.67 | 0.67 | 0.67 | 0.67 | 0.67 | 1 | 1 | 1 | 1 | 1 | 0.5 | 0 | From eQ_Lib.dat in MASControl 2017
D_MFm_Living_Occup_Yr | Occupancy | FRACTION | Default¦Wkdy | 2014-08-01 | 2014-08-31 | Hourly | 0 | 0 | 0 | 0 | 0 | 0 | 0.5 | 0.33 | 0.33 | 0.33 | 0.33 | 0.33 | 0.33 | 0.33 | 0.33 | 0.33 | 0.33 | 0.33 | 1 | 1 | 1 | 1 | 0.5 | 0 | From eQ_Lib.dat in MASControl 2017
D_MFm_Living_Occup_Yr | Occupancy | FRACTION | Wknd | 2014-08-01 | 2014-08-31 | Hourly | 0 | 0 | 0 | 0 | 0 | 0 | 0 | 0.5 | 0.67 | 0.67 | 0.67 | 0.67 | 0.67 | 0.67 | 0.67 | 0.67 | 0.67 | 1 | 1 | 1 | 1 | 1 | 0.5 | 0 | From eQ_Lib.dat in MASControl 2017
D_MFm_Living_Occup_Yr | Occupancy | FRACTION | Default¦Wkdy | 2014-09-01 | 2014-09-30 | Hourly | 0 | 0 | 0 | 0 | 0 | 0 | 0.5 | 0.33 | 0.33 | 0.33 | 0.33 | 0.33 | 0.33 | 0.33 | 0.33 | 0.33 | 0.33 | 0.33 | 1 | 1 | 1 | 1 | 0.5 | 0 | From eQ_Lib.dat in MASControl 2017
D_MFm_Living_Occup_Yr | Occupancy | FRACTION | Wknd | 2014-09-01 | 2014-09-30 | Hourly | 0 | 0 | 0 | 0 | 0 | 0 | 0 | 0.5 | 0.67 | 0.67 | 0.67 | 0.67 | 0.67 | 0.67 | 0.67 | 0.67 | 0.67 | 1 | 1 | 1 | 1 | 1 | 0.5 | 0 | From eQ_Lib.dat in MASControl 2017
D_MFm_Living_Occup_Yr | Occupancy | FRACTION | Default¦Wkdy | 2014-10-01 | 2014-10-31 | Hourly | 0 | 0 | 0 | 0 | 0 | 0 | 0.5 | 0.33 | 0.33 | 0.33 | 0.33 | 0.33 | 0.33 | 0.33 | 0.33 | 0.33 | 0.33 | 0.33 | 1 | 1 | 1 | 1 | 0.5 | 0 | From eQ_Lib.dat in MASControl 2017
D_MFm_Living_Occup_Yr | Occupancy | FRACTION | Wknd | 2014-10-01 | 2014-10-31 | Hourly | 0 | 0 | 0 | 0 | 0 | 0 | 0 | 0.5 | 0.67 | 0.67 | 0.67 | 0.67 | 0.67 | 0.67 | 0.67 | 0.67 | 0.67 | 1 | 1 | 1 | 1 | 1 | 0.5 | 0 | From eQ_Lib.dat in MASControl 2017
D_MFm_Living_Occup_Yr | Occupancy | FRACTION | Default¦Wkdy | 2014-11-01 | 2014-11-30 | Hourly | 0 | 0 | 0 | 0 | 0 | 0 | 0.5 | 0.33 | 0.33 | 0.33 | 0.33 | 0.33 | 0.33 | 0.33 | 0.33 | 0.33 | 0.33 | 0.33 | 1 | 1 | 1 | 1 | 0.5 | 0 | From eQ_Lib.dat in MASControl 2017
D_MFm_Living_Occup_Yr | Occupancy | FRACTION | Wknd | 2014-11-01 | 2014-11-30 | Hourly | 0 | 0 | 0 | 0 | 0 | 0 | 0 | 0.5 | 0.67 | 0.67 | 0.67 | 0.67 | 0.67 | 0.67 | 0.67 | 0.67 | 0.67 | 1 | 1 | 1 | 1 | 1 | 0.5 | 0 | From eQ_Lib.dat in MASControl 2017
D_MFm_Living_Occup_Yr | Occupancy | FRACTION | Default¦Wkdy | 2014-12-01 | 2014-12-31 | Hourly | 0 | 0 | 0 | 0 | 0 | 0 | 0.5 | 0.33 | 0.33 | 0.33 | 0.33 | 0.33 | 0.33 | 0.33 | 0.33 | 0.33 | 0.33 | 0.33 | 1 | 1 | 1 | 1 | 0.5 | 0 | From eQ_Lib.dat in MASControl 2017
D_MFm_Living_Occup_Yr | Occupancy | FRACTION | Wknd | 2014-12-01 | 2014-12-31 | Hourly | 0 | 0 | 0 | 0 | 0 | 0 | 0 | 0.5 | 0.67 | 0.67 | 0.67 | 0.67 | 0.67 | 0.67 | 0.67 | 0.67 | 0.67 | 1 | 1 | 1 | 1 | 1 | 0.5 | 0 | From eQ_Lib.dat in MASControl 2017
D_MFm_Living_Occup_Yr | Occupancy | FRACTION | WntrDsn | 2014-01-01 | 2014-12-31 | Constant | 0 | [23 empty] | From eQ_Lib.dat in MASControl 2017
D_MFm_Living_Occup_Yr | Occupancy | FRACTION | SmrDsn | 2014-01-01 | 2014-12-31 | Constant | 1 | [23 empty] | From eQ_Lib.dat in MASControl 2017
D_MFm_Living_Occup_Yr | Occupancy | FRACTION | Hol | 2014-01-01 | 2014-12-31 | Hourly | 0 | 0 | 0 | 0 | 0 | 0 | 0 | 0.5 | 0.67 | 0.67 | 0.67 | 0.67 | 0.67 | 0.67 | 0.67 | 0.67 | 0.67 | 1 | 1 | 1 | 1 | 1 | 0.5 | 0 | From eQ_Lib.dat in MASControl 2017
D_MFm_Living_Plugs_Yr | Equipment | FRACTION | SmrDsn | 2014-01-01 | 2014-12-31 | Constant | 1 | [23 empty] | From eQ_Lib.dat in MASControl 2017
D_MFm_Living_Plugs_Yr | Equipment | FRACTION | WntrDsn | 2014-01-01 | 2014-12-31 | Constant | 0 | [23 empty] | From eQ_Lib.dat in MASControl 2017
D_MFm_Living_Plugs_Yr | Equipment | FRACTION | Default¦Hol | 2014-01-01 | 2014-12-31 | Hourly | 0.037 | 0.035 | 0.034 | 0.034 | 0.032 | 0.036 | 0.042 | 0.044 | 0.037 | 0.032 | 0.033 | 0.033 | 0.032 | 0.033 | 0.035 | 0.037 | 0.044 | 0.053 | 0.058 | 0.06 | 0.062 | 0.06 | 0.052 | 0.045 | From eQ_Lib.dat in MASControl 2017
D_MFm_Living_SCRef_Yr | SCRef | FRACTION | Default¦SmrDsn¦WntrDsn¦Hol | 2014-01-01 | 2014-12-31 | Constant | 1 | [23 empty] | From eQ_Lib.dat in MASControl 2017
D_MFm_MFPub_CloWa_Yr | Clothes Washing | FRACTION | SmrDsn | 2014-01-01 | 2014-12-31 | Constant | 1 | [23 empty] | From eQ_Lib.dat in MASControl 2028
D_MFm_MFPub_CloWa_Yr | Clothes Washing | FRACTION | WntrDsn | 2014-01-01 | 2014-12-31 | Constant | 0 | [23 empty] | From eQ_Lib.dat in MASControl 2029
D_MFm_MFPub_CloWa_Yr | Clothes Washing | FRACTION | Default¦Hol | 2014-01-01 | 2014-12-31 | Hourly | 0.0093 | 0.0075 | 0.0037 | 0.0037 | 0.0075 | 0.0112 | 0.0224 | 0.0486 | 0.0729 | 0.086 | 0.0841 | 0.0748 | 0.0673 | 0.0598 | 0.0523 | 0.0486 | 0.0505 | 0.0486 | 0.0486 | 0.0486 | 0.0486 | 0.0467 | 0.0318 | 0.0168 | From eQ_Lib.dat in MASControl 2017
D_MFm_MFPub_Dryer_Yr | Clothes Drying | FRACTION | SmrDsn | 2014-01-01 | 2014-12-31 | Constant | 1 | [23 empty] | From eQ_Lib.dat in MASControl 2017
D_MFm_MFPub_Dryer_Yr | Clothes Drying | FRACTION | WntrDsn | 2014-01-01 | 2014-12-31 | Constant | 0 | [23 empty] | From eQ_Lib.dat in MASControl 2017
D_MFm_MFPub_Dryer_Yr | Clothes Drying | FRACTION | Default¦Hol | 2014-01-01 | 2014-12-31 | Hourly | 0.0093 | 0.0075 | 0.0037 | 0.0037 | 0.0075 | 0.0112 | 0.0224 | 0.0486 | 0.0729 | 0.086 | 0.0841 | 0.0748 | 0.0673 | 0.0598 | 0.0523 | 0.0486 | 0.0505 | 0.0486 | 0.0486 | 0.0486 | 0.0486 | 0.0467 | 0.0318 | 0.0168 | From eQ_Lib.dat in MASControl 2017
D_MFm_MFPub_ILit_Yr | Lighting | FRACTION | Default¦Wkdy | 2014-01-01 | 2014-01-31 | Hourly | 0.7109 | 0.7074 | 0.7057 | 0.7051 | 0.7047 | 0.7054 | 0.7068 | 0.7089 | 0.7108 | 0.7126 | 0.7137 | 0.7139 | 0.7139 | 0.7141 | 0.7145 | 0.7142 | 0.7139 | 0.7145 | 0.7191 | 0.7269 | 0.731 | 0.7289 | 0.7233 | 0.7163 | From eQ_Lib.dat in MASControl 2017
D_MFm_MFPub_ILit_Yr | Lighting | FRACTION | Wknd | 2014-01-01 | 2014-01-31 | Hourly | 0.7089 | 0.7058 | 0.7045 | 0.7043 | 0.7048 | 0.7064 | 0.7086 | 0.7095 | 0.7099 | 0.7103 | 0.7111 | 0.7113 | 0.7113 | 0.7115 | 0.7117 | 0.7115 | 0.7115 | 0.7127 | 0.7179 | 0.7265 | 0.7309 | 0.7285 | 0.7225 | 0.715 | From eQ_Lib.dat in MASControl 2017
D_MFm_MFPub_ILit_Yr | Lighting | FRACTION | Default¦Wkdy | 2014-02-01 | 2014-02-28 | Hourly | 0.7109 | 0.7074 | 0.7057 | 0.7051 | 0.7047 | 0.7054 | 0.7068 | 0.7089 | 0.7108 | 0.7126 | 0.7137 | 0.7139 | 0.7139 | 0.7141 | 0.7145 | 0.7142 | 0.7139 | 0.7145 | 0.7191 | 0.7269 | 0.731 | 0.7289 | 0.7233 | 0.7163 | From eQ_Lib.dat in MASControl 2017
D_MFm_MFPub_ILit_Yr | Lighting | FRACTION | Wknd | 2014-02-01 | 2014-02-28 | Hourly | 0.7089 | 0.7058 | 0.7045 | 0.7043 | 0.7048 | 0.7064 | 0.7086 | 0.7095 | 0.7099 | 0.7103 | 0.7111 | 0.7113 | 0.7113 | 0.7115 | 0.7117 | 0.7115 | 0.7115 | 0.7127 | 0.7179 | 0.7265 | 0.7309 | 0.7285 | 0.7225 | 0.715 | From eQ_Lib.dat in MASControl 2017
D_MFm_MFPub_ILit_Yr | Lighting | FRACTION | Default¦Wkdy | 2014-03-01 | 2014-03-31 | Hourly | 0.7109 | 0.7074 | 0.7057 | 0.7051 | 0.7047 | 0.7054 | 0.7068 | 0.7089 | 0.7108 | 0.7126 | 0.7137 | 0.7139 | 0.7139 | 0.7141 | 0.7145 | 0.7142 | 0.7139 | 0.7145 | 0.7191 | 0.7269 | 0.731 | 0.7289 | 0.7233 | 0.7163 | From eQ_Lib.dat in MASControl 2017
D_MFm_MFPub_ILit_Yr | Lighting | FRACTION | Wknd | 2014-03-01 | 2014-03-31 | Hourly | 0.7089 | 0.7058 | 0.7045 | 0.7043 | 0.7048 | 0.7064 | 0.7086 | 0.7095 | 0.7099 | 0.7103 | 0.7111 | 0.7113 | 0.7113 | 0.7115 | 0.7117 | 0.7115 | 0.7115 | 0.7127 | 0.7179 | 0.7265 | 0.7309 | 0.7285 | 0.7225 | 0.715 | From eQ_Lib.dat in MASControl 2017
D_MFm_MFPub_ILit_Yr | Lighting | FRACTION | Default¦Wkdy | 2014-04-01 | 2014-04-30 | Hourly | 0.7095 | 0.7065 | 0.7049 | 0.7044 | 0.7042 | 0.705 | 0.7067 | 0.7089 | 0.7106 | 0.7119 | 0.7126 | 0.7126 | 0.7126 | 0.7127 | 0.7132 | 0.713 | 0.7127 | 0.7132 | 0.7173 | 0.7245 | 0.7286 | 0.7267 | 0.7213 | 0.7144 | From eQ_Lib.dat in MASControl 2017
D_MFm_MFPub_ILit_Yr | Lighting | FRACTION | Wknd | 2014-04-01 | 2014-04-30 | Hourly | 0.7078 | 0.7053 | 0.7042 | 0.7041 | 0.7045 | 0.7066 | 0.7089 | 0.7097 | 0.7097 | 0.71 | 0.7105 | 0.7106 | 0.7106 | 0.7108 | 0.7111 | 0.7111 | 0.7111 | 0.7121 | 0.7172 | 0.7249 | 0.7296 | 0.7274 | 0.721 | 0.7134 | From eQ_Lib.dat in MASControl 2017
D_MFm_MFPub_ILit_Yr | Lighting | FRACTION | Default¦Wkdy | 2014-05-01 | 2014-05-31 | Hourly | 0.7095 | 0.7065 | 0.7049 | 0.7044 | 0.7042 | 0.705 | 0.7067 | 0.7089 | 0.7106 | 0.7119 | 0.7126 | 0.7126 | 0.7126 | 0.7127 | 0.7132 | 0.713 | 0.7127 | 0.7132 | 0.7173 | 0.7245 | 0.7286 | 0.7267 | 0.7213 | 0.7144 | From eQ_Lib.dat in MASControl 2017
D_MFm_MFPub_ILit_Yr | Lighting | FRACTION | Wknd | 2014-05-01 | 2014-05-31 | Hourly | 0.7078 | 0.7053 | 0.7042 | 0.7041 | 0.7045 | 0.7066 | 0.7089 | 0.7097 | 0.7097 | 0.71 | 0.7105 | 0.7106 | 0.7106 | 0.7108 | 0.7111 | 0.7111 | 0.7111 | 0.7121 | 0.7172 | 0.7249 | 0.7296 | 0.7274 | 0.721 | 0.7134 | From eQ_Lib.dat in MASControl 2017
D_MFm_MFPub_ILit_Yr | Lighting | FRACTION | Default¦Wkdy | 2014-06-01 | 2014-06-30 | Hourly | 0.708 | 0.7057 | 0.7044 | 0.7039 | 0.7036 | 0.7044 | 0.7059 | 0.7077 | 0.7095 | 0.7109 | 0.7116 | 0.7116 | 0.7115 | 0.7115 | 0.712 | 0.712 | 0.7118 | 0.712 | 0.7141 | 0.7198 | 0.7247 | 0.7241 | 0.7191 | 0.7124 | From eQ_Lib.dat in MASControl 2017
D_MFm_MFPub_ILit_Yr | Lighting | FRACTION | Wknd | 2014-06-01 | 2014-06-30 | Hourly | 0.7071 | 0.7049 | 0.7038 | 0.7037 | 0.7041 | 0.7059 | 0.7082 | 0.7085 | 0.7089 | 0.7096 | 0.7103 | 0.7101 | 0.71 | 0.7101 | 0.7108 | 0.7108 | 0.7108 | 0.7114 | 0.7141 | 0.7207 | 0.7259 | 0.7247 | 0.7189 | 0.712 | From eQ_Lib.dat in MASControl 2017
D_MFm_MFPub_ILit_Yr | Lighting | FRACTION | Default¦Wkdy | 2014-07-01 | 2014-07-31 | Hourly | 0.708 | 0.7057 | 0.7044 | 0.7039 | 0.7036 | 0.7044 | 0.7059 | 0.7077 | 0.7095 | 0.7109 | 0.7116 | 0.7116 | 0.7115 | 0.7115 | 0.712 | 0.712 | 0.7118 | 0.712 | 0.7141 | 0.7198 | 0.7247 | 0.7241 | 0.7191 | 0.7124 | From eQ_Lib.dat in MASControl 2017
D_MFm_MFPub_ILit_Yr | Lighting | FRACTION | Wknd | 2014-07-01 | 2014-07-31 | Hourly | 0.7071 | 0.7049 | 0.7038 | 0.7037 | 0.7041 | 0.7059 | 0.7082 | 0.7085 | 0.7089 | 0.7096 | 0.7103 | 0.7101 | 0.71 | 0.7101 | 0.7108 | 0.7108 | 0.7108 | 0.7114 | 0.7141 | 0.7207 | 0.7259 | 0.7247 | 0.7189 | 0.712 | From eQ_Lib.dat in MASControl 2017
D_MFm_MFPub_ILit_Yr | Lighting | FRACTION | Default¦Wkdy | 2014-08-01 | 2014-08-31 | Hourly | 0.708 | 0.7057 | 0.7044 | 0.7039 | 0.7036 | 0.7044 | 0.7059 | 0.7077 | 0.7095 | 0.7109 | 0.7116 | 0.7116 | 0.7115 | 0.7115 | 0.712 | 0.712 | 0.7118 | 0.712 | 0.7141 | 0.7198 | 0.7247 | 0.7241 | 0.7191 | 0.7124 | From eQ_Lib.dat in MASControl 2017
D_MFm_MFPub_ILit_Yr | Lighting | FRACTION | Wknd | 2014-08-01 | 2014-08-31 | Hourly | 0.7071 | 0.7049 | 0.7038 | 0.7037 | 0.7041 | 0.7059 | 0.7082 | 0.7085 | 0.7089 | 0.7096 | 0.7103 | 0.7101 | 0.71 | 0.7101 | 0.7108 | 0.7108 | 0.7108 | 0.7114 | 0.7141 | 0.7207 | 0.7259 | 0.7247 | 0.7189 | 0.712 | From eQ_Lib.dat in MASControl 2017
D_MFm_MFPub_ILit_Yr | Lighting | FRACTION | Default¦Wkdy | 2014-09-01 | 2014-09-30 | Hourly | 0.708 | 0.7057 | 0.7044 | 0.7039 | 0.7036 | 0.7044 | 0.7059 | 0.7077 | 0.7095 | 0.7109 | 0.7116 | 0.7116 | 0.7115 | 0.7115 | 0.712 | 0.712 | 0.7118 | 0.712 | 0.7141 | 0.7198 | 0.7247 | 0.7241 | 0.7191 | 0.7124 | From eQ_Lib.dat in MASControl 2017
D_MFm_MFPub_ILit_Yr | Lighting | FRACTION | Wknd | 2014-09-01 | 2014-09-30 | Hourly | 0.7071 | 0.7049 | 0.7038 | 0.7037 | 0.7041 | 0.7059 | 0.7082 | 0.7085 | 0.7089 | 0.7096 | 0.7103 | 0.7101 | 0.71 | 0.7101 | 0.7108 | 0.7108 | 0.7108 | 0.7114 | 0.7141 | 0.7207 | 0.7259 | 0.7247 | 0.7189 | 0.712 | From eQ_Lib.dat in MASControl 2017
D_MFm_MFPub_ILit_Yr | Lighting | FRACTION | Default¦Wkdy | 2014-10-01 | 2014-10-31 | Hourly | 0.7095 | 0.7065 | 0.7049 | 0.7044 | 0.7042 | 0.705 | 0.7067 | 0.7089 | 0.7106 | 0.7119 | 0.7126 | 0.7126 | 0.7126 | 0.7127 | 0.7132 | 0.713 | 0.7127 | 0.7132 | 0.7173 | 0.7245 | 0.7286 | 0.7267 | 0.7213 | 0.7144 | From eQ_Lib.dat in MASControl 2017
D_MFm_MFPub_ILit_Yr | Lighting | FRACTION | Wknd | 2014-10-01 | 2014-10-31 | Hourly | 0.7078 | 0.7053 | 0.7042 | 0.7041 | 0.7045 | 0.7066 | 0.7089 | 0.7097 | 0.7097 | 0.71 | 0.7105 | 0.7106 | 0.7106 | 0.7108 | 0.7111 | 0.7111 | 0.7111 | 0.7121 | 0.7172 | 0.7249 | 0.7296 | 0.7274 | 0.721 | 0.7134 | From eQ_Lib.dat in MASControl 2017
D_MFm_MFPub_ILit_Yr | Lighting | FRACTION | Default¦Wkdy | 2014-11-01 | 2014-11-30 | Hourly | 0.7095 | 0.7065 | 0.7049 | 0.7044 | 0.7042 | 0.705 | 0.7067 | 0.7089 | 0.7106 | 0.7119 | 0.7126 | 0.7126 | 0.7126 | 0.7127 | 0.7132 | 0.713 | 0.7127 | 0.7132 | 0.7173 | 0.7245 | 0.7286 | 0.7267 | 0.7213 | 0.7144 | From eQ_Lib.dat in MASControl 2017
D_MFm_MFPub_ILit_Yr | Lighting | FRACTION | Wknd | 2014-11-01 | 2014-11-30 | Hourly | 0.7078 | 0.7053 | 0.7042 | 0.7041 | 0.7045 | 0.7066 | 0.7089 | 0.7097 | 0.7097 | 0.71 | 0.7105 | 0.7106 | 0.7106 | 0.7108 | 0.7111 | 0.7111 | 0.7111 | 0.7121 | 0.7172 | 0.7249 | 0.7296 | 0.7274 | 0.721 | 0.7134 | From eQ_Lib.dat in MASControl 2017
D_MFm_MFPub_ILit_Yr | Lighting | FRACTION | Default¦Wkdy | 2014-12-01 | 2014-12-31 | Hourly | 0.7109 | 0.7074 | 0.7057 | 0.7051 | 0.7047 | 0.7054 | 0.7068 | 0.7089 | 0.7108 | 0.7126 | 0.7137 | 0.7139 | 0.7139 | 0.7141 | 0.7145 | 0.7142 | 0.7139 | 0.7145 | 0.7191 | 0.7269 | 0.731 | 0.7289 | 0.7233 | 0.7163 | From eQ_Lib.dat in MASControl 2017
D_MFm_MFPub_ILit_Yr | Lighting | FRACTION | Wknd | 2014-12-01 | 2014-12-31 | Hourly | 0.7089 | 0.7058 | 0.7045 | 0.7043 | 0.7048 | 0.7064 | 0.7086 | 0.7095 | 0.7099 | 0.7103 | 0.7111 | 0.7113 | 0.7113 | 0.7115 | 0.7117 | 0.7115 | 0.7115 | 0.7127 | 0.7179 | 0.7265 | 0.7309 | 0.7285 | 0.7225 | 0.715 | From eQ_Lib.dat in MASControl 2017
D_MFm_MFPub_ILit_Yr | Lighting | FRACTION | WntrDsn | 2014-01-01 | 2014-12-31 | Constant | 0 | [23 empty] | From eQ_Lib.dat in MASControl 2017
D_MFm_MFPub_ILit_Yr | Lighting | FRACTION | SmrDsn | 2014-01-01 | 2014-12-31 | Constant | 1 | [23 empty] | From eQ_Lib.dat in MASControl 2017
D_MFm_MFPub_ILit_Yr | Lighting | FRACTION | Hol | 2014-01-01 | 2014-12-31 | Hourly | 0.7071 | 0.7049 | 0.7038 | 0.7037 | 0.7041 | 0.7059 | 0.7082 | 0.7085 | 0.7089 | 0.7096 | 0.7103 | 0.7101 | 0.71 | 0.7101 | 0.7108 | 0.7108 | 0.7108 | 0.7114 | 0.7141 | 0.7207 | 0.7259 | 0.7247 | 0.7189 | 0.712 | From eQ_Lib.dat in MASControl 2017
D_MFm_MFPub_Occup_Yr | Occupancy | FRACTION | Default¦Wkdy | 2014-01-01 | 2014-01-31 | Hourly | 0 | 0 | 0 | 0 | 0 | 0 | 0.5 | 0.33 | 0.33 | 0.33 | 0.33 | 0.33 | 0.33 | 0.33 | 0.33 | 0.33 | 0.33 | 0.33 | 1 | 1 | 1 | 1 | 0.5 | 0 | From eQ_Lib.dat in MASControl 2017
D_MFm_MFPub_Occup_Yr | Occupancy | FRACTION | Wknd | 2014-01-01 | 2014-01-31 | Hourly | 0 | 0 | 0 | 0 | 0 | 0 | 0 | 0.5 | 0.67 | 0.67 | 0.67 | 0.67 | 0.67 | 0.67 | 0.67 | 0.67 | 0.67 | 1 | 1 | 1 | 1 | 1 | 0.5 | 0 | From eQ_Lib.dat in MASControl 2017
D_MFm_MFPub_Occup_Yr | Occupancy | FRACTION | Default¦Wkdy | 2014-02-01 | 2014-02-28 | Hourly | 0 | 0 | 0 | 0 | 0 | 0 | 0.5 | 0.33 | 0.33 | 0.33 | 0.33 | 0.33 | 0.33 | 0.33 | 0.33 | 0.33 | 0.33 | 0.33 | 1 | 1 | 1 | 1 | 0.5 | 0 | From eQ_Lib.dat in MASControl 2017
D_MFm_MFPub_Occup_Yr | Occupancy | FRACTION | Wknd | 2014-02-01 | 2014-02-28 | Hourly | 0 | 0 | 0 | 0 | 0 | 0 | 0 | 0.5 | 0.67 | 0.67 | 0.67 | 0.67 | 0.67 | 0.67 | 0.67 | 0.67 | 0.67 | 1 | 1 | 1 | 1 | 1 | 0.5 | 0 | From eQ_Lib.dat in MASControl 2017
D_MFm_MFPub_Occup_Yr | Occupancy | FRACTION | Default¦Wkdy | 2014-03-01 | 2014-03-31 | Hourly | 0 | 0 | 0 | 0 | 0 | 0 | 0.5 | 0.33 | 0.33 | 0.33 | 0.33 | 0.33 | 0.33 | 0.33 | 0.33 | 0.33 | 0.33 | 0.33 | 1 | 1 | 1 | 1 | 0.5 | 0 | From eQ_Lib.dat in MASControl 2017
D_MFm_MFPub_Occup_Yr | Occupancy | FRACTION | Wknd | 2014-03-01 | 2014-03-31 | Hourly | 0 | 0 | 0 | 0 | 0 | 0 | 0 | 0.5 | 0.67 | 0.67 | 0.67 | 0.67 | 0.67 | 0.67 | 0.67 | 0.67 | 0.67 | 1 | 1 | 1 | 1 | 1 | 0.5 | 0 | From eQ_Lib.dat in MASControl 2017
D_MFm_MFPub_Occup_Yr | Occupancy | FRACTION | Default¦Wkdy | 2014-04-01 | 2014-04-30 | Hourly | 0 | 0 | 0 | 0 | 0 | 0 | 0.5 | 0.33 | 0.33 | 0.33 | 0.33 | 0.33 | 0.33 | 0.33 | 0.33 | 0.33 | 0.33 | 0.33 | 1 | 1 | 1 | 1 | 0.5 | 0 | From eQ_Lib.dat in MASControl 2017
D_MFm_MFPub_Occup_Yr | Occupancy | FRACTION | Wknd | 2014-04-01 | 2014-04-30 | Hourly | 0 | 0 | 0 | 0 | 0 | 0 | 0 | 0.5 | 0.67 | 0.67 | 0.67 | 0.67 | 0.67 | 0.67 | 0.67 | 0.67 | 0.67 | 1 | 1 | 1 | 1 | 1 | 0.5 | 0 | From eQ_Lib.dat in MASControl 2017
D_MFm_MFPub_Occup_Yr | Occupancy | FRACTION | Default¦Wkdy | 2014-05-01 | 2014-05-31 | Hourly | 0 | 0 | 0 | 0 | 0 | 0 | 0.5 | 0.33 | 0.33 | 0.33 | 0.33 | 0.33 | 0.33 | 0.33 | 0.33 | 0.33 | 0.33 | 0.33 | 1 | 1 | 1 | 1 | 0.5 | 0 | From eQ_Lib.dat in MASControl 2017
D_MFm_MFPub_Occup_Yr | Occupancy | FRACTION | Wknd | 2014-05-01 | 2014-05-31 | Hourly | 0 | 0 | 0 | 0 | 0 | 0 | 0 | 0.5 | 0.67 | 0.67 | 0.67 | 0.67 | 0.67 | 0.67 | 0.67 | 0.67 | 0.67 | 1 | 1 | 1 | 1 | 1 | 0.5 | 0 | From eQ_Lib.dat in MASControl 2017
D_MFm_MFPub_Occup_Yr | Occupancy | FRACTION | Default¦Wkdy | 2014-06-01 | 2014-06-30 | Hourly | 0 | 0 | 0 | 0 | 0 | 0 | 0.5 | 0.33 | 0.33 | 0.33 | 0.33 | 0.33 | 0.33 | 0.33 | 0.33 | 0.33 | 0.33 | 0.33 | 1 | 1 | 1 | 1 | 0.5 | 0 | From eQ_Lib.dat in MASControl 2017
D_MFm_MFPub_Occup_Yr | Occupancy | FRACTION | Wknd | 2014-06-01 | 2014-06-30 | Hourly | 0 | 0 | 0 | 0 | 0 | 0 | 0 | 0.5 | 0.67 | 0.67 | 0.67 | 0.67 | 0.67 | 0.67 | 0.67 | 0.67 | 0.67 | 1 | 1 | 1 | 1 | 1 | 0.5 | 0 | From eQ_Lib.dat in MASControl 2017
D_MFm_MFPub_Occup_Yr | Occupancy | FRACTION | Default¦Wkdy | 2014-07-01 | 2014-07-31 | Hourly | 0 | 0 | 0 | 0 | 0 | 0 | 0.5 | 0.33 | 0.33 | 0.33 | 0.33 | 0.33 | 0.33 | 0.33 | 0.33 | 0.33 | 0.33 | 0.33 | 1 | 1 | 1 | 1 | 0.5 | 0 | From eQ_Lib.dat in MASControl 2017
D_MFm_MFPub_Occup_Yr | Occupancy | FRACTION | Wknd | 2014-07-01 | 2014-07-31 | Hourly | 0 | 0 | 0 | 0 | 0 | 0 | 0 | 0.5 | 0.67 | 0.67 | 0.67 | 0.67 | 0.67 | 0.67 | 0.67 | 0.67 | 0.67 | 1 | 1 | 1 | 1 | 1 | 0.5 | 0 | From eQ_Lib.dat in MASControl 2017
D_MFm_MFPub_Occup_Yr | Occupancy | FRACTION | Default¦Wkdy | 2014-08-01 | 2014-08-31 | Hourly | 0 | 0 | 0 | 0 | 0 | 0 | 0.5 | 0.33 | 0.33 | 0.33 | 0.33 | 0.33 | 0.33 | 0.33 | 0.33 | 0.33 | 0.33 | 0.33 | 1 | 1 | 1 | 1 | 0.5 | 0 | From eQ_Lib.dat in MASControl 2017
D_MFm_MFPub_Occup_Yr | Occupancy | FRACTION | Wknd | 2014-08-01 | 2014-08-31 | Hourly | 0 | 0 | 0 | 0 | 0 | 0 | 0 | 0.5 | 0.67 | 0.67 | 0.67 | 0.67 | 0.67 | 0.67 | 0.67 | 0.67 | 0.67 | 1 | 1 | 1 | 1 | 1 | 0.5 | 0 | From eQ_Lib.dat in MASControl 2017
D_MFm_MFPub_Occup_Yr | Occupancy | FRACTION | Default¦Wkdy | 2014-09-01 | 2014-09-30 | Hourly | 0 | 0 | 0 | 0 | 0 | 0 | 0.5 | 0.33 | 0.33 | 0.33 | 0.33 | 0.33 | 0.33 | 0.33 | 0.33 | 0.33 | 0.33 | 0.33 | 1 | 1 | 1 | 1 | 0.5 | 0 | From eQ_Lib.dat in MASControl 2017
D_MFm_MFPub_Occup_Yr | Occupancy | FRACTION | Wknd | 2014-09-01 | 2014-09-30 | Hourly | 0 | 0 | 0 | 0 | 0 | 0 | 0 | 0.5 | 0.67 | 0.67 | 0.67 | 0.67 | 0.67 | 0.67 | 0.67 | 0.67 | 0.67 | 1 | 1 | 1 | 1 | 1 | 0.5 | 0 | From eQ_Lib.dat in MASControl 2017
D_MFm_MFPub_Occup_Yr | Occupancy | FRACTION | Default¦Wkdy | 2014-10-01 | 2014-10-31 | Hourly | 0 | 0 | 0 | 0 | 0 | 0 | 0.5 | 0.33 | 0.33 | 0.33 | 0.33 | 0.33 | 0.33 | 0.33 | 0.33 | 0.33 | 0.33 | 0.33 | 1 | 1 | 1 | 1 | 0.5 | 0 | From eQ_Lib.dat in MASControl 2017
D_MFm_MFPub_Occup_Yr | Occupancy | FRACTION | Wknd | 2014-10-01 | 2014-10-31 | Hourly | 0 | 0 | 0 | 0 | 0 | 0 | 0 | 0.5 | 0.67 | 0.67 | 0.67 | 0.67 | 0.67 | 0.67 | 0.67 | 0.67 | 0.67 | 1 | 1 | 1 | 1 | 1 | 0.5 | 0 | From eQ_Lib.dat in MASControl 2017
D_MFm_MFPub_Occup_Yr | Occupancy | FRACTION | Default¦Wkdy | 2014-11-01 | 2014-11-30 | Hourly | 0 | 0 | 0 | 0 | 0 | 0 | 0.5 | 0.33 | 0.33 | 0.33 | 0.33 | 0.33 | 0.33 | 0.33 | 0.33 | 0.33 | 0.33 | 0.33 | 1 | 1 | 1 | 1 | 0.5 | 0 | From eQ_Lib.dat in MASControl 2017
D_MFm_MFPub_Occup_Yr | Occupancy | FRACTION | Wknd | 2014-11-01 | 2014-11-30 | Hourly | 0 | 0 | 0 | 0 | 0 | 0 | 0 | 0.5 | 0.67 | 0.67 | 0.67 | 0.67 | 0.67 | 0.67 | 0.67 | 0.67 | 0.67 | 1 | 1 | 1 | 1 | 1 | 0.5 | 0 | From eQ_Lib.dat in MASControl 2017
D_MFm_MFPub_Occup_Yr | Occupancy | FRACTION | Default¦Wkdy | 2014-12-01 | 2014-12-31 | Hourly | 0 | 0 | 0 | 0 | 0 | 0 | 0.5 | 0.33 | 0.33 | 0.33 | 0.33 | 0.33 | 0.33 | 0.33 | 0.33 | 0.33 | 0.33 | 0.33 | 1 | 1 | 1 | 1 | 0.5 | 0 | From eQ_Lib.dat in MASControl 2017
D_MFm_MFPub_Occup_Yr | Occupancy | FRACTION | Wknd | 2014-12-01 | 2014-12-31 | Hourly | 0 | 0 | 0 | 0 | 0 | 0 | 0 | 0.5 | 0.67 | 0.67 | 0.67 | 0.67 | 0.67 | 0.67 | 0.67 | 0.67 | 0.67 | 1 | 1 | 1 | 1 | 1 | 0.5 | 0 | From eQ_Lib.dat in MASControl 2017
D_MFm_MFPub_Occup_Yr | Occupancy | FRACTION | WntrDsn | 2014-01-01 | 2014-12-31 | Constant | 0 | [23 empty] | From eQ_Lib.dat in MASControl 2017
D_MFm_MFPub_Occup_Yr | Occupancy | FRACTION | SmrDsn | 2014-01-01 | 2014-12-31 | Constant | 1 | [23 empty] | From eQ_Lib.dat in MASControl 2017
D_MFm_MFPub_Occup_Yr | Occupancy | FRACTION | Hol | 2014-01-01 | 2014-12-31 | Hourly | 0 | 0 | 0 | 0 | 0 | 0 | 0 | 0.5 | 0.67 | 0.67 | 0.67 | 0.67 | 0.67 | 0.67 | 0.67 | 0.67 | 0.67 | 1 | 1 | 1 | 1 | 1 | 0.5 | 0 | From eQ_Lib.dat in MASControl 2017
D_MFm_MFPub_Plugs_Yr | Equipment | FRACTION | SmrDsn | 2014-01-01 | 2014-12-31 | Constant | 1 | [23 empty] | From eQ_Lib.dat in MASControl 2017
D_MFm_MFPub_Plugs_Yr | Equipment | FRACTION | WntrDsn | 2014-01-01 | 2014-12-31 | Constant | 0 | [23 empty] | From eQ_Lib.dat in MASControl 2017
D_MFm_MFPub_Plugs_Yr | Equipment | FRACTION | Default¦Hol | 2014-01-01 | 2014-12-31 | Hourly | 0.037 | 0.035 | 0.034 | 0.034 | 0.032 | 0.036 | 0.042 | 0.044 | 0.037 | 0.032 | 0.033 | 0.033 | 0.032 | 0.033 | 0.035 | 0.037 | 0.044 | 0.053 | 0.058 | 0.06 | 0.062 | 0.06 | 0.052 | 0.045 | From eQ_Lib.dat in MASControl 2017
D_MFPubTStatCool_Yr |  | C | Default¦SmrDsn¦WntrDsn¦Hol | 2014-01-01 | 2014-12-31 | Constant | 26.7 | [23 empty] | From eQ_Lib.dat in MASControl 2017
D_MFPubTStatHeat_Yr |  | C | Default¦SmrDsn¦WntrDsn¦Hol | 2014-01-01 | 2014-12-31 | Constant | 18.3 | [23 empty] | From eQ_Lib.dat in MASControl 2017
D_MLI_All_C_Inf_Yr | Infiltration | MULTIPLIER | Default¦Wkdy | 2014-01-01 | 2014-12-31 | Hourly | 1 | 1 | 1 | 1 | 1 | 0.5 | 0.5 | 0.5 | 0.5 | 0.5 | 0.5 | 0.5 | 0.5 | 0.5 | 0.5 | 0.5 | 0.5 | 0.5 | 0.5 | 1 | 1 | 1 | 1 | 1 | From eQ_Lib.dat in MASControl 2017
D_MLI_All_C_Inf_Yr | Infiltration | MULTIPLIER | Wknd | 2014-01-01 | 2014-12-31 | Constant | 1 | [23 empty] | From eQ_Lib.dat in MASControl 2017
D_MLI_All_C_Inf_Yr | Infiltration | MULTIPLIER | WntrDsn | 2014-01-01 | 2014-12-31 | Hourly | 1 | 1 | 1 | 1 | 1 | 0.5 | 0.5 | 0.5 | 0.5 | 0.5 | 0.5 | 0.5 | 0.5 | 0.5 | 0.5 | 0.5 | 0.5 | 0.5 | 0.5 | 1 | 1 | 1 | 1 | 1 | From eQ_Lib.dat in MASControl 2017
D_MLI_All_C_Inf_Yr | Infiltration | MULTIPLIER | SmrDsn | 2014-01-01 | 2014-12-31 | Hourly | 1 | 1 | 1 | 1 | 1 | 0.5 | 0.5 | 0.5 | 0.5 | 0.5 | 0.5 | 0.5 | 0.5 | 0.5 | 0.5 | 0.5 | 0.5 | 0.5 | 0.5 | 1 | 1 | 1 | 1 | 1 | From eQ_Lib.dat in MASControl 2017
D_MLI_All_C_Inf_Yr | Infiltration | MULTIPLIER | Hol | 2014-01-01 | 2014-12-31 | Constant | 1 | [23 empty] | From eQ_Lib.dat in MASControl 2017
D_MLI_All_CTemp_Yr | Thermostat Setpoint | C | Default¦Wkdy | 2014-01-01 | 2014-12-31 | Hourly | 24.4 | 24.4 | 24.4 | 24.4 | 24.4 | 24.4 | 24.4 | 24.4 | 24.4 | 24.4 | 24.4 | 24.4 | 24.4 | 24.4 | 24.4 | 24.4 | 24.4 | 24.4 | 24.4 | 24.4 | 24.4 | 24.4 | 24.4 | 24.4 | From eQ_Lib.dat in MASControl 2017; Removed setback
D_MLI_All_CTemp_Yr | Thermostat Setpoint | C | Wknd | 2014-01-01 | 2014-12-31 | Constant | 24.4 | [23 empty] | From eQ_Lib.dat in MASControl 2017; Removed setback
D_MLI_All_CTemp_Yr | Thermostat Setpoint | C | WntrDsn | 2014-01-01 | 2014-12-31 | Hourly | 24.4 | 24.4 | 24.4 | 24.4 | 24.4 | 24.4 | 24.4 | 24.4 | 24.4 | 24.4 | 24.4 | 24.4 | 24.4 | 24.4 | 24.4 | 24.4 | 24.4 | 24.4 | 24.4 | 24.4 | 24.4 | 24.4 | 24.4 | 24.4 | From eQ_Lib.dat in MASControl 2017; Removed setback
D_MLI_All_CTemp_Yr | Thermostat Setpoint | C | SmrDsn | 2014-01-01 | 2014-12-31 | Hourly | 24.4 | 24.4 | 24.4 | 24.4 | 24.4 | 24.4 | 24.4 | 24.4 | 24.4 | 24.4 | 24.4 | 24.4 | 24.4 | 24.4 | 24.4 | 24.4 | 24.4 | 24.4 | 24.4 | 24.4 | 24.4 | 24.4 | 24.4 | 24.4 | From eQ_Lib.dat in MASControl 2017; Removed setback
D_MLI_All_CTemp_Yr | Thermostat Setpoint | C | Hol | 2014-01-01 | 2014-12-31 | Constant | 24.4 | [23 empty] | From eQ_Lib.dat in MASControl 2017; Removed setback
D_MLI_All_DHW_DHW_Yr | Service Water Heating | FRACTION | Default¦Wkdy | 2014-01-01 | 2014-12-31 | Hourly | 0 | 0 | 0 | 0 | 0 | 0 | 0.15 | 0.65 | 0.75 | 0.8 | 0.8 | 0.8 | 0.35 | 0.75 | 0.8 | 0.8 | 0.65 | 0.3 | 0.1 | 0.1 | 0.1 | 0 | 0 | 0 | From eQ_Lib.dat in MASControl 2017
D_MLI_All_DHW_DHW_Yr | Service Water Heating | FRACTION | Wknd | 2014-01-01 | 2014-12-31 | Constant | 0 | [23 empty] | From eQ_Lib.dat in MASControl 2017
D_MLI_All_DHW_DHW_Yr | Service Water Heating | FRACTION | WntrDsn | 2014-01-01 | 2014-12-31 | Hourly | 0 | 0 | 0 | 0 | 0 | 0 | 0.15 | 0.65 | 0.75 | 0.8 | 0.8 | 0.8 | 0.35 | 0.75 | 0.8 | 0.8 | 0.65 | 0.3 | 0.1 | 0.1 | 0.1 | 0 | 0 | 0 | From eQ_Lib.dat in MASControl 2017
D_MLI_All_DHW_DHW_Yr | Service Water Heating | FRACTION | SmrDsn | 2014-01-01 | 2014-12-31 | Hourly | 0 | 0 | 0 | 0 | 0 | 0 | 0.15 | 0.65 | 0.75 | 0.8 | 0.8 | 0.8 | 0.35 | 0.75 | 0.8 | 0.8 | 0.65 | 0.3 | 0.1 | 0.1 | 0.1 | 0 | 0 | 0 | From eQ_Lib.dat in MASControl 2017
D_MLI_All_DHW_DHW_Yr | Service Water Heating | FRACTION | Hol | 2014-01-01 | 2014-12-31 | Constant | 0 | [23 empty] | From eQ_Lib.dat in MASControl 2017
D_MLI_All_Fan_Yr | Fan | ON/OFF/FLAG | Default¦Wkdy | 2014-01-01 | 2014-12-31 | Hourly | 0 | 0 | 0 | 0 | 0 | 1 | 1 | 1 | 1 | 1 | 1 | 1 | 1 | 1 | 1 | 1 | 1 | 1 | 1 | 0 | 0 | 0 | 0 | 0 | From eQ_Lib.dat in MASControl 2017
D_MLI_All_Fan_Yr | Fan | ON/OFF/FLAG | Wknd | 2014-01-01 | 2014-12-31 | Constant | 0 | [23 empty] | From eQ_Lib.dat in MASControl 2017
D_MLI_All_Fan_Yr | Fan | ON/OFF/FLAG | WntrDsn | 2014-01-01 | 2014-12-31 | Hourly | 0 | 0 | 0 | 0 | 0 | 1 | 1 | 1 | 1 | 1 | 1 | 1 | 1 | 1 | 1 | 1 | 1 | 1 | 1 | 0 | 0 | 0 | 0 | 0 | From eQ_Lib.dat in MASControl 2017
D_MLI_All_Fan_Yr | Fan | ON/OFF/FLAG | SmrDsn | 2014-01-01 | 2014-12-31 | Hourly | 0 | 0 | 0 | 0 | 0 | 1 | 1 | 1 | 1 | 1 | 1 | 1 | 1 | 1 | 1 | 1 | 1 | 1 | 1 | 0 | 0 | 0 | 0 | 0 | From eQ_Lib.dat in MASControl 2017
D_MLI_All_Fan_Yr | Fan | ON/OFF/FLAG | Hol | 2014-01-01 | 2014-12-31 | Constant | 0 | [23 empty] | From eQ_Lib.dat in MASControl 2017
D_MLI_All_HTemp_Yr | Thermostat Setpoint | C | Default¦Wkdy | 2014-01-01 | 2014-12-31 | Hourly | 21.1 | 21.1 | 21.1 | 21.1 | 21.1 | 21.1 | 21.1 | 21.1 | 21.1 | 21.1 | 21.1 | 21.1 | 21.1 | 21.1 | 21.1 | 21.1 | 21.1 | 21.1 | 21.1 | 21.1 | 21.1 | 21.1 | 21.1 | 21.1 | From eQ_Lib.dat in MASControl 2017; Removed setback
D_MLI_All_HTemp_Yr | Thermostat Setpoint | C | Wknd | 2014-01-01 | 2014-12-31 | Constant | 21.1 | [23 empty] | From eQ_Lib.dat in MASControl 2017; Removed setback
D_MLI_All_HTemp_Yr | Thermostat Setpoint | C | WntrDsn | 2014-01-01 | 2014-12-31 | Hourly | 21.1 | 21.1 | 21.1 | 21.1 | 21.1 | 21.1 | 21.1 | 21.1 | 21.1 | 21.1 | 21.1 | 21.1 | 21.1 | 21.1 | 21.1 | 21.1 | 21.1 | 21.1 | 21.1 | 21.1 | 21.1 | 21.1 | 21.1 | 21.1 | From eQ_Lib.dat in MASControl 2017; Removed setback
D_MLI_All_HTemp_Yr | Thermostat Setpoint | C | SmrDsn | 2014-01-01 | 2014-12-31 | Hourly | 21.1 | 21.1 | 21.1 | 21.1 | 21.1 | 21.1 | 21.1 | 21.1 | 21.1 | 21.1 | 21.1 | 21.1 | 21.1 | 21.1 | 21.1 | 21.1 | 21.1 | 21.1 | 21.1 | 21.1 | 21.1 | 21.1 | 21.1 | 21.1 | From eQ_Lib.dat in MASControl 2017; Removed setback
D_MLI_All_HTemp_Yr | Thermostat Setpoint | C | Hol | 2014-01-01 | 2014-12-31 | Constant | 21.1 | [23 empty] | From eQ_Lib.dat in MASControl 2017; Removed setback
D_MLI_All_MinOA_Yr | OutdoorAir | FRAC/DESIGN | Default¦Wkdy | 2014-01-01 | 2014-12-31 | Hourly | 0 | 0 | 0 | 0 | 0 | -999 | -999 | -999 | -999 | -999 | -999 | -999 | -999 | -999 | -999 | -999 | -999 | -999 | -999 | 0 | 0 | 0 | 0 | 0 | From eQ_Lib.dat in MASControl 2017
D_MLI_All_MinOA_Yr | OutdoorAir | FRAC/DESIGN | Wknd | 2014-01-01 | 2014-12-31 | Constant | 0 | [23 empty] | From eQ_Lib.dat in MASControl 2017
D_MLI_All_MinOA_Yr | OutdoorAir | FRAC/DESIGN | WntrDsn | 2014-01-01 | 2014-12-31 | Hourly | 0 | 0 | 0 | 0 | 0 | -999 | -999 | -999 | -999 | -999 | -999 | -999 | -999 | -999 | -999 | -999 | -999 | -999 | -999 | 0 | 0 | 0 | 0 | 0 | From eQ_Lib.dat in MASControl 2017
D_MLI_All_MinOA_Yr | OutdoorAir | FRAC/DESIGN | SmrDsn | 2014-01-01 | 2014-12-31 | Hourly | 0 | 0 | 0 | 0 | 0 | -999 | -999 | -999 | -999 | -999 | -999 | -999 | -999 | -999 | -999 | -999 | -999 | -999 | -999 | 0 | 0 | 0 | 0 | 0 | From eQ_Lib.dat in MASControl 2017
D_MLI_All_MinOA_Yr | OutdoorAir | FRAC/DESIGN | Hol | 2014-01-01 | 2014-12-31 | Constant | 0 | [23 empty] | From eQ_Lib.dat in MASControl 2017
D_MLI_All_P_Inf_Yr | Infiltration | MULTIPLIER | Default¦Wkdy | 2014-01-01 | 2014-12-31 | Hourly | 1 | 1 | 1 | 1 | 1 | 0.5 | 0.5 | 0.5 | 0.5 | 0.5 | 0.5 | 0.5 | 0.5 | 0.5 | 0.5 | 0.5 | 0.5 | 0.5 | 0.5 | 1 | 1 | 1 | 1 | 1 | From eQ_Lib.dat in MASControl 2017
D_MLI_All_P_Inf_Yr | Infiltration | MULTIPLIER | Wknd | 2014-01-01 | 2014-12-31 | Constant | 1 | [23 empty] | From eQ_Lib.dat in MASControl 2017
D_MLI_All_P_Inf_Yr | Infiltration | MULTIPLIER | WntrDsn | 2014-01-01 | 2014-12-31 | Hourly | 1 | 1 | 1 | 1 | 1 | 0.5 | 0.5 | 0.5 | 0.5 | 0.5 | 0.5 | 0.5 | 0.5 | 0.5 | 0.5 | 0.5 | 0.5 | 0.5 | 0.5 | 1 | 1 | 1 | 1 | 1 | From eQ_Lib.dat in MASControl 2017
D_MLI_All_P_Inf_Yr | Infiltration | MULTIPLIER | SmrDsn | 2014-01-01 | 2014-12-31 | Hourly | 1 | 1 | 1 | 1 | 1 | 0.5 | 0.5 | 0.5 | 0.5 | 0.5 | 0.5 | 0.5 | 0.5 | 0.5 | 0.5 | 0.5 | 0.5 | 0.5 | 0.5 | 1 | 1 | 1 | 1 | 1 | From eQ_Lib.dat in MASControl 2017
D_MLI_All_P_Inf_Yr | Infiltration | MULTIPLIER | Hol | 2014-01-01 | 2014-12-31 | Constant | 1 | [23 empty] | From eQ_Lib.dat in MASControl 2017
D_MLI_Ind_LitCFL_Yr | Lighting | FRACTION | Default¦Wkdy | 2014-01-01 | 2014-12-31 | Hourly | 0.08 | 0.08 | 0.08 | 0.08 | 0.08 | 0.08 | 0.2016 | 0.6879 | 0.85 | 0.85 | 0.85 | 0.85 | 0.6879 | 0.85 | 0.85 | 0.85 | 0.6474 | 0.4853 | 0.1611 | 0.08 | 0.08 | 0.08 | 0.08 | 0.08 | From eQ_Lib.dat in MASControl 2017
D_MLI_Ind_LitCFL_Yr | Lighting | FRACTION | Wknd | 2014-01-01 | 2014-12-31 | Constant | 0.05 | [23 empty] | From eQ_Lib.dat in MASControl 2017
D_MLI_Ind_LitCFL_Yr | Lighting | FRACTION | WntrDsn | 2014-01-01 | 2014-12-31 | Constant | 0 | [23 empty] | From eQ_Lib.dat in MASControl 2017
D_MLI_Ind_LitCFL_Yr | Lighting | FRACTION | SmrDsn | 2014-01-01 | 2014-12-31 | Constant | 1 | [23 empty] | From eQ_Lib.dat in MASControl 2017
D_MLI_Ind_LitCFL_Yr | Lighting | FRACTION | Hol | 2014-01-01 | 2014-12-31 | Constant | 0.05 | [23 empty] | From eQ_Lib.dat in MASControl 2017
D_MLI_Ind_LitEx_Yr | Lighting | FRACTION | SmrDsn | 2014-01-01 | 2014-12-31 | Constant | 1 | [23 empty] | From eQ_Lib.dat in MASControl 2017
D_MLI_Ind_LitEx_Yr | Lighting | FRACTION | WntrDsn | 2014-01-01 | 2014-12-31 | Constant | 0 | [23 empty] | From eQ_Lib.dat in MASControl 2017
D_MLI_Ind_LitEx_Yr | Lighting | FRACTION | Default¦Hol | 2014-01-01 | 2014-12-31 | Constant | 1 | [23 empty] | From eQ_Lib.dat in MASControl 2017
D_MLI_Ind_LitLF_Yr | Lighting | FRACTION | Default¦Wkdy | 2014-01-01 | 2014-12-31 | Hourly | 0.15 | 0.15 | 0.15 | 0.15 | 0.15 | 0.15 | 0.2842 | 0.8211 | 1 | 1 | 1 | 1 | 0.8211 | 1 | 1 | 1 | 0.7763 | 0.5974 | 0.2395 | 0.15 | 0.15 | 0.15 | 0.15 | 0.15 | From eQ_Lib.dat in MASControl 2017
D_MLI_Ind_LitLF_Yr | Lighting | FRACTION | Wknd | 2014-01-01 | 2014-12-31 | Constant | 0.05 | [23 empty] | From eQ_Lib.dat in MASControl 2017
D_MLI_Ind_LitLF_Yr | Lighting | FRACTION | WntrDsn | 2014-01-01 | 2014-12-31 | Constant | 0 | [23 empty] | From eQ_Lib.dat in MASControl 2017
D_MLI_Ind_LitLF_Yr | Lighting | FRACTION | SmrDsn | 2014-01-01 | 2014-12-31 | Constant | 1 | [23 empty] | From eQ_Lib.dat in MASControl 2017
D_MLI_Ind_LitLF_Yr | Lighting | FRACTION | Hol | 2014-01-01 | 2014-12-31 | Constant | 0.05 | [23 empty] | From eQ_Lib.dat in MASControl 2017
D_MLI_Ind_LitSp_Yr | Lighting | FRACTION | Default¦Wkdy | 2014-01-01 | 2014-12-31 | Hourly | 0.05 | 0.05 | 0.05 | 0.05 | 0.05 | 0.05 | 0.2 | 0.8 | 1 | 1 | 1 | 1 | 0.8 | 1 | 1 | 1 | 0.75 | 0.55 | 0.15 | 0.05 | 0.05 | 0.05 | 0.05 | 0.05 | From eQ_Lib.dat in MASControl 2017
D_MLI_Ind_LitSp_Yr | Lighting | FRACTION | Wknd | 2014-01-01 | 2014-12-31 | Constant | 0.05 | [23 empty] | From eQ_Lib.dat in MASControl 2017
D_MLI_Ind_LitSp_Yr | Lighting | FRACTION | WntrDsn | 2014-01-01 | 2014-12-31 | Constant | 0 | [23 empty] | From eQ_Lib.dat in MASControl 2017
D_MLI_Ind_LitSp_Yr | Lighting | FRACTION | SmrDsn | 2014-01-01 | 2014-12-31 | Constant | 1 | [23 empty] | From eQ_Lib.dat in MASControl 2017
D_MLI_Ind_LitSp_Yr | Lighting | FRACTION | Hol | 2014-01-01 | 2014-12-31 | Constant | 0.05 | [23 empty] | From eQ_Lib.dat in MASControl 2017
D_MLI_Ind_Misc_Yr | Equipment | FRACTION | Default¦Wkdy | 2014-01-01 | 2014-12-31 | Hourly | 0.1 | 0.1 | 0.1 | 0.1 | 0.1 | 0.1 | 0.4 | 0.9 | 0.9 | 0.9 | 0.9 | 0.7 | 0.9 | 0.9 | 0.9 | 0.9 | 0.9 | 0.3 | 0.1 | 0.1 | 0.1 | 0.1 | 0.1 | 0.1 | From eQ_Lib.dat in MASControl 2017
D_MLI_Ind_Misc_Yr | Equipment | FRACTION | Wknd | 2014-01-01 | 2014-12-31 | Constant | 0.1 | [23 empty] | From eQ_Lib.dat in MASControl 2017
D_MLI_Ind_Misc_Yr | Equipment | FRACTION | WntrDsn | 2014-01-01 | 2014-12-31 | Constant | 0 | [23 empty] | From eQ_Lib.dat in MASControl 2017
D_MLI_Ind_Misc_Yr | Equipment | FRACTION | SmrDsn | 2014-01-01 | 2014-12-31 | Constant | 1 | [23 empty] | From eQ_Lib.dat in MASControl 2017
D_MLI_Ind_Misc_Yr | Equipment | FRACTION | Hol | 2014-01-01 | 2014-12-31 | Constant | 0.1 | [23 empty] | From eQ_Lib.dat in MASControl 2017
D_MLI_Ind_Occup_Yr | Occupancy | FRACTION | Default¦Wkdy | 2014-01-01 | 2014-12-31 | Hourly | 0 | 0 | 0 | 0 | 0 | 0 | 0.15 | 0.65 | 0.75 | 0.8 | 0.8 | 0.8 | 0.35 | 0.75 | 0.8 | 0.8 | 0.65 | 0.3 | 0.1 | 0.1 | 0.1 | 0 | 0 | 0 | From eQ_Lib.dat in MASControl 2017
D_MLI_Ind_Occup_Yr | Occupancy | FRACTION | Wknd | 2014-01-01 | 2014-12-31 | Constant | 0 | [23 empty] | From eQ_Lib.dat in MASControl 2017
D_MLI_Ind_Occup_Yr | Occupancy | FRACTION | WntrDsn | 2014-01-01 | 2014-12-31 | Constant | 0 | [23 empty] | From eQ_Lib.dat in MASControl 2017
D_MLI_Ind_Occup_Yr | Occupancy | FRACTION | SmrDsn | 2014-01-01 | 2014-12-31 | Constant | 1 | [23 empty] | From eQ_Lib.dat in MASControl 2017
D_MLI_Ind_Occup_Yr | Occupancy | FRACTION | Hol | 2014-01-01 | 2014-12-31 | Constant | 0 | [23 empty] | From eQ_Lib.dat in MASControl 2017
D_MLI_Stor_LitCFL_Yr | Lighting | FRACTION | Default¦Wkdy | 2014-01-01 | 2014-12-31 | Hourly | 0.08 | 0.08 | 0.08 | 0.08 | 0.08 | 0.6571 | 0.6571 | 0.725 | 0.725 | 0.725 | 0.725 | 0.725 | 0.725 | 0.725 | 0.725 | 0.725 | 0.725 | 0.3176 | 0.1479 | 0.08 | 0.08 | 0.08 | 0.08 | 0.08 | From eQ_Lib.dat in MASControl 2017
D_MLI_Stor_LitCFL_Yr | Lighting | FRACTION | Wknd | 2014-01-01 | 2014-12-31 | Constant | 0.05 | [23 empty] | From eQ_Lib.dat in MASControl 2017
D_MLI_Stor_LitCFL_Yr | Lighting | FRACTION | WntrDsn | 2014-01-01 | 2014-12-31 | Constant | 0 | [23 empty] | From eQ_Lib.dat in MASControl 2017
D_MLI_Stor_LitCFL_Yr | Lighting | FRACTION | SmrDsn | 2014-01-01 | 2014-12-31 | Constant | 1 | [23 empty] | From eQ_Lib.dat in MASControl 2017
D_MLI_Stor_LitCFL_Yr | Lighting | FRACTION | Hol | 2014-01-01 | 2014-12-31 | Constant | 0.05 | [23 empty] | From eQ_Lib.dat in MASControl 2017
D_MLI_Stor_LitEx_Yr | Lighting | FRACTION | SmrDsn | 2014-01-01 | 2014-12-31 | Constant | 1 | [23 empty] | From eQ_Lib.dat in MASControl 2017
D_MLI_Stor_LitEx_Yr | Lighting | FRACTION | WntrDsn | 2014-01-01 | 2014-12-31 | Constant | 0 | [23 empty] | From eQ_Lib.dat in MASControl 2017
D_MLI_Stor_LitEx_Yr | Lighting | FRACTION | Default¦Hol | 2014-01-01 | 2014-12-31 | Constant | 1 | [23 empty] | From eQ_Lib.dat in MASControl 2017
D_MLI_Stor_LitLF_Yr | Lighting | FRACTION | Default¦Wkdy | 2014-01-01 | 2014-12-31 | Hourly | 0.15 | 0.15 | 0.15 | 0.15 | 0.15 | 0.8211 | 0.8211 | 0.9 | 0.9 | 0.9 | 0.9 | 0.9 | 0.9 | 0.9 | 0.9 | 0.9 | 0.9 | 0.4263 | 0.2289 | 0.15 | 0.15 | 0.15 | 0.15 | 0.15 | From eQ_Lib.dat in MASControl 2017
D_MLI_Stor_LitLF_Yr | Lighting | FRACTION | Wknd | 2014-01-01 | 2014-12-31 | Constant | 0.05 | [23 empty] | From eQ_Lib.dat in MASControl 2017
D_MLI_Stor_LitLF_Yr | Lighting | FRACTION | WntrDsn | 2014-01-01 | 2014-12-31 | Constant | 0 | [23 empty] | From eQ_Lib.dat in MASControl 2017
D_MLI_Stor_LitLF_Yr | Lighting | FRACTION | SmrDsn | 2014-01-01 | 2014-12-31 | Constant | 1 | [23 empty] | From eQ_Lib.dat in MASControl 2017
D_MLI_Stor_LitLF_Yr | Lighting | FRACTION | Hol | 2014-01-01 | 2014-12-31 | Constant | 0.05 | [23 empty] | From eQ_Lib.dat in MASControl 2017
D_MLI_Stor_LitSp_Yr | Lighting | FRACTION | Default¦Wkdy | 2014-01-01 | 2014-12-31 | Hourly | 0.05 | 0.05 | 0.05 | 0.05 | 0.05 | 0.9 | 0.9 | 1 | 1 | 1 | 1 | 1 | 1 | 1 | 1 | 1 | 1 | 0.4 | 0.15 | 0.05 | 0.05 | 0.05 | 0.05 | 0.05 | From eQ_Lib.dat in MASControl 2017
D_MLI_Stor_LitSp_Yr | Lighting | FRACTION | Wknd | 2014-01-01 | 2014-12-31 | Constant | 0.05 | [23 empty] | From eQ_Lib.dat in MASControl 2017
D_MLI_Stor_LitSp_Yr | Lighting | FRACTION | WntrDsn | 2014-01-01 | 2014-12-31 | Constant | 0 | [23 empty] | From eQ_Lib.dat in MASControl 2017
D_MLI_Stor_LitSp_Yr | Lighting | FRACTION | SmrDsn | 2014-01-01 | 2014-12-31 | Constant | 1 | [23 empty] | From eQ_Lib.dat in MASControl 2017
D_MLI_Stor_LitSp_Yr | Lighting | FRACTION | Hol | 2014-01-01 | 2014-12-31 | Constant | 0.05 | [23 empty] | From eQ_Lib.dat in MASControl 2017
D_MLI_Stor_Misc_Yr | Equipment | FRACTION | Default¦Wkdy | 2014-01-01 | 2014-12-31 | Hourly | 0.05 | 0.05 | 0.05 | 0.05 | 0.05 | 0.9 | 0.9 | 1 | 1 | 1 | 1 | 1 | 1 | 1 | 1 | 1 | 0.4 | 0.4 | 0.05 | 0.05 | 0.05 | 0.05 | 0.05 | 0.05 | From eQ_Lib.dat in MASControl 2017
D_MLI_Stor_Misc_Yr | Equipment | FRACTION | Wknd | 2014-01-01 | 2014-12-31 | Constant | 0.05 | [23 empty] | From eQ_Lib.dat in MASControl 2017
D_MLI_Stor_Misc_Yr | Equipment | FRACTION | WntrDsn | 2014-01-01 | 2014-12-31 | Constant | 0 | [23 empty] | From eQ_Lib.dat in MASControl 2017
D_MLI_Stor_Misc_Yr | Equipment | FRACTION | SmrDsn | 2014-01-01 | 2014-12-31 | Constant | 1 | [23 empty] | From eQ_Lib.dat in MASControl 2017
D_MLI_Stor_Misc_Yr | Equipment | FRACTION | Hol | 2014-01-01 | 2014-12-31 | Constant | 0.05 | [23 empty] | From eQ_Lib.dat in MASControl 2017
D_MLI_Stor_Occup_Yr | Occupancy | FRACTION | Default¦Wkdy | 2014-01-01 | 2014-12-31 | Hourly | 0 | 0 | 0 | 0 | 0 | 0.9 | 0.9 | 0.9 | 1 | 1 | 1 | 1 | 1 | 1 | 1 | 1 | 1 | 0.1 | 0 | 0 | 0 | 0 | 0 | 0 | From eQ_Lib.dat in MASControl 2017
D_MLI_Stor_Occup_Yr | Occupancy | FRACTION | Wknd | 2014-01-01 | 2014-12-31 | Constant | 0 | [23 empty] | From eQ_Lib.dat in MASControl 2017
D_MLI_Stor_Occup_Yr | Occupancy | FRACTION | WntrDsn | 2014-01-01 | 2014-12-31 | Constant | 0 | [23 empty] | From eQ_Lib.dat in MASControl 2017
D_MLI_Stor_Occup_Yr | Occupancy | FRACTION | SmrDsn | 2014-01-01 | 2014-12-31 | Constant | 1 | [23 empty] | From eQ_Lib.dat in MASControl 2017
D_MLI_Stor_Occup_Yr | Occupancy | FRACTION | Hol | 2014-01-01 | 2014-12-31 | Constant | 0 | [23 empty] | From eQ_Lib.dat in MASControl 2017
D_Mtl_All_C_Inf_Yr | Infiltration | MULTIPLIER | Default¦SmrDsn¦WntrDsn¦Hol | 2014-01-01 | 2014-12-31 | Constant | 0.5 | [23 empty] | From eQ_Lib.dat in MASControl 2017
D_Mtl_All_CTemp_Yr | Thermostat Setpoint | C | Default¦SmrDsn¦WntrDsn¦Hol | 2014-01-01 | 2014-12-31 | Constant | 24.4 | [23 empty] | From eQ_Lib.dat in MASControl 2017; Removed setback
D_Mtl_All_DHW_DHW_Yr | Service Water Heating | FRACTION | Default¦SmrDsn¦WntrDsn¦Hol | 2014-01-01 | 2014-12-31 | Hourly | 0.05 | 0.05 | 0.05 | 0.05 | 0.05 | 0.05 | 0.2 | 0.5 | 0.5 | 0.25 | 0.2 | 0.1 | 0.1 | 0.1 | 0.1 | 0.1 | 0.2 | 0.3 | 0.4 | 0.3 | 0.25 | 0.2 | 0.1 | 0.05 | From eQ_Lib.dat in MASControl 2017
D_Mtl_All_Fan_Yr | Fan | ON/OFF/FLAG | Default¦SmrDsn¦WntrDsn¦Hol | 2014-01-01 | 2014-12-31 | Constant | 1 | [23 empty] | From eQ_Lib.dat in MASControl 2017
D_Mtl_All_HTemp_Yr | Thermostat Setpoint | C | Default¦SmrDsn¦WntrDsn¦Hol | 2014-01-01 | 2014-12-31 | Constant | 21.1 | [23 empty] | From eQ_Lib.dat in MASControl 2017; Removed setback
D_Mtl_All_MinOA_Yr | OutdoorAir | FRAC/DESIGN | Default¦SmrDsn¦WntrDsn¦Hol | 2014-01-01 | 2014-12-31 | Constant | -999 | [23 empty] | From eQ_Lib.dat in MASControl 2017
D_Mtl_All_P_Inf_Yr | Infiltration | MULTIPLIER | Default¦SmrDsn¦WntrDsn¦Hol | 2014-01-01 | 2014-12-31 | Constant | 0.5 | [23 empty] | From eQ_Lib.dat in MASControl 2017
D_Mtl_Cordr_LitCFL_Yr | Lighting | FRACTION | SmrDsn | 2014-01-01 | 2014-12-31 | Constant | 1 | [23 empty] | From eQ_Lib.dat in MASControl 2017
D_Mtl_Cordr_LitCFL_Yr | Lighting | FRACTION | WntrDsn | 2014-01-01 | 2014-12-31 | Constant | 0 | [23 empty] | From eQ_Lib.dat in MASControl 2017
D_Mtl_Cordr_LitCFL_Yr | Lighting | FRACTION | Default¦Hol | 2014-01-01 | 2014-12-31 | Constant | 0.7 | [23 empty] | From eQ_Lib.dat in MASControl 2017
D_Mtl_Cordr_LitEx_Yr | Lighting | FRACTION | SmrDsn | 2014-01-01 | 2014-12-31 | Constant | 1 | [23 empty] | From eQ_Lib.dat in MASControl 2017
D_Mtl_Cordr_LitEx_Yr | Lighting | FRACTION | WntrDsn | 2014-01-01 | 2014-12-31 | Constant | 0 | [23 empty] | From eQ_Lib.dat in MASControl 2017
D_Mtl_Cordr_LitEx_Yr | Lighting | FRACTION | Default¦Hol | 2014-01-01 | 2014-12-31 | Constant | 1 | [23 empty] | From eQ_Lib.dat in MASControl 2017
D_Mtl_Cordr_LitLF_Yr | Lighting | FRACTION | SmrDsn | 2014-01-01 | 2014-12-31 | Constant | 1 | [23 empty] | From eQ_Lib.dat in MASControl 2017
D_Mtl_Cordr_LitLF_Yr | Lighting | FRACTION | WntrDsn | 2014-01-01 | 2014-12-31 | Constant | 0 | [23 empty] | From eQ_Lib.dat in MASControl 2017
D_Mtl_Cordr_LitLF_Yr | Lighting | FRACTION | Default¦Hol | 2014-01-01 | 2014-12-31 | Constant | 0.9 | [23 empty] | From eQ_Lib.dat in MASControl 2017
D_Mtl_Cordr_LitSp_Yr | Lighting | FRACTION | SmrDsn | 2014-01-01 | 2014-12-31 | Constant | 1 | [23 empty] | From eQ_Lib.dat in MASControl 2017
D_Mtl_Cordr_LitSp_Yr | Lighting | FRACTION | WntrDsn | 2014-01-01 | 2014-12-31 | Constant | 0 | [23 empty] | From eQ_Lib.dat in MASControl 2017
D_Mtl_Cordr_LitSp_Yr | Lighting | FRACTION | Default¦Hol | 2014-01-01 | 2014-12-31 | Constant | 0.9 | [23 empty] | From eQ_Lib.dat in MASControl 2017
D_Mtl_Cordr_Misc_Yr | Equipment | FRACTION | SmrDsn | 2014-01-01 | 2014-12-31 | Constant | 1 | [23 empty] | From eQ_Lib.dat in MASControl 2017
D_Mtl_Cordr_Misc_Yr | Equipment | FRACTION | WntrDsn | 2014-01-01 | 2014-12-31 | Constant | 0 | [23 empty] | From eQ_Lib.dat in MASControl 2017
D_Mtl_Cordr_Misc_Yr | Equipment | FRACTION | Default¦Hol | 2014-01-01 | 2014-12-31 | Hourly | 0.6 | 0.6 | 0.6 | 0.6 | 0.6 | 0.6 | 0.4 | 0.3 | 0.2 | 0.35 | 0.6 | 0.6 | 0.6 | 0.6 | 0.6 | 0.6 | 0.6 | 0.6 | 0.55 | 0.55 | 0.4 | 0.3 | 0.2 | 0.3 | From eQ_Lib.dat in MASControl 2017
D_Mtl_Cordr_Occup_Yr | Occupancy | FRACTION | SmrDsn | 2014-01-01 | 2014-12-31 | Constant | 1 | [23 empty] | From eQ_Lib.dat in MASControl 2017
D_Mtl_Cordr_Occup_Yr | Occupancy | FRACTION | WntrDsn | 2014-01-01 | 2014-12-31 | Constant | 0 | [23 empty] | From eQ_Lib.dat in MASControl 2017
D_Mtl_Cordr_Occup_Yr | Occupancy | FRACTION | Default¦Hol | 2014-01-01 | 2014-12-31 | Hourly | 0.05 | 0.05 | 0.05 | 0.05 | 0.05 | 0.05 | 0.4 | 0.4 | 0.4 | 0.4 | 0.4 | 0.4 | 0.4 | 0.4 | 0.4 | 0.4 | 0.4 | 0.4 | 0.4 | 0.4 | 0.05 | 0.05 | 0.05 | 0.05 | From eQ_Lib.dat in MASControl 2017
D_Mtl_FacMnt_LitCFL_Yr | Lighting | FRACTION | SmrDsn | 2014-01-01 | 2014-12-31 | Constant | 1 | [23 empty] | From eQ_Lib.dat in MASControl 2017
D_Mtl_FacMnt_LitCFL_Yr | Lighting | FRACTION | WntrDsn | 2014-01-01 | 2014-12-31 | Constant | 0 | [23 empty] | From eQ_Lib.dat in MASControl 2017
D_Mtl_FacMnt_LitCFL_Yr | Lighting | FRACTION | Default¦Hol | 2014-01-01 | 2014-12-31 | Constant | 0.4 | [23 empty] | From eQ_Lib.dat in MASControl 2017
D_Mtl_FacMnt_LitEx_Yr | Lighting | FRACTION | SmrDsn | 2014-01-01 | 2014-12-31 | Constant | 1 | [23 empty] | From eQ_Lib.dat in MASControl 2017
D_Mtl_FacMnt_LitEx_Yr | Lighting | FRACTION | WntrDsn | 2014-01-01 | 2014-12-31 | Constant | 0 | [23 empty] | From eQ_Lib.dat in MASControl 2017
D_Mtl_FacMnt_LitEx_Yr | Lighting | FRACTION | Default¦Hol | 2014-01-01 | 2014-12-31 | Constant | 1 | [23 empty] | From eQ_Lib.dat in MASControl 2017
D_Mtl_FacMnt_LitLF_Yr | Lighting | FRACTION | SmrDsn | 2014-01-01 | 2014-12-31 | Constant | 1 | [23 empty] | From eQ_Lib.dat in MASControl 2017
D_Mtl_FacMnt_LitLF_Yr | Lighting | FRACTION | WntrDsn | 2014-01-01 | 2014-12-31 | Constant | 0 | [23 empty] | From eQ_Lib.dat in MASControl 2017
D_Mtl_FacMnt_LitLF_Yr | Lighting | FRACTION | Default¦Hol | 2014-01-01 | 2014-12-31 | Constant | 0.6 | [23 empty] | From eQ_Lib.dat in MASControl 2017
D_Mtl_FacMnt_LitSp_Yr | Lighting | FRACTION | SmrDsn | 2014-01-01 | 2014-12-31 | Constant | 1 | [23 empty] | From eQ_Lib.dat in MASControl 2017
D_Mtl_FacMnt_LitSp_Yr | Lighting | FRACTION | WntrDsn | 2014-01-01 | 2014-12-31 | Constant | 0 | [23 empty] | From eQ_Lib.dat in MASControl 2017
D_Mtl_FacMnt_LitSp_Yr | Lighting | FRACTION | Default¦Hol | 2014-01-01 | 2014-12-31 | Constant | 0.6 | [23 empty] | From eQ_Lib.dat in MASControl 2017
D_Mtl_FacMnt_Misc_Yr | Equipment | FRACTION | SmrDsn | 2014-01-01 | 2014-12-31 | Constant | 1 | [23 empty] | From eQ_Lib.dat in MASControl 2017
D_Mtl_FacMnt_Misc_Yr | Equipment | FRACTION | WntrDsn | 2014-01-01 | 2014-12-31 | Constant | 0 | [23 empty] | From eQ_Lib.dat in MASControl 2017
D_Mtl_FacMnt_Misc_Yr | Equipment | FRACTION | Default¦Hol | 2014-01-01 | 2014-12-31 | Hourly | 0.4 | 0.4 | 0.4 | 0.4 | 0.4 | 0.4 | 0.6 | 0.8 | 0.9 | 0.9 | 1 | 1 | 0.9 | 0.7 | 0.7 | 0.7 | 1 | 1 | 0.7 | 0.7 | 0.7 | 0.6 | 0.5 | 0.4 | From eQ_Lib.dat in MASControl 2017
D_Mtl_FacMnt_Occup_Yr | Occupancy | FRACTION | SmrDsn | 2014-01-01 | 2014-12-31 | Constant | 1 | [23 empty] | From eQ_Lib.dat in MASControl 2017
D_Mtl_FacMnt_Occup_Yr | Occupancy | FRACTION | WntrDsn | 2014-01-01 | 2014-12-31 | Constant | 0 | [23 empty] | From eQ_Lib.dat in MASControl 2017
D_Mtl_FacMnt_Occup_Yr | Occupancy | FRACTION | Default¦Hol | 2014-01-01 | 2014-12-31 | Hourly | 0.1 | 0.1 | 0.1 | 0.1 | 0.1 | 0.4 | 0.6 | 0.8 | 0.9 | 0.9 | 1 | 1 | 0.9 | 0.7 | 0.7 | 0.7 | 1 | 1 | 0.7 | 0.7 | 0.7 | 0.6 | 0.2 | 0.1 | From eQ_Lib.dat in MASControl 2017
D_Mtl_GRm12_LitCFL_Yr | Lighting | FRACTION | SmrDsn | 2014-01-01 | 2014-12-31 | Constant | 1 | [23 empty] | From eQ_Lib.dat in MASControl 2017
D_Mtl_GRm12_LitCFL_Yr | Lighting | FRACTION | WntrDsn | 2014-01-01 | 2014-12-31 | Constant | 0 | [23 empty] | From eQ_Lib.dat in MASControl 2017
D_Mtl_GRm12_LitCFL_Yr | Lighting | FRACTION | Default¦Hol | 2014-01-01 | 2014-12-31 | Hourly | 0.0581 | 0.0424 | 0.0343 | 0.0297 | 0.0285 | 0.0408 | 0.0548 | 0.0822 | 0.1062 | 0.1092 | 0.1136 | 0.0981 | 0.09 | 0.0888 | 0.0812 | 0.0711 | 0.0867 | 0.1035 | 0.1284 | 0.1383 | 0.1418 | 0.1399 | 0.1235 | 0.0861 | From eQ_Lib.dat in MASControl 2017
D_Mtl_GRm12_LitEx_Yr | Lighting | FRACTION | SmrDsn | 2014-01-01 | 2014-12-31 | Constant | 1 | [23 empty] | From eQ_Lib.dat in MASControl 2017
D_Mtl_GRm12_LitEx_Yr | Lighting | FRACTION | WntrDsn | 2014-01-01 | 2014-12-31 | Constant | 0 | [23 empty] | From eQ_Lib.dat in MASControl 2017
D_Mtl_GRm12_LitEx_Yr | Lighting | FRACTION | Default¦Hol | 2014-01-01 | 2014-12-31 | Constant | 1 | [23 empty] | From eQ_Lib.dat in MASControl 2017
D_Mtl_GRm12_LitLF_Yr | Lighting | FRACTION | SmrDsn | 2014-01-01 | 2014-12-31 | Constant | 1 | [23 empty] | From eQ_Lib.dat in MASControl 2017
D_Mtl_GRm12_LitLF_Yr | Lighting | FRACTION | WntrDsn | 2014-01-01 | 2014-12-31 | Constant | 0 | [23 empty] | From eQ_Lib.dat in MASControl 2017
D_Mtl_GRm12_LitLF_Yr | Lighting | FRACTION | Default¦Hol | 2014-01-01 | 2014-12-31 | Hourly | 0.0581 | 0.0424 | 0.0343 | 0.0297 | 0.0285 | 0.0408 | 0.0548 | 0.0822 | 0.1062 | 0.1092 | 0.1136 | 0.0981 | 0.09 | 0.0888 | 0.0812 | 0.0711 | 0.0867 | 0.1035 | 0.1284 | 0.1383 | 0.1418 | 0.1399 | 0.1235 | 0.0861 | From eQ_Lib.dat in MASControl 2017
D_Mtl_GRm12_LitSp_Yr | Lighting | FRACTION | SmrDsn | 2014-01-01 | 2014-12-31 | Constant | 1 | [23 empty] | From eQ_Lib.dat in MASControl 2017
D_Mtl_GRm12_LitSp_Yr | Lighting | FRACTION | WntrDsn | 2014-01-01 | 2014-12-31 | Constant | 0 | [23 empty] | From eQ_Lib.dat in MASControl 2017
D_Mtl_GRm12_LitSp_Yr | Lighting | FRACTION | Default¦Hol | 2014-01-01 | 2014-12-31 | Hourly | 0.0581 | 0.0424 | 0.0343 | 0.0297 | 0.0285 | 0.0408 | 0.0548 | 0.0822 | 0.1062 | 0.1092 | 0.1136 | 0.0981 | 0.09 | 0.0888 | 0.0812 | 0.0711 | 0.0867 | 0.1035 | 0.1284 | 0.1383 | 0.1418 | 0.1399 | 0.1235 | 0.0861 | From eQ_Lib.dat in MASControl 2017
D_Mtl_GRm12_Misc_Yr | Equipment | FRACTION | SmrDsn | 2014-01-01 | 2014-12-31 | Constant | 1 | [23 empty] | From eQ_Lib.dat in MASControl 2017
D_Mtl_GRm12_Misc_Yr | Equipment | FRACTION | WntrDsn | 2014-01-01 | 2014-12-31 | Constant | 0 | [23 empty] | From eQ_Lib.dat in MASControl 2017
D_Mtl_GRm12_Misc_Yr | Equipment | FRACTION | Default¦Hol | 2014-01-01 | 2014-12-31 | Hourly | 0.4 | 0.4 | 0.4 | 0.4 | 0.4 | 0.4 | 0.6 | 0.7 | 0.8 | 0.65 | 0.4 | 0.15 | 0.15 | 0.15 | 0.15 | 0.15 | 0.15 | 0.25 | 0.3 | 0.45 | 0.6 | 0.7 | 0.8 | 0.7 | From eQ_Lib.dat in MASControl 2017
D_Mtl_GRm12_Occup_Yr | Occupancy | FRACTION | SmrDsn | 2014-01-01 | 2014-12-31 | Constant | 1 | [23 empty] | From eQ_Lib.dat in MASControl 2017
D_Mtl_GRm12_Occup_Yr | Occupancy | FRACTION | WntrDsn | 2014-01-01 | 2014-12-31 | Constant | 0 | [23 empty] | From eQ_Lib.dat in MASControl 2017
D_Mtl_GRm12_Occup_Yr | Occupancy | FRACTION | Default¦Hol | 2014-01-01 | 2014-12-31 | Hourly | 1 | 1 | 1 | 1 | 1 | 1 | 1 | 1 | 0 | 0 | 0 | 0 | 0 | 0 | 0 | 0 | 0 | 0 | 0 | 0 | 1 | 1 | 1 | 1 | From eQ_Lib.dat in MASControl 2017
D_Mtl_GRm24_LitCFL_Yr | Lighting | FRACTION | SmrDsn | 2014-01-01 | 2014-12-31 | Constant | 1 | [23 empty] | From eQ_Lib.dat in MASControl 2017
D_Mtl_GRm24_LitCFL_Yr | Lighting | FRACTION | WntrDsn | 2014-01-01 | 2014-12-31 | Constant | 0 | [23 empty] | From eQ_Lib.dat in MASControl 2017
D_Mtl_GRm24_LitCFL_Yr | Lighting | FRACTION | Default¦Hol | 2014-01-01 | 2014-12-31 | Hourly | 0.0867 | 0.0632 | 0.0512 | 0.0443 | 0.0426 | 0.0609 | 0.0818 | 0.1227 | 0.1585 | 0.163 | 0.1695 | 0.1465 | 0.1343 | 0.1325 | 0.1212 | 0.1062 | 0.1295 | 0.1545 | 0.1916 | 0.2064 | 0.2116 | 0.2088 | 0.1843 | 0.1285 | From eQ_Lib.dat in MASControl 2017
D_Mtl_GRm24_LitEx_Yr | Lighting | FRACTION | SmrDsn | 2014-01-01 | 2014-12-31 | Constant | 1 | [23 empty] | From eQ_Lib.dat in MASControl 2017
D_Mtl_GRm24_LitEx_Yr | Lighting | FRACTION | WntrDsn | 2014-01-01 | 2014-12-31 | Constant | 0 | [23 empty] | From eQ_Lib.dat in MASControl 2017
D_Mtl_GRm24_LitEx_Yr | Lighting | FRACTION | Default¦Hol | 2014-01-01 | 2014-12-31 | Constant | 1 | [23 empty] | From eQ_Lib.dat in MASControl 2017
D_Mtl_GRm24_LitLF_Yr | Lighting | FRACTION | SmrDsn | 2014-01-01 | 2014-12-31 | Constant | 1 | [23 empty] | From eQ_Lib.dat in MASControl 2017
D_Mtl_GRm24_LitLF_Yr | Lighting | FRACTION | WntrDsn | 2014-01-01 | 2014-12-31 | Constant | 0 | [23 empty] | From eQ_Lib.dat in MASControl 2017
D_Mtl_GRm24_LitLF_Yr | Lighting | FRACTION | Default¦Hol | 2014-01-01 | 2014-12-31 | Hourly | 0.0867 | 0.0632 | 0.0512 | 0.0443 | 0.0426 | 0.0609 | 0.0818 | 0.1227 | 0.1585 | 0.163 | 0.1695 | 0.1465 | 0.1343 | 0.1325 | 0.1212 | 0.1062 | 0.1295 | 0.1545 | 0.1916 | 0.2064 | 0.2116 | 0.2088 | 0.1843 | 0.1285 | From eQ_Lib.dat in MASControl 2017
D_Mtl_GRm24_LitSp_Yr | Lighting | FRACTION | SmrDsn | 2014-01-01 | 2014-12-31 | Constant | 1 | [23 empty] | From eQ_Lib.dat in MASControl 2017
D_Mtl_GRm24_LitSp_Yr | Lighting | FRACTION | WntrDsn | 2014-01-01 | 2014-12-31 | Constant | 0 | [23 empty] | From eQ_Lib.dat in MASControl 2017
D_Mtl_GRm24_LitSp_Yr | Lighting | FRACTION | Default¦Hol | 2014-01-01 | 2014-12-31 | Hourly | 0.0867 | 0.0632 | 0.0512 | 0.0443 | 0.0426 | 0.0609 | 0.0818 | 0.1227 | 0.1585 | 0.163 | 0.1695 | 0.1465 | 0.1343 | 0.1325 | 0.1212 | 0.1062 | 0.1295 | 0.1545 | 0.1916 | 0.2064 | 0.2116 | 0.2088 | 0.1843 | 0.1285 | From eQ_Lib.dat in MASControl 2017
D_Mtl_GRm24_Misc_Yr | Equipment | FRACTION | SmrDsn | 2014-01-01 | 2014-12-31 | Constant | 1 | [23 empty] | From eQ_Lib.dat in MASControl 2017
D_Mtl_GRm24_Misc_Yr | Equipment | FRACTION | WntrDsn | 2014-01-01 | 2014-12-31 | Constant | 0 | [23 empty] | From eQ_Lib.dat in MASControl 2017
D_Mtl_GRm24_Misc_Yr | Equipment | FRACTION | Default¦Hol | 2014-01-01 | 2014-12-31 | Hourly | 0.4 | 0.4 | 0.4 | 0.4 | 0.4 | 0.4 | 0.6 | 0.7 | 0.8 | 0.65 | 0.4 | 0.4 | 0.4 | 0.4 | 0.4 | 0.4 | 0.4 | 0.4 | 0.45 | 0.45 | 0.6 | 0.7 | 0.8 | 0.7 | From eQ_Lib.dat in MASControl 2017
D_Mtl_GRm24_Occup_Yr | Occupancy | FRACTION | SmrDsn | 2014-01-01 | 2014-12-31 | Constant | 1 | [23 empty] | From eQ_Lib.dat in MASControl 2017
D_Mtl_GRm24_Occup_Yr | Occupancy | FRACTION | WntrDsn | 2014-01-01 | 2014-12-31 | Constant | 0 | [23 empty] | From eQ_Lib.dat in MASControl 2017
D_Mtl_GRm24_Occup_Yr | Occupancy | FRACTION | Default¦Hol | 2014-01-01 | 2014-12-31 | Hourly | 1 | 1 | 1 | 1 | 1 | 1 | 0.6 | 0.6 | 0.6 | 0.6 | 0.6 | 0.6 | 0.6 | 0.6 | 0.6 | 0.6 | 0.6 | 0.6 | 0.6 | 0.6 | 1 | 1 | 1 | 1 | From eQ_Lib.dat in MASControl 2017
D_Mtl_GRmU_LitCFL_Yr | Lighting | FRACTION | SmrDsn | 2014-01-01 | 2014-12-31 | Constant | 1 | [23 empty] | From eQ_Lib.dat in MASControl 2017
D_Mtl_GRmU_LitCFL_Yr | Lighting | FRACTION | WntrDsn | 2014-01-01 | 2014-12-31 | Constant | 0 | [23 empty] | From eQ_Lib.dat in MASControl 2017
D_Mtl_GRmU_LitCFL_Yr | Lighting | FRACTION | Default¦Hol | 2014-01-01 | 2014-12-31 | Constant | 0 | [23 empty] | From eQ_Lib.dat in MASControl 2017
D_Mtl_GRmU_LitEx_Yr | Lighting | FRACTION | SmrDsn | 2014-01-01 | 2014-12-31 | Constant | 1 | [23 empty] | From eQ_Lib.dat in MASControl 2017
D_Mtl_GRmU_LitEx_Yr | Lighting | FRACTION | WntrDsn | 2014-01-01 | 2014-12-31 | Constant | 0 | [23 empty] | From eQ_Lib.dat in MASControl 2017
D_Mtl_GRmU_LitEx_Yr | Lighting | FRACTION | Default¦Hol | 2014-01-01 | 2014-12-31 | Constant | 1 | [23 empty] | From eQ_Lib.dat in MASControl 2017
D_Mtl_GRmU_LitLF_Yr | Lighting | FRACTION | SmrDsn | 2014-01-01 | 2014-12-31 | Constant | 1 | [23 empty] | From eQ_Lib.dat in MASControl 2017
D_Mtl_GRmU_LitLF_Yr | Lighting | FRACTION | WntrDsn | 2014-01-01 | 2014-12-31 | Constant | 0 | [23 empty] | From eQ_Lib.dat in MASControl 2017
D_Mtl_GRmU_LitLF_Yr | Lighting | FRACTION | Default¦Hol | 2014-01-01 | 2014-12-31 | Constant | 0 | [23 empty] | From eQ_Lib.dat in MASControl 2017
D_Mtl_GRmU_LitSp_Yr | Lighting | FRACTION | SmrDsn | 2014-01-01 | 2014-12-31 | Constant | 1 | [23 empty] | From eQ_Lib.dat in MASControl 2017
D_Mtl_GRmU_LitSp_Yr | Lighting | FRACTION | WntrDsn | 2014-01-01 | 2014-12-31 | Constant | 0 | [23 empty] | From eQ_Lib.dat in MASControl 2017
D_Mtl_GRmU_LitSp_Yr | Lighting | FRACTION | Default¦Hol | 2014-01-01 | 2014-12-31 | Constant | 0 | [23 empty] | From eQ_Lib.dat in MASControl 2017
D_Mtl_GRmU_Misc_Yr | Equipment | FRACTION | SmrDsn | 2014-01-01 | 2014-12-31 | Constant | 1 | [23 empty] | From eQ_Lib.dat in MASControl 2017
D_Mtl_GRmU_Misc_Yr | Equipment | FRACTION | WntrDsn | 2014-01-01 | 2014-12-31 | Constant | 0 | [23 empty] | From eQ_Lib.dat in MASControl 2017
D_Mtl_GRmU_Misc_Yr | Equipment | FRACTION | Default¦Hol | 2014-01-01 | 2014-12-31 | Constant | 0 | [23 empty] | From eQ_Lib.dat in MASControl 2017
D_Mtl_GRmU_Occup_Yr | Occupancy | FRACTION | SmrDsn | 2014-01-01 | 2014-12-31 | Constant | 1 | [23 empty] | From eQ_Lib.dat in MASControl 2017
D_Mtl_GRmU_Occup_Yr | Occupancy | FRACTION | WntrDsn | 2014-01-01 | 2014-12-31 | Constant | 0 | [23 empty] | From eQ_Lib.dat in MASControl 2017
D_Mtl_GRmU_Occup_Yr | Occupancy | FRACTION | Default¦Hol | 2014-01-01 | 2014-12-31 | Constant | 0 | [23 empty] | From eQ_Lib.dat in MASControl 2017
D_Mtl_OffGen_LitCFL_Yr | Lighting | FRACTION | SmrDsn | 2014-01-01 | 2014-12-31 | Constant | 1 | [23 empty] | From eQ_Lib.dat in MASControl 2017
D_Mtl_OffGen_LitCFL_Yr | Lighting | FRACTION | WntrDsn | 2014-01-01 | 2014-12-31 | Constant | 0 | [23 empty] | From eQ_Lib.dat in MASControl 2017
D_Mtl_OffGen_LitCFL_Yr | Lighting | FRACTION | Default¦Hol | 2014-01-01 | 2014-12-31 | Constant | 0.7 | [23 empty] | From eQ_Lib.dat in MASControl 2017
D_Mtl_OffGen_LitEx_Yr | Lighting | FRACTION | SmrDsn | 2014-01-01 | 2014-12-31 | Constant | 1 | [23 empty] | From eQ_Lib.dat in MASControl 2017
D_Mtl_OffGen_LitEx_Yr | Lighting | FRACTION | WntrDsn | 2014-01-01 | 2014-12-31 | Constant | 0 | [23 empty] | From eQ_Lib.dat in MASControl 2017
D_Mtl_OffGen_LitEx_Yr | Lighting | FRACTION | Default¦Hol | 2014-01-01 | 2014-12-31 | Constant | 1 | [23 empty] | From eQ_Lib.dat in MASControl 2017
D_Mtl_OffGen_LitLF_Yr | Lighting | FRACTION | SmrDsn | 2014-01-01 | 2014-12-31 | Constant | 1 | [23 empty] | From eQ_Lib.dat in MASControl 2017
D_Mtl_OffGen_LitLF_Yr | Lighting | FRACTION | WntrDsn | 2014-01-01 | 2014-12-31 | Constant | 0 | [23 empty] | From eQ_Lib.dat in MASControl 2017
D_Mtl_OffGen_LitLF_Yr | Lighting | FRACTION | Default¦Hol | 2014-01-01 | 2014-12-31 | Constant | 0.7 | [23 empty] | From eQ_Lib.dat in MASControl 2017
D_Mtl_OffGen_LitSp_Yr | Lighting | FRACTION | SmrDsn | 2014-01-01 | 2014-12-31 | Constant | 1 | [23 empty] | From eQ_Lib.dat in MASControl 2017
D_Mtl_OffGen_LitSp_Yr | Lighting | FRACTION | WntrDsn | 2014-01-01 | 2014-12-31 | Constant | 0 | [23 empty] | From eQ_Lib.dat in MASControl 2017
D_Mtl_OffGen_LitSp_Yr | Lighting | FRACTION | Default¦Hol | 2014-01-01 | 2014-12-31 | Constant | 0.7 | [23 empty] | From eQ_Lib.dat in MASControl 2017
D_Mtl_OffGen_Misc_Yr | Equipment | FRACTION | SmrDsn | 2014-01-01 | 2014-12-31 | Constant | 1 | [23 empty] | From eQ_Lib.dat in MASControl 2017
D_Mtl_OffGen_Misc_Yr | Equipment | FRACTION | WntrDsn | 2014-01-01 | 2014-12-31 | Constant | 0 | [23 empty] | From eQ_Lib.dat in MASControl 2017
D_Mtl_OffGen_Misc_Yr | Equipment | FRACTION | Default¦Hol | 2014-01-01 | 2014-12-31 | Hourly | 0.4 | 0.4 | 0.4 | 0.4 | 0.4 | 0.4 | 0.6 | 0.8 | 0.9 | 0.9 | 1 | 1 | 0.9 | 0.7 | 0.7 | 0.7 | 1 | 1 | 0.7 | 0.7 | 0.7 | 0.6 | 0.5 | 0.4 | From eQ_Lib.dat in MASControl 2017
D_Mtl_OffGen_Occup_Yr | Occupancy | FRACTION | SmrDsn | 2014-01-01 | 2014-12-31 | Constant | 1 | [23 empty] | From eQ_Lib.dat in MASControl 2017
D_Mtl_OffGen_Occup_Yr | Occupancy | FRACTION | WntrDsn | 2014-01-01 | 2014-12-31 | Constant | 0 | [23 empty] | From eQ_Lib.dat in MASControl 2017
D_Mtl_OffGen_Occup_Yr | Occupancy | FRACTION | Default¦Hol | 2014-01-01 | 2014-12-31 | Constant | 1 | [23 empty] | From eQ_Lib.dat in MASControl 2017
D_Mult_One_Yr |  | FRACTION | Default¦SmrDsn¦WntrDsn¦Hol | 2014-01-01 | 2014-12-31 | Constant | 1 | [23 empty] | From eQ_Lib.dat in MASControl 2017
D_Nrs_All_C_Inf_Yr | Infiltration | MULTIPLIER | Default¦SmrDsn¦WntrDsn¦Hol | 2014-01-01 | 2014-12-31 | Constant | 0.5 | [23 empty] | From eQ_Lib.dat in MASControl 2017
D_Nrs_All_CTemp_Yr | Thermostat Setpoint | C | Default¦SmrDsn¦WntrDsn¦Hol | 2014-01-01 | 2014-12-31 | Constant | 24.4 | [23 empty] | From eQ_Lib.dat in MASControl 2017; Removed setback
D_Nrs_All_DHW_DHW_Yr | Service Water Heating | FRACTION | Default¦SmrDsn¦WntrDsn¦Hol | 2014-01-01 | 2014-12-31 | Hourly | 0.21 | 0.2 | 0.2 | 0.2 | 0.22 | 0.2 | 0.51 | 0.61 | 0.59 | 0.48 | 0.42 | 0.48 | 0.45 | 0.4 | 0.35 | 0.35 | 0.33 | 0.45 | 0.6 | 0.65 | 0.55 | 0.5 | 0.48 | 0.2 | From eQ_Lib.dat in MASControl 2017
D_Nrs_All_Fan_Yr | Fan | ON/OFF/FLAG | Default¦SmrDsn¦WntrDsn¦Hol | 2014-01-01 | 2014-12-31 | Constant | 1 | [23 empty] | From eQ_Lib.dat in MASControl 2017
D_Nrs_All_HTemp_Yr | Thermostat Setpoint | C | Default¦SmrDsn¦WntrDsn¦Hol | 2014-01-01 | 2014-12-31 | Constant | 21.1 | [23 empty] | From eQ_Lib.dat in MASControl 2017; Removed setback
D_Nrs_All_MinOA_Yr | OutdoorAir | FRAC/DESIGN | Default¦SmrDsn¦WntrDsn¦Hol | 2014-01-01 | 2014-12-31 | Constant | -999 | [23 empty] | From eQ_Lib.dat in MASControl 2017
D_Nrs_All_P_Inf_Yr | Infiltration | MULTIPLIER | Default¦SmrDsn¦WntrDsn¦Hol | 2014-01-01 | 2014-12-31 | Constant | 0.5 | [23 empty] | From eQ_Lib.dat in MASControl 2017
D_Nrs_Cordr_LitCFL_Yr | Lighting | FRACTION | SmrDsn | 2014-01-01 | 2014-12-31 | Constant | 1 | [23 empty] | From eQ_Lib.dat in MASControl 2017
D_Nrs_Cordr_LitCFL_Yr | Lighting | FRACTION | WntrDsn | 2014-01-01 | 2014-12-31 | Constant | 0 | [23 empty] | From eQ_Lib.dat in MASControl 2017
D_Nrs_Cordr_LitCFL_Yr | Lighting | FRACTION | Default¦Hol | 2014-01-01 | 2014-12-31 | Constant | 0.6 | [23 empty] | From eQ_Lib.dat in MASControl 2017
D_Nrs_Cordr_LitEx_Yr | Lighting | FRACTION | SmrDsn | 2014-01-01 | 2014-12-31 | Constant | 1 | [23 empty] | From eQ_Lib.dat in MASControl 2017
D_Nrs_Cordr_LitEx_Yr | Lighting | FRACTION | WntrDsn | 2014-01-01 | 2014-12-31 | Constant | 0 | [23 empty] | From eQ_Lib.dat in MASControl 2017
D_Nrs_Cordr_LitEx_Yr | Lighting | FRACTION | Default¦Hol | 2014-01-01 | 2014-12-31 | Constant | 1 | [23 empty] | From eQ_Lib.dat in MASControl 2017
D_Nrs_Cordr_LitLF_Yr | Lighting | FRACTION | SmrDsn | 2014-01-01 | 2014-12-31 | Constant | 1 | [23 empty] | From eQ_Lib.dat in MASControl 2017
D_Nrs_Cordr_LitLF_Yr | Lighting | FRACTION | WntrDsn | 2014-01-01 | 2014-12-31 | Constant | 0 | [23 empty] | From eQ_Lib.dat in MASControl 2017
D_Nrs_Cordr_LitLF_Yr | Lighting | FRACTION | Default¦Hol | 2014-01-01 | 2014-12-31 | Constant | 0.9 | [23 empty] | From eQ_Lib.dat in MASControl 2017
D_Nrs_Cordr_LitSp_Yr | Lighting | FRACTION | SmrDsn | 2014-01-01 | 2014-12-31 | Constant | 1 | [23 empty] | From eQ_Lib.dat in MASControl 2017
D_Nrs_Cordr_LitSp_Yr | Lighting | FRACTION | WntrDsn | 2014-01-01 | 2014-12-31 | Constant | 0 | [23 empty] | From eQ_Lib.dat in MASControl 2017
D_Nrs_Cordr_LitSp_Yr | Lighting | FRACTION | Default¦Hol | 2014-01-01 | 2014-12-31 | Constant | 0.9 | [23 empty] | From eQ_Lib.dat in MASControl 2017
D_Nrs_Cordr_Misc_Yr | Equipment | FRACTION | SmrDsn | 2014-01-01 | 2014-12-31 | Constant | 1 | [23 empty] | From eQ_Lib.dat in MASControl 2017
D_Nrs_Cordr_Misc_Yr | Equipment | FRACTION | WntrDsn | 2014-01-01 | 2014-12-31 | Constant | 0 | [23 empty] | From eQ_Lib.dat in MASControl 2017
D_Nrs_Cordr_Misc_Yr | Equipment | FRACTION | Default¦Hol | 2014-01-01 | 2014-12-31 | Constant | 1 | [23 empty] | From eQ_Lib.dat in MASControl 2017
D_Nrs_Cordr_Occup_Yr | Occupancy | FRACTION | SmrDsn | 2014-01-01 | 2014-12-31 | Constant | 1 | [23 empty] | From eQ_Lib.dat in MASControl 2017
D_Nrs_Cordr_Occup_Yr | Occupancy | FRACTION | WntrDsn | 2014-01-01 | 2014-12-31 | Constant | 0 | [23 empty] | From eQ_Lib.dat in MASControl 2017
D_Nrs_Cordr_Occup_Yr | Occupancy | FRACTION | Default¦Hol | 2014-01-01 | 2014-12-31 | Hourly | 0.4 | 0.4 | 0.4 | 0.4 | 0.4 | 0.4 | 0.4 | 0.4 | 1 | 1 | 1 | 1 | 1 | 1 | 1 | 1 | 1 | 1 | 1 | 0.4 | 0.4 | 0.4 | 0.4 | 0.4 | From eQ_Lib.dat in MASControl 2017
D_Nrs_FacMnt_LitCFL_Yr | Lighting | FRACTION | SmrDsn | 2014-01-01 | 2014-12-31 | Constant | 1 | [23 empty] | From eQ_Lib.dat in MASControl 2017
D_Nrs_FacMnt_LitCFL_Yr | Lighting | FRACTION | WntrDsn | 2014-01-01 | 2014-12-31 | Constant | 0 | [23 empty] | From eQ_Lib.dat in MASControl 2017
D_Nrs_FacMnt_LitCFL_Yr | Lighting | FRACTION | Default¦Hol | 2014-01-01 | 2014-12-31 | Hourly | 0.125 | 0.125 | 0.125 | 0.125 | 0.125 | 0.125 | 0.125 | 0.125 | 0.625 | 0.625 | 0.625 | 0.625 | 0.625 | 0.625 | 0.625 | 0.625 | 0.625 | 0.625 | 0.625 | 0.625 | 0.625 | 0.125 | 0.125 | 0.125 | From eQ_Lib.dat in MASControl 2017
D_Nrs_FacMnt_LitEx_Yr | Lighting | FRACTION | SmrDsn | 2014-01-01 | 2014-12-31 | Constant | 1 | [23 empty] | From eQ_Lib.dat in MASControl 2017
D_Nrs_FacMnt_LitEx_Yr | Lighting | FRACTION | WntrDsn | 2014-01-01 | 2014-12-31 | Constant | 0 | [23 empty] | From eQ_Lib.dat in MASControl 2017
D_Nrs_FacMnt_LitEx_Yr | Lighting | FRACTION | Default¦Hol | 2014-01-01 | 2014-12-31 | Constant | 1 | [23 empty] | From eQ_Lib.dat in MASControl 2017
D_Nrs_FacMnt_LitLF_Yr | Lighting | FRACTION | SmrDsn | 2014-01-01 | 2014-12-31 | Constant | 1 | [23 empty] | From eQ_Lib.dat in MASControl 2017
D_Nrs_FacMnt_LitLF_Yr | Lighting | FRACTION | WntrDsn | 2014-01-01 | 2014-12-31 | Constant | 0 | [23 empty] | From eQ_Lib.dat in MASControl 2017
D_Nrs_FacMnt_LitLF_Yr | Lighting | FRACTION | Default¦Hol | 2014-01-01 | 2014-12-31 | Hourly | 0.1 | 0.1 | 0.1 | 0.1 | 0.1 | 0.1 | 0.1 | 0.1 | 0.7 | 0.7 | 0.7 | 0.7 | 0.7 | 0.7 | 0.7 | 0.7 | 0.7 | 0.7 | 0.7 | 0.7 | 0.7 | 0.1 | 0.1 | 0.1 | From eQ_Lib.dat in MASControl 2017
D_Nrs_FacMnt_LitSp_Yr | Lighting | FRACTION | SmrDsn | 2014-01-01 | 2014-12-31 | Constant | 1 | [23 empty] | From eQ_Lib.dat in MASControl 2017
D_Nrs_FacMnt_LitSp_Yr | Lighting | FRACTION | WntrDsn | 2014-01-01 | 2014-12-31 | Constant | 0 | [23 empty] | From eQ_Lib.dat in MASControl 2017
D_Nrs_FacMnt_LitSp_Yr | Lighting | FRACTION | Default¦Hol | 2014-01-01 | 2014-12-31 | Hourly | 0.1 | 0.1 | 0.1 | 0.1 | 0.1 | 0.1 | 0.1 | 0.1 | 0.7 | 0.7 | 0.7 | 0.7 | 0.7 | 0.7 | 0.7 | 0.7 | 0.7 | 0.7 | 0.7 | 0.7 | 0.7 | 0.1 | 0.1 | 0.1 | From eQ_Lib.dat in MASControl 2017
D_Nrs_FacMnt_Misc_Yr | Equipment | FRACTION | SmrDsn | 2014-01-01 | 2014-12-31 | Constant | 1 | [23 empty] | From eQ_Lib.dat in MASControl 2017
D_Nrs_FacMnt_Misc_Yr | Equipment | FRACTION | WntrDsn | 2014-01-01 | 2014-12-31 | Constant | 0 | [23 empty] | From eQ_Lib.dat in MASControl 2017
D_Nrs_FacMnt_Misc_Yr | Equipment | FRACTION | Default¦Hol | 2014-01-01 | 2014-12-31 | Hourly | 0.2 | 0.2 | 0.2 | 0.2 | 0.2 | 0.4 | 0.6 | 0.8 | 0.9 | 0.9 | 1 | 1 | 0.9 | 0.7 | 0.7 | 0.7 | 1 | 1 | 0.7 | 0.7 | 0.7 | 0.6 | 0.2 | 0.2 | From eQ_Lib.dat in MASControl 2017
D_Nrs_FacMnt_Occup_Yr | Occupancy | FRACTION | SmrDsn | 2014-01-01 | 2014-12-31 | Constant | 1 | [23 empty] | From eQ_Lib.dat in MASControl 2017
D_Nrs_FacMnt_Occup_Yr | Occupancy | FRACTION | WntrDsn | 2014-01-01 | 2014-12-31 | Constant | 0 | [23 empty] | From eQ_Lib.dat in MASControl 2017
D_Nrs_FacMnt_Occup_Yr | Occupancy | FRACTION | Default¦Hol | 2014-01-01 | 2014-12-31 | Hourly | 0 | 0 | 0 | 0 | 0 | 0 | 0 | 0 | 1 | 1 | 1 | 1 | 1 | 1 | 1 | 1 | 1 | 1 | 1 | 1 | 1 | 0 | 0 | 0 | From eQ_Lib.dat in MASControl 2017
D_Nrs_Ktchn_Cook_Yr | Cooking | FRACTION | SmrDsn | 2014-01-01 | 2014-12-31 | Constant | 1 | [23 empty] | From eQ_Lib.dat in MASControl 2017
D_Nrs_Ktchn_Cook_Yr | Cooking | FRACTION | WntrDsn | 2014-01-01 | 2014-12-31 | Constant | 0 | [23 empty] | From eQ_Lib.dat in MASControl 2017
D_Nrs_Ktchn_Cook_Yr | Cooking | FRACTION | Default¦Hol | 2014-01-01 | 2014-12-31 | Hourly | 0.1 | 0.1 | 0.1 | 0.1 | 0.1 | 0.4 | 0.6 | 0.8 | 0.9 | 0.9 | 1 | 1 | 0.9 | 0.7 | 0.7 | 0.7 | 1 | 1 | 0.7 | 0.7 | 0.7 | 0.6 | 0.2 | 0.1 | From eQ_Lib.dat in MASControl 2017
D_Nrs_Ktchn_LitCFL_Yr | Lighting | FRACTION | SmrDsn | 2014-01-01 | 2014-12-31 | Constant | 1 | [23 empty] | From eQ_Lib.dat in MASControl 2017
D_Nrs_Ktchn_LitCFL_Yr | Lighting | FRACTION | WntrDsn | 2014-01-01 | 2014-12-31 | Constant | 0 | [23 empty] | From eQ_Lib.dat in MASControl 2017
D_Nrs_Ktchn_LitCFL_Yr | Lighting | FRACTION | Default¦Hol | 2014-01-01 | 2014-12-31 | Hourly | 0.125 | 0.125 | 0.125 | 0.125 | 0.125 | 0.125 | 0.125 | 0.6 | 0.6 | 0.6 | 0.6 | 0.6 | 0.6 | 0.6 | 0.6 | 0.6 | 0.6 | 0.6 | 0.6 | 0.6 | 0.6 | 0.125 | 0.125 | 0.125 | From eQ_Lib.dat in MASControl 2017
D_Nrs_Ktchn_LitEx_Yr | Lighting | FRACTION | SmrDsn | 2014-01-01 | 2014-12-31 | Constant | 1 | [23 empty] | From eQ_Lib.dat in MASControl 2017
D_Nrs_Ktchn_LitEx_Yr | Lighting | FRACTION | WntrDsn | 2014-01-01 | 2014-12-31 | Constant | 0 | [23 empty] | From eQ_Lib.dat in MASControl 2017
D_Nrs_Ktchn_LitEx_Yr | Lighting | FRACTION | Default¦Hol | 2014-01-01 | 2014-12-31 | Constant | 1 | [23 empty] | From eQ_Lib.dat in MASControl 2017
D_Nrs_Ktchn_LitLF_Yr | Lighting | FRACTION | SmrDsn | 2014-01-01 | 2014-12-31 | Constant | 1 | [23 empty] | From eQ_Lib.dat in MASControl 2017
D_Nrs_Ktchn_LitLF_Yr | Lighting | FRACTION | WntrDsn | 2014-01-01 | 2014-12-31 | Constant | 0 | [23 empty] | From eQ_Lib.dat in MASControl 2017
D_Nrs_Ktchn_LitLF_Yr | Lighting | FRACTION | Default¦Hol | 2014-01-01 | 2014-12-31 | Hourly | 0.1 | 0.1 | 0.1 | 0.1 | 0.1 | 0.1 | 0.1 | 0.675 | 0.675 | 0.675 | 0.675 | 0.675 | 0.675 | 0.675 | 0.675 | 0.675 | 0.675 | 0.675 | 0.675 | 0.675 | 0.675 | 0.1 | 0.1 | 0.1 | From eQ_Lib.dat in MASControl 2017
D_Nrs_Ktchn_LitSp_Yr | Lighting | FRACTION | SmrDsn | 2014-01-01 | 2014-12-31 | Constant | 1 | [23 empty] | From eQ_Lib.dat in MASControl 2017
D_Nrs_Ktchn_LitSp_Yr | Lighting | FRACTION | WntrDsn | 2014-01-01 | 2014-12-31 | Constant | 0 | [23 empty] | From eQ_Lib.dat in MASControl 2017
D_Nrs_Ktchn_LitSp_Yr | Lighting | FRACTION | Default¦Hol | 2014-01-01 | 2014-12-31 | Hourly | 0.1 | 0.1 | 0.1 | 0.1 | 0.1 | 0.1 | 0.1 | 0.675 | 0.675 | 0.675 | 0.675 | 0.675 | 0.675 | 0.675 | 0.675 | 0.675 | 0.675 | 0.675 | 0.675 | 0.675 | 0.675 | 0.1 | 0.1 | 0.1 | From eQ_Lib.dat in MASControl 2017
D_Nrs_Ktchn_Misc_Yr | Equipment | FRACTION | SmrDsn | 2014-01-01 | 2014-12-31 | Constant | 1 | [23 empty] | From eQ_Lib.dat in MASControl 2017
D_Nrs_Ktchn_Misc_Yr | Equipment | FRACTION | WntrDsn | 2014-01-01 | 2014-12-31 | Constant | 0 | [23 empty] | From eQ_Lib.dat in MASControl 2017
D_Nrs_Ktchn_Misc_Yr | Equipment | FRACTION | Default¦Hol | 2014-01-01 | 2014-12-31 | Hourly | 0.3 | 0.3 | 0.3 | 0.3 | 0.3 | 0.4 | 0.6 | 0.8 | 0.9 | 0.9 | 1 | 1 | 0.9 | 0.7 | 0.7 | 0.7 | 1 | 1 | 0.7 | 0.7 | 0.7 | 0.6 | 0.4 | 0.3 | From eQ_Lib.dat in MASControl 2017
D_Nrs_Ktchn_Occup_Yr | Occupancy | FRACTION | SmrDsn | 2014-01-01 | 2014-12-31 | Constant | 1 | [23 empty] | From eQ_Lib.dat in MASControl 2017
D_Nrs_Ktchn_Occup_Yr | Occupancy | FRACTION | WntrDsn | 2014-01-01 | 2014-12-31 | Constant | 0 | [23 empty] | From eQ_Lib.dat in MASControl 2017
D_Nrs_Ktchn_Occup_Yr | Occupancy | FRACTION | Default¦Hol | 2014-01-01 | 2014-12-31 | Hourly | 0 | 0 | 0 | 0 | 0 | 0 | 0 | 0 | 1 | 1 | 1 | 1 | 1 | 1 | 1 | 1 | 1 | 1 | 1 | 0 | 0 | 0 | 0 | 0 | From eQ_Lib.dat in MASControl 2017
D_Nrs_OffGen_LitCFL_Yr | Lighting | FRACTION | SmrDsn | 2014-01-01 | 2014-12-31 | Constant | 1 | [23 empty] | From eQ_Lib.dat in MASControl 2017
D_Nrs_OffGen_LitCFL_Yr | Lighting | FRACTION | WntrDsn | 2014-01-01 | 2014-12-31 | Constant | 0 | [23 empty] | From eQ_Lib.dat in MASControl 2017
D_Nrs_OffGen_LitCFL_Yr | Lighting | FRACTION | Default¦Hol | 2014-01-01 | 2014-12-31 | Hourly | 0.125 | 0.125 | 0.125 | 0.125 | 0.125 | 0.125 | 0.125 | 0.6 | 0.6 | 0.6 | 0.6 | 0.6 | 0.6 | 0.6 | 0.6 | 0.6 | 0.6 | 0.6 | 0.6 | 0.6 | 0.6 | 0.125 | 0.125 | 0.125 | From eQ_Lib.dat in MASControl 2017
D_Nrs_OffGen_LitEx_Yr | Lighting | FRACTION | SmrDsn | 2014-01-01 | 2014-12-31 | Constant | 1 | [23 empty] | From eQ_Lib.dat in MASControl 2017
D_Nrs_OffGen_LitEx_Yr | Lighting | FRACTION | WntrDsn | 2014-01-01 | 2014-12-31 | Constant | 0 | [23 empty] | From eQ_Lib.dat in MASControl 2017
D_Nrs_OffGen_LitEx_Yr | Lighting | FRACTION | Default¦Hol | 2014-01-01 | 2014-12-31 | Constant | 1 | [23 empty] | From eQ_Lib.dat in MASControl 2017
D_Nrs_OffGen_LitLF_Yr | Lighting | FRACTION | SmrDsn | 2014-01-01 | 2014-12-31 | Constant | 1 | [23 empty] | From eQ_Lib.dat in MASControl 2017
D_Nrs_OffGen_LitLF_Yr | Lighting | FRACTION | WntrDsn | 2014-01-01 | 2014-12-31 | Constant | 0 | [23 empty] | From eQ_Lib.dat in MASControl 2017
D_Nrs_OffGen_LitLF_Yr | Lighting | FRACTION | Default¦Hol | 2014-01-01 | 2014-12-31 | Hourly | 0.1 | 0.1 | 0.1 | 0.1 | 0.1 | 0.1 | 0.1 | 0.7 | 0.7 | 0.7 | 0.7 | 0.7 | 0.7 | 0.7 | 0.7 | 0.7 | 0.7 | 0.7 | 0.7 | 0.7 | 0.7 | 0.1 | 0.1 | 0.1 | From eQ_Lib.dat in MASControl 2017
D_Nrs_OffGen_LitSp_Yr | Lighting | FRACTION | SmrDsn | 2014-01-01 | 2014-12-31 | Constant | 1 | [23 empty] | From eQ_Lib.dat in MASControl 2017
D_Nrs_OffGen_LitSp_Yr | Lighting | FRACTION | WntrDsn | 2014-01-01 | 2014-12-31 | Constant | 0 | [23 empty] | From eQ_Lib.dat in MASControl 2017
D_Nrs_OffGen_LitSp_Yr | Lighting | FRACTION | Default¦Hol | 2014-01-01 | 2014-12-31 | Hourly | 0.1 | 0.1 | 0.1 | 0.1 | 0.1 | 0.1 | 0.1 | 0.7 | 0.7 | 0.7 | 0.7 | 0.7 | 0.7 | 0.7 | 0.7 | 0.7 | 0.7 | 0.7 | 0.7 | 0.7 | 0.7 | 0.1 | 0.1 | 0.1 | From eQ_Lib.dat in MASControl 2017
D_Nrs_OffGen_Misc_Yr | Equipment | FRACTION | SmrDsn | 2014-01-01 | 2014-12-31 | Constant | 1 | [23 empty] | From eQ_Lib.dat in MASControl 2017
D_Nrs_OffGen_Misc_Yr | Equipment | FRACTION | WntrDsn | 2014-01-01 | 2014-12-31 | Constant | 0 | [23 empty] | From eQ_Lib.dat in MASControl 2017
D_Nrs_OffGen_Misc_Yr | Equipment | FRACTION | Default¦Hol | 2014-01-01 | 2014-12-31 | Hourly | 0.4 | 0.4 | 0.4 | 0.4 | 0.4 | 0.4 | 0.6 | 0.8 | 0.9 | 0.9 | 1 | 1 | 0.9 | 0.7 | 0.7 | 0.7 | 1 | 1 | 0.7 | 0.7 | 0.7 | 0.6 | 0.4 | 0.4 | From eQ_Lib.dat in MASControl 2017
D_Nrs_OffGen_Occup_Yr | Occupancy | FRACTION | SmrDsn | 2014-01-01 | 2014-12-31 | Constant | 1 | [23 empty] | From eQ_Lib.dat in MASControl 2017
D_Nrs_OffGen_Occup_Yr | Occupancy | FRACTION | WntrDsn | 2014-01-01 | 2014-12-31 | Constant | 0 | [23 empty] | From eQ_Lib.dat in MASControl 2017
D_Nrs_OffGen_Occup_Yr | Occupancy | FRACTION | Default¦Hol | 2014-01-01 | 2014-12-31 | Hourly | 0 | 0 | 0 | 0 | 0 | 0 | 0 | 0 | 1 | 1 | 1 | 1 | 1 | 1 | 1 | 1 | 1 | 1 | 1 | 0 | 0 | 0 | 0 | 0 | From eQ_Lib.dat in MASControl 2017
D_Nrs_Patient_LitCFL_Yr | Lighting | FRACTION | SmrDsn | 2014-01-01 | 2014-12-31 | Constant | 1 | [23 empty] | From eQ_Lib.dat in MASControl 2017
D_Nrs_Patient_LitCFL_Yr | Lighting | FRACTION | WntrDsn | 2014-01-01 | 2014-12-31 | Constant | 0 | [23 empty] | From eQ_Lib.dat in MASControl 2017
D_Nrs_Patient_LitCFL_Yr | Lighting | FRACTION | Default¦Hol | 2014-01-01 | 2014-12-31 | Hourly | 0.175 | 0.175 | 0.175 | 0.175 | 0.175 | 0.43 | 0.6 | 0.4867 | 0.4867 | 0.4867 | 0.4867 | 0.4867 | 0.4867 | 0.4867 | 0.4867 | 0.4867 | 0.4867 | 0.4867 | 0.4867 | 0.4867 | 0.4867 | 0.43 | 0.26 | 0.26 | From eQ_Lib.dat in MASControl 2017
D_Nrs_Patient_LitEx_Yr | Lighting | FRACTION | SmrDsn | 2014-01-01 | 2014-12-31 | Constant | 1 | [23 empty] | From eQ_Lib.dat in MASControl 2017
D_Nrs_Patient_LitEx_Yr | Lighting | FRACTION | WntrDsn | 2014-01-01 | 2014-12-31 | Constant | 0 | [23 empty] | From eQ_Lib.dat in MASControl 2017
D_Nrs_Patient_LitEx_Yr | Lighting | FRACTION | Default¦Hol | 2014-01-01 | 2014-12-31 | Constant | 1 | [23 empty] | From eQ_Lib.dat in MASControl 2017
D_Nrs_Patient_LitLF_Yr | Lighting | FRACTION | SmrDsn | 2014-01-01 | 2014-12-31 | Constant | 1 | [23 empty] | From eQ_Lib.dat in MASControl 2017
D_Nrs_Patient_LitLF_Yr | Lighting | FRACTION | WntrDsn | 2014-01-01 | 2014-12-31 | Constant | 0 | [23 empty] | From eQ_Lib.dat in MASControl 2017
D_Nrs_Patient_LitLF_Yr | Lighting | FRACTION | Default¦Hol | 2014-01-01 | 2014-12-31 | Hourly | 0.15 | 0.15 | 0.15 | 0.15 | 0.15 | 0.54 | 0.8 | 0.6267 | 0.6267 | 0.6267 | 0.6267 | 0.6267 | 0.6267 | 0.6267 | 0.6267 | 0.6267 | 0.6267 | 0.6267 | 0.6267 | 0.6267 | 0.6267 | 0.54 | 0.28 | 0.28 | From eQ_Lib.dat in MASControl 2017
D_Nrs_Patient_LitSp_Yr | Lighting | FRACTION | SmrDsn | 2014-01-01 | 2014-12-31 | Constant | 1 | [23 empty] | From eQ_Lib.dat in MASControl 2017
D_Nrs_Patient_LitSp_Yr | Lighting | FRACTION | WntrDsn | 2014-01-01 | 2014-12-31 | Constant | 0 | [23 empty] | From eQ_Lib.dat in MASControl 2017
D_Nrs_Patient_LitSp_Yr | Lighting | FRACTION | Default¦Hol | 2014-01-01 | 2014-12-31 | Hourly | 0.15 | 0.15 | 0.15 | 0.15 | 0.15 | 0.54 | 0.8 | 0.6267 | 0.6267 | 0.6267 | 0.6267 | 0.6267 | 0.6267 | 0.6267 | 0.6267 | 0.6267 | 0.6267 | 0.6267 | 0.6267 | 0.6267 | 0.6267 | 0.54 | 0.28 | 0.28 | From eQ_Lib.dat in MASControl 2017
D_Nrs_Patient_Misc_Yr | Equipment | FRACTION | SmrDsn | 2014-01-01 | 2014-12-31 | Constant | 1 | [23 empty] | From eQ_Lib.dat in MASControl 2017
D_Nrs_Patient_Misc_Yr | Equipment | FRACTION | WntrDsn | 2014-01-01 | 2014-12-31 | Constant | 0 | [23 empty] | From eQ_Lib.dat in MASControl 2017
D_Nrs_Patient_Misc_Yr | Equipment | FRACTION | Default¦Hol | 2014-01-01 | 2014-12-31 | Hourly | 0.3 | 0.3 | 0.3 | 0.3 | 0.3 | 0.4 | 0.6 | 0.8 | 0.9 | 0.9 | 1 | 1 | 0.9 | 0.7 | 0.7 | 0.7 | 1 | 1 | 0.7 | 0.7 | 0.7 | 0.6 | 0.5 | 0.3 | From eQ_Lib.dat in MASControl 2017
D_Nrs_Patient_Occup_Yr | Occupancy | FRACTION | SmrDsn | 2014-01-01 | 2014-12-31 | Constant | 1 | [23 empty] | From eQ_Lib.dat in MASControl 2017
D_Nrs_Patient_Occup_Yr | Occupancy | FRACTION | WntrDsn | 2014-01-01 | 2014-12-31 | Constant | 0 | [23 empty] | From eQ_Lib.dat in MASControl 2017
D_Nrs_Patient_Occup_Yr | Occupancy | FRACTION | Default¦Hol | 2014-01-01 | 2014-12-31 | Hourly | 1 | 1 | 1 | 1 | 1 | 1 | 1 | 1 | 0.6 | 0.6 | 0.6 | 0.6 | 0.6 | 0.6 | 0.6 | 0.6 | 0.6 | 0.6 | 0.6 | 1 | 1 | 1 | 1 | 1 | From eQ_Lib.dat in MASControl 2017
D_OfL_All_C_Inf_Yr | Infiltration | MULTIPLIER | Default¦Wkdy | 2014-01-01 | 2014-12-31 | Hourly | 1 | 1 | 1 | 1 | 1 | 1 | 1 | 0.5 | 0.5 | 0.5 | 0.5 | 0.5 | 0.5 | 0.5 | 0.5 | 0.5 | 0.5 | 0.5 | 1 | 1 | 1 | 1 | 1 | 1 | From eQ_Lib.dat in MASControl 2017
D_OfL_All_C_Inf_Yr | Infiltration | MULTIPLIER | Sat | 2014-01-01 | 2014-12-31 | Hourly | 1 | 1 | 1 | 1 | 1 | 1 | 1 | 0.5 | 0.5 | 0.5 | 0.5 | 0.5 | 0.5 | 0.5 | 0.5 | 0.5 | 0.5 | 0.5 | 1 | 1 | 1 | 1 | 1 | 1 | From eQ_Lib.dat in MASControl 2017
D_OfL_All_C_Inf_Yr | Infiltration | MULTIPLIER | Sun | 2014-01-01 | 2014-12-31 | Constant | 1 | [23 empty] | From eQ_Lib.dat in MASControl 2017
D_OfL_All_C_Inf_Yr | Infiltration | MULTIPLIER | WntrDsn | 2014-01-01 | 2014-12-31 | Hourly | 1 | 1 | 1 | 1 | 1 | 1 | 1 | 0.5 | 0.5 | 0.5 | 0.5 | 0.5 | 0.5 | 0.5 | 0.5 | 0.5 | 0.5 | 0.5 | 1 | 1 | 1 | 1 | 1 | 1 | From eQ_Lib.dat in MASControl 2017
D_OfL_All_C_Inf_Yr | Infiltration | MULTIPLIER | SmrDsn | 2014-01-01 | 2014-12-31 | Hourly | 1 | 1 | 1 | 1 | 1 | 1 | 1 | 0.5 | 0.5 | 0.5 | 0.5 | 0.5 | 0.5 | 0.5 | 0.5 | 0.5 | 0.5 | 0.5 | 1 | 1 | 1 | 1 | 1 | 1 | From eQ_Lib.dat in MASControl 2017
D_OfL_All_C_Inf_Yr | Infiltration | MULTIPLIER | Hol | 2014-01-01 | 2014-12-31 | Constant | 1 | [23 empty] | From eQ_Lib.dat in MASControl 2017
D_OfL_All_CTemp_Yr | Thermostat Setpoint | C | Default¦Wkdy | 2014-01-01 | 2014-12-31 | Hourly | 24.4 | 24.4 | 24.4 | 24.4 | 24.4 | 24.4 | 24.4 | 24.4 | 24.4 | 24.4 | 24.4 | 24.4 | 24.4 | 24.4 | 24.4 | 24.4 | 24.4 | 24.4 | 24.4 | 24.4 | 24.4 | 24.4 | 24.4 | 24.4 | From eQ_Lib.dat in MASControl 2017; Removed setback
D_OfL_All_CTemp_Yr | Thermostat Setpoint | C | Sat | 2014-01-01 | 2014-12-31 | Hourly | 24.4 | 24.4 | 24.4 | 24.4 | 24.4 | 24.4 | 24.4 | 24.4 | 24.4 | 24.4 | 24.4 | 24.4 | 24.4 | 24.4 | 24.4 | 24.4 | 24.4 | 24.4 | 24.4 | 24.4 | 24.4 | 24.4 | 24.4 | 24.4 | From eQ_Lib.dat in MASControl 2017; Removed setback
D_OfL_All_CTemp_Yr | Thermostat Setpoint | C | Sun | 2014-01-01 | 2014-12-31 | Constant | 24.4 | [23 empty] | From eQ_Lib.dat in MASControl 2017; Removed setback
D_OfL_All_CTemp_Yr | Thermostat Setpoint | C | WntrDsn | 2014-01-01 | 2014-12-31 | Hourly | 24.4 | 24.4 | 24.4 | 24.4 | 24.4 | 24.4 | 24.4 | 24.4 | 24.4 | 24.4 | 24.4 | 24.4 | 24.4 | 24.4 | 24.4 | 24.4 | 24.4 | 24.4 | 24.4 | 24.4 | 24.4 | 24.4 | 24.4 | 24.4 | From eQ_Lib.dat in MASControl 2017; Removed setback
D_OfL_All_CTemp_Yr | Thermostat Setpoint | C | SmrDsn | 2014-01-01 | 2014-12-31 | Hourly | 24.4 | 24.4 | 24.4 | 24.4 | 24.4 | 24.4 | 24.4 | 24.4 | 24.4 | 24.4 | 24.4 | 24.4 | 24.4 | 24.4 | 24.4 | 24.4 | 24.4 | 24.4 | 24.4 | 24.4 | 24.4 | 24.4 | 24.4 | 24.4 | From eQ_Lib.dat in MASControl 2017; Removed setback
D_OfL_All_CTemp_Yr | Thermostat Setpoint | C | Hol | 2014-01-01 | 2014-12-31 | Constant | 24.4 | [23 empty] | From eQ_Lib.dat in MASControl 2017; Removed setback
D_OfL_All_DHW_DHW_Yr | Service Water Heating | FRACTION | Default¦Wkdy | 2014-01-01 | 2014-12-31 | Hourly | 0 | 0 | 0 | 0 | 0 | 0 | 0 | 0.3 | 1 | 1 | 1 | 0.8 | 0.4 | 0.8 | 1 | 1 | 1 | 0.3 | 0.1 | 0.1 | 0.1 | 0.05 | 0.05 | 0.05 | From eQ_Lib.dat in MASControl 2017
D_OfL_All_DHW_DHW_Yr | Service Water Heating | FRACTION | Sat | 2014-01-01 | 2014-12-31 | Hourly | 0 | 0 | 0 | 0 | 0 | 0 | 0 | 0.09 | 0.3 | 0.3 | 0.3 | 0.24 | 0.12 | 0.24 | 0.3 | 0.3 | 0.3 | 0 | 0 | 0 | 0 | 0 | 0 | 0 | From eQ_Lib.dat in MASControl 2017
D_OfL_All_DHW_DHW_Yr | Service Water Heating | FRACTION | Sun | 2014-01-01 | 2014-12-31 | Constant | 0 | [23 empty] | From eQ_Lib.dat in MASControl 2017
D_OfL_All_DHW_DHW_Yr | Service Water Heating | FRACTION | WntrDsn | 2014-01-01 | 2014-12-31 | Hourly | 0 | 0 | 0 | 0 | 0 | 0 | 0 | 0.3 | 1 | 1 | 1 | 0.8 | 0.4 | 0.8 | 1 | 1 | 1 | 0.3 | 0.1 | 0.1 | 0.1 | 0.05 | 0.05 | 0.05 | From eQ_Lib.dat in MASControl 2017
D_OfL_All_DHW_DHW_Yr | Service Water Heating | FRACTION | SmrDsn | 2014-01-01 | 2014-12-31 | Hourly | 0 | 0 | 0 | 0 | 0 | 0 | 0 | 0.3 | 1 | 1 | 1 | 0.8 | 0.4 | 0.8 | 1 | 1 | 1 | 0.3 | 0.1 | 0.1 | 0.1 | 0.05 | 0.05 | 0.05 | From eQ_Lib.dat in MASControl 2017
D_OfL_All_DHW_DHW_Yr | Service Water Heating | FRACTION | Hol | 2014-01-01 | 2014-12-31 | Constant | 0 | [23 empty] | From eQ_Lib.dat in MASControl 2017
D_OfL_All_Fan_Yr | Fan | ON/OFF/FLAG | Default¦Wkdy | 2014-01-01 | 2014-12-31 | Hourly | 0 | 0 | 0 | 0 | 0 | 0 | 0 | 1 | 1 | 1 | 1 | 1 | 1 | 1 | 1 | 1 | 1 | 1 | 0 | 0 | 0 | 0 | 0 | 0 | From eQ_Lib.dat in MASControl 2017
D_OfL_All_Fan_Yr | Fan | ON/OFF/FLAG | Sat | 2014-01-01 | 2014-12-31 | Hourly | 0 | 0 | 0 | 0 | 0 | 0 | 0 | 1 | 1 | 1 | 1 | 1 | 1 | 1 | 1 | 1 | 1 | 1 | 0 | 0 | 0 | 0 | 0 | 0 | From eQ_Lib.dat in MASControl 2017
D_OfL_All_Fan_Yr | Fan | ON/OFF/FLAG | Sun | 2014-01-01 | 2014-12-31 | Constant | 0 | [23 empty] | From eQ_Lib.dat in MASControl 2017
D_OfL_All_Fan_Yr | Fan | ON/OFF/FLAG | WntrDsn | 2014-01-01 | 2014-12-31 | Hourly | 0 | 0 | 0 | 0 | 0 | 0 | 0 | 1 | 1 | 1 | 1 | 1 | 1 | 1 | 1 | 1 | 1 | 1 | 0 | 0 | 0 | 0 | 0 | 0 | From eQ_Lib.dat in MASControl 2017
D_OfL_All_Fan_Yr | Fan | ON/OFF/FLAG | SmrDsn | 2014-01-01 | 2014-12-31 | Hourly | 0 | 0 | 0 | 0 | 0 | 0 | 0 | 1 | 1 | 1 | 1 | 1 | 1 | 1 | 1 | 1 | 1 | 1 | 0 | 0 | 0 | 0 | 0 | 0 | From eQ_Lib.dat in MASControl 2017
D_OfL_All_Fan_Yr | Fan | ON/OFF/FLAG | Hol | 2014-01-01 | 2014-12-31 | Constant | 0 | [23 empty] | From eQ_Lib.dat in MASControl 2017
D_OfL_All_HTemp_Yr | Thermostat Setpoint | C | Default¦Wkdy | 2014-01-01 | 2014-12-31 | Hourly | 21.1 | 21.1 | 21.1 | 21.1 | 21.1 | 21.1 | 21.1 | 21.1 | 21.1 | 21.1 | 21.1 | 21.1 | 21.1 | 21.1 | 21.1 | 21.1 | 21.1 | 21.1 | 21.1 | 21.1 | 21.1 | 21.1 | 21.1 | 21.1 | From eQ_Lib.dat in MASControl 2017; Removed setback
D_OfL_All_HTemp_Yr | Thermostat Setpoint | C | Sat | 2014-01-01 | 2014-12-31 | Hourly | 21.1 | 21.1 | 21.1 | 21.1 | 21.1 | 21.1 | 21.1 | 21.1 | 21.1 | 21.1 | 21.1 | 21.1 | 21.1 | 21.1 | 21.1 | 21.1 | 21.1 | 21.1 | 21.1 | 21.1 | 21.1 | 21.1 | 21.1 | 21.1 | From eQ_Lib.dat in MASControl 2017; Removed setback
D_OfL_All_HTemp_Yr | Thermostat Setpoint | C | Sun | 2014-01-01 | 2014-12-31 | Constant | 21.1 | [23 empty] | From eQ_Lib.dat in MASControl 2017; Removed setback
D_OfL_All_HTemp_Yr | Thermostat Setpoint | C | WntrDsn | 2014-01-01 | 2014-12-31 | Hourly | 21.1 | 21.1 | 21.1 | 21.1 | 21.1 | 21.1 | 21.1 | 21.1 | 21.1 | 21.1 | 21.1 | 21.1 | 21.1 | 21.1 | 21.1 | 21.1 | 21.1 | 21.1 | 21.1 | 21.1 | 21.1 | 21.1 | 21.1 | 21.1 | From eQ_Lib.dat in MASControl 2017; Removed setback
D_OfL_All_HTemp_Yr | Thermostat Setpoint | C | SmrDsn | 2014-01-01 | 2014-12-31 | Hourly | 21.1 | 21.1 | 21.1 | 21.1 | 21.1 | 21.1 | 21.1 | 21.1 | 21.1 | 21.1 | 21.1 | 21.1 | 21.1 | 21.1 | 21.1 | 21.1 | 21.1 | 21.1 | 21.1 | 21.1 | 21.1 | 21.1 | 21.1 | 21.1 | From eQ_Lib.dat in MASControl 2017; Removed setback
D_OfL_All_HTemp_Yr | Thermostat Setpoint | C | Hol | 2014-01-01 | 2014-12-31 | Constant | 21.1 | [23 empty] | From eQ_Lib.dat in MASControl 2017; Removed setback
D_OfL_All_LitCFL_Yr | Lighting | FRACTION | Default¦Wkdy | 2014-01-01 | 2014-12-31 | Hourly | 0.24 | 0.24 | 0.24 | 0.24 | 0.24 | 0.24 | 0.24 | 0.5733 | 0.6178 | 0.6178 | 0.64 | 0.64 | 0.5733 | 0.5733 | 0.6178 | 0.6178 | 0.64 | 0.5733 | 0.5289 | 0.4844 | 0.3956 | 0.3511 | 0.3067 | 0.3067 | From eQ_Lib.dat in MASControl 2017
D_OfL_All_LitCFL_Yr | Lighting | FRACTION | Sat | 2014-01-01 | 2014-12-31 | Hourly | 0.12 | 0.12 | 0.12 | 0.12 | 0.12 | 0.12 | 0.12 | 0.2518 | 0.2706 | 0.2706 | 0.28 | 0.28 | 0.2518 | 0.2518 | 0.2706 | 0.2706 | 0.28 | 0.12 | 0.12 | 0.12 | 0.12 | 0.12 | 0.12 | 0.12 | From eQ_Lib.dat in MASControl 2017
D_OfL_All_LitCFL_Yr | Lighting | FRACTION | Sun | 2014-01-01 | 2014-12-31 | Constant | 0.05 | [23 empty] | From eQ_Lib.dat in MASControl 2017
D_OfL_All_LitCFL_Yr | Lighting | FRACTION | WntrDsn | 2014-01-01 | 2014-12-31 | Constant | 0 | [23 empty] | From eQ_Lib.dat in MASControl 2017
D_OfL_All_LitCFL_Yr | Lighting | FRACTION | SmrDsn | 2014-01-01 | 2014-12-31 | Constant | 1 | [23 empty] | From eQ_Lib.dat in MASControl 2017
D_OfL_All_LitCFL_Yr | Lighting | FRACTION | Hol | 2014-01-01 | 2014-12-31 | Constant | 0.05 | [23 empty] | From eQ_Lib.dat in MASControl 2017
D_OfL_All_LitEx_Yr | Lighting | FRACTION | SmrDsn | 2014-01-01 | 2014-12-31 | Constant | 1 | [23 empty] | From eQ_Lib.dat in MASControl 2017
D_OfL_All_LitEx_Yr | Lighting | FRACTION | WntrDsn | 2014-01-01 | 2014-12-31 | Constant | 0 | [23 empty] | From eQ_Lib.dat in MASControl 2017
D_OfL_All_LitEx_Yr | Lighting | FRACTION | Default¦Hol | 2014-01-01 | 2014-12-31 | Constant | 1 | [23 empty] | From eQ_Lib.dat in MASControl 2017
D_OfL_All_LitLF_Yr | Lighting | FRACTION | Default¦Wkdy | 2014-01-01 | 2014-12-31 | Hourly | 0.055 | 0.055 | 0.055 | 0.055 | 0.11 | 0.18 | 0.28 | 0.45 | 0.7 | 0.73 | 0.73 | 0.73 | 0.73 | 0.73 | 0.73 | 0.73 | 0.67 | 0.57 | 0.43 | 0.3 | 0.2 | 0.15 | 0.1 | 0.1 | From eQ_Lib.dat in MASControl 2017
D_OfL_All_LitLF_Yr | Lighting | FRACTION | Sat | 2014-01-01 | 2014-12-31 | Hourly | 0.05 | 0.05 | 0.05 | 0.05 | 0.05 | 0.05 | 0.05 | 0.2147 | 0.25 | 0.25 | 0.25 | 0.25 | 0.25 | 0.25 | 0.25 | 0.25 | 0.25 | 0.05 | 0.05 | 0.05 | 0.05 | 0.05 | 0.05 | 0.05 | From eQ_Lib.dat in MASControl 2017
D_OfL_All_LitLF_Yr | Lighting | FRACTION | Sun | 2014-01-01 | 2014-12-31 | Constant | 0.05 | [23 empty] | From eQ_Lib.dat in MASControl 2017
D_OfL_All_LitLF_Yr | Lighting | FRACTION | WntrDsn | 2014-01-01 | 2014-12-31 | Constant | 0 | [23 empty] | From eQ_Lib.dat in MASControl 2017
D_OfL_All_LitLF_Yr | Lighting | FRACTION | SmrDsn | 2014-01-01 | 2014-12-31 | Constant | 1 | [23 empty] | From eQ_Lib.dat in MASControl 2017
D_OfL_All_LitLF_Yr | Lighting | FRACTION | Hol | 2014-01-01 | 2014-12-31 | Constant | 0.05 | [23 empty] | From eQ_Lib.dat in MASControl 2017
D_OfL_All_LitSp_Yr | Lighting | FRACTION | Default¦Wkdy | 2014-01-01 | 2014-12-31 | Hourly | 0.055 | 0.055 | 0.055 | 0.055 | 0.11 | 0.18 | 0.28 | 0.45 | 0.7 | 0.73 | 0.73 | 0.73 | 0.73 | 0.73 | 0.73 | 0.73 | 0.67 | 0.57 | 0.43 | 0.3 | 0.2 | 0.15 | 0.1 | 0.1 | From eQ_Lib.dat in MASControl 2017
D_OfL_All_LitSp_Yr | Lighting | FRACTION | Sat | 2014-01-01 | 2014-12-31 | Hourly | 0.05 | 0.05 | 0.05 | 0.05 | 0.05 | 0.05 | 0.05 | 0.2147 | 0.25 | 0.25 | 0.25 | 0.25 | 0.25 | 0.25 | 0.25 | 0.25 | 0.25 | 0.05 | 0.05 | 0.05 | 0.05 | 0.05 | 0.05 | 0.05 | From eQ_Lib.dat in MASControl 2017
D_OfL_All_LitSp_Yr | Lighting | FRACTION | Sun | 2014-01-01 | 2014-12-31 | Constant | 0.05 | [23 empty] | From eQ_Lib.dat in MASControl 2017
D_OfL_All_LitSp_Yr | Lighting | FRACTION | WntrDsn | 2014-01-01 | 2014-12-31 | Constant | 0 | [23 empty] | From eQ_Lib.dat in MASControl 2017
D_OfL_All_LitSp_Yr | Lighting | FRACTION | SmrDsn | 2014-01-01 | 2014-12-31 | Constant | 1 | [23 empty] | From eQ_Lib.dat in MASControl 2017
D_OfL_All_LitSp_Yr | Lighting | FRACTION | Hol | 2014-01-01 | 2014-12-31 | Constant | 0.05 | [23 empty] | From eQ_Lib.dat in MASControl 2017
D_OfL_All_MinOA_Yr | OutdoorAir | FRAC/DESIGN | Default¦Wkdy | 2014-01-01 | 2014-12-31 | Hourly | 0 | 0 | 0 | 0 | 0 | 0 | 0 | -999 | -999 | -999 | -999 | -999 | -999 | -999 | -999 | -999 | -999 | -999 | 0 | 0 | 0 | 0 | 0 | 0 | From eQ_Lib.dat in MASControl 2017
D_OfL_All_MinOA_Yr | OutdoorAir | FRAC/DESIGN | Sat | 2014-01-01 | 2014-12-31 | Hourly | 0 | 0 | 0 | 0 | 0 | 0 | 0 | -999 | -999 | -999 | -999 | -999 | -999 | -999 | -999 | -999 | -999 | -999 | 0 | 0 | 0 | 0 | 0 | 0 | From eQ_Lib.dat in MASControl 2017
D_OfL_All_MinOA_Yr | OutdoorAir | FRAC/DESIGN | Sun | 2014-01-01 | 2014-12-31 | Constant | 0 | [23 empty] | From eQ_Lib.dat in MASControl 2017
D_OfL_All_MinOA_Yr | OutdoorAir | FRAC/DESIGN | WntrDsn | 2014-01-01 | 2014-12-31 | Hourly | 0 | 0 | 0 | 0 | 0 | 0 | 0 | -999 | -999 | -999 | -999 | -999 | -999 | -999 | -999 | -999 | -999 | -999 | 0 | 0 | 0 | 0 | 0 | 0 | From eQ_Lib.dat in MASControl 2017
D_OfL_All_MinOA_Yr | OutdoorAir | FRAC/DESIGN | SmrDsn | 2014-01-01 | 2014-12-31 | Hourly | 0 | 0 | 0 | 0 | 0 | 0 | 0 | -999 | -999 | -999 | -999 | -999 | -999 | -999 | -999 | -999 | -999 | -999 | 0 | 0 | 0 | 0 | 0 | 0 | From eQ_Lib.dat in MASControl 2017
D_OfL_All_MinOA_Yr | OutdoorAir | FRAC/DESIGN | Hol | 2014-01-01 | 2014-12-31 | Constant | 0 | [23 empty] | From eQ_Lib.dat in MASControl 2017
D_OfL_All_Misc_Yr | Equipment | FRACTION | Default¦Wkdy | 2014-01-01 | 2014-12-31 | Hourly | 0.4 | 0.4 | 0.4 | 0.4 | 0.4 | 0.4 | 0.4 | 0.5 | 0.8 | 0.875 | 0.9 | 0.925 | 0.9 | 0.9 | 0.875 | 0.85 | 0.8 | 0.6 | 0.5 | 0.45 | 0.45 | 0.425 | 0.4 | 0.4 | Matched to NBI plug load study - average of Low/Mid plug loads
D_OfL_All_Misc_Yr | Equipment | FRACTION | Wknd¦Hol | 2014-01-01 | 2014-12-31 | Constant | 0.4 | [23 empty] | Matched to NBI plug load study - average of Low/Mid plug loads
D_OfL_All_Misc_Yr | Equipment | FRACTION | WntrDsn | 2014-01-01 | 2014-12-31 | Constant | 0 | [23 empty] | Matched to NBI plug load study - average of Low/Mid plug loads
D_OfL_All_Misc_Yr | Equipment | FRACTION | SmrDsn | 2014-01-01 | 2014-12-31 | Constant | 1 | [23 empty] | Matched to NBI plug load study - average of Low/Mid plug loads
D_OfL_All_Occup_Yr | Occupancy | FRACTION | Default¦Wkdy | 2014-01-01 | 2014-12-31 | Hourly | 0 | 0 | 0 | 0 | 0 | 0 | 0 | 0.3 | 1 | 1 | 1 | 0.8 | 0.4 | 0.8 | 1 | 1 | 1 | 0.3 | 0.1 | 0.1 | 0.1 | 0.05 | 0.05 | 0.05 | From eQ_Lib.dat in MASControl 2017
D_OfL_All_Occup_Yr | Occupancy | FRACTION | Sat | 2014-01-01 | 2014-12-31 | Hourly | 0 | 0 | 0 | 0 | 0 | 0 | 0 | 0.09 | 0.3 | 0.3 | 0.3 | 0.24 | 0.12 | 0.24 | 0.3 | 0.3 | 0.3 | 0 | 0 | 0 | 0 | 0 | 0 | 0 | From eQ_Lib.dat in MASControl 2017
D_OfL_All_Occup_Yr | Occupancy | FRACTION | Sun | 2014-01-01 | 2014-12-31 | Constant | 0 | [23 empty] | From eQ_Lib.dat in MASControl 2017
D_OfL_All_Occup_Yr | Occupancy | FRACTION | WntrDsn | 2014-01-01 | 2014-12-31 | Constant | 0 | [23 empty] | From eQ_Lib.dat in MASControl 2017
D_OfL_All_Occup_Yr | Occupancy | FRACTION | SmrDsn | 2014-01-01 | 2014-12-31 | Constant | 1 | [23 empty] | From eQ_Lib.dat in MASControl 2017
D_OfL_All_Occup_Yr | Occupancy | FRACTION | Hol | 2014-01-01 | 2014-12-31 | Constant | 0 | [23 empty] | From eQ_Lib.dat in MASControl 2017
D_OfL_All_P_Inf_Yr | Infiltration | MULTIPLIER | Default¦Wkdy | 2014-01-01 | 2014-12-31 | Hourly | 1 | 1 | 1 | 1 | 1 | 1 | 1 | 0.5 | 0.5 | 0.5 | 0.5 | 0.5 | 0.5 | 0.5 | 0.5 | 0.5 | 0.5 | 0.5 | 1 | 1 | 1 | 1 | 1 | 1 | From eQ_Lib.dat in MASControl 2017
D_OfL_All_P_Inf_Yr | Infiltration | MULTIPLIER | Sat | 2014-01-01 | 2014-12-31 | Hourly | 1 | 1 | 1 | 1 | 1 | 1 | 1 | 0.5 | 0.5 | 0.5 | 0.5 | 0.5 | 0.5 | 0.5 | 0.5 | 0.5 | 0.5 | 0.5 | 1 | 1 | 1 | 1 | 1 | 1 | From eQ_Lib.dat in MASControl 2017
D_OfL_All_P_Inf_Yr | Infiltration | MULTIPLIER | Sun | 2014-01-01 | 2014-12-31 | Constant | 1 | [23 empty] | From eQ_Lib.dat in MASControl 2017
D_OfL_All_P_Inf_Yr | Infiltration | MULTIPLIER | WntrDsn | 2014-01-01 | 2014-12-31 | Hourly | 1 | 1 | 1 | 1 | 1 | 1 | 1 | 0.5 | 0.5 | 0.5 | 0.5 | 0.5 | 0.5 | 0.5 | 0.5 | 0.5 | 0.5 | 0.5 | 1 | 1 | 1 | 1 | 1 | 1 | From eQ_Lib.dat in MASControl 2017
D_OfL_All_P_Inf_Yr | Infiltration | MULTIPLIER | SmrDsn | 2014-01-01 | 2014-12-31 | Hourly | 1 | 1 | 1 | 1 | 1 | 1 | 1 | 0.5 | 0.5 | 0.5 | 0.5 | 0.5 | 0.5 | 0.5 | 0.5 | 0.5 | 0.5 | 0.5 | 1 | 1 | 1 | 1 | 1 | 1 | From eQ_Lib.dat in MASControl 2017
D_OfL_All_P_Inf_Yr | Infiltration | MULTIPLIER | Hol | 2014-01-01 | 2014-12-31 | Constant | 1 | [23 empty] | From eQ_Lib.dat in MASControl 2017
D_OfS_All_C_Inf_Yr | Infiltration | MULTIPLIER | Default¦Wkdy | 2014-01-01 | 2014-12-31 | Hourly | 1 | 1 | 1 | 1 | 1 | 1 | 1 | 0.5 | 0.5 | 0.5 | 0.5 | 0.5 | 0.5 | 0.5 | 0.5 | 0.5 | 0.5 | 0.5 | 1 | 1 | 1 | 1 | 1 | 1 | From eQ_Lib.dat in MASControl 2017
D_OfS_All_C_Inf_Yr | Infiltration | MULTIPLIER | Sat | 2014-01-01 | 2014-12-31 | Hourly | 1 | 1 | 1 | 1 | 1 | 1 | 1 | 0.5 | 0.5 | 0.5 | 0.5 | 0.5 | 0.5 | 0.5 | 0.5 | 0.5 | 0.5 | 0.5 | 1 | 1 | 1 | 1 | 1 | 1 | From eQ_Lib.dat in MASControl 2017
D_OfS_All_C_Inf_Yr | Infiltration | MULTIPLIER | Sun | 2014-01-01 | 2014-12-31 | Constant | 1 | [23 empty] | From eQ_Lib.dat in MASControl 2017
D_OfS_All_C_Inf_Yr | Infiltration | MULTIPLIER | WntrDsn | 2014-01-01 | 2014-12-31 | Hourly | 1 | 1 | 1 | 1 | 1 | 1 | 1 | 0.5 | 0.5 | 0.5 | 0.5 | 0.5 | 0.5 | 0.5 | 0.5 | 0.5 | 0.5 | 0.5 | 1 | 1 | 1 | 1 | 1 | 1 | From eQ_Lib.dat in MASControl 2017
D_OfS_All_C_Inf_Yr | Infiltration | MULTIPLIER | SmrDsn | 2014-01-01 | 2014-12-31 | Hourly | 1 | 1 | 1 | 1 | 1 | 1 | 1 | 0.5 | 0.5 | 0.5 | 0.5 | 0.5 | 0.5 | 0.5 | 0.5 | 0.5 | 0.5 | 0.5 | 1 | 1 | 1 | 1 | 1 | 1 | From eQ_Lib.dat in MASControl 2017
D_OfS_All_C_Inf_Yr | Infiltration | MULTIPLIER | Hol | 2014-01-01 | 2014-12-31 | Constant | 1 | [23 empty] | From eQ_Lib.dat in MASControl 2017
D_OfS_All_CTemp_Yr | Thermostat Setpoint | C | Default¦Wkdy | 2014-01-01 | 2014-12-31 | Hourly | 24.4 | 24.4 | 24.4 | 24.4 | 24.4 | 24.4 | 24.4 | 24.4 | 24.4 | 24.4 | 24.4 | 24.4 | 24.4 | 24.4 | 24.4 | 24.4 | 24.4 | 24.4 | 24.4 | 24.4 | 24.4 | 24.4 | 24.4 | 24.4 | From eQ_Lib.dat in MASControl 2017; Removed setback
D_OfS_All_CTemp_Yr | Thermostat Setpoint | C | Sat | 2014-01-01 | 2014-12-31 | Hourly | 24.4 | 24.4 | 24.4 | 24.4 | 24.4 | 24.4 | 24.4 | 24.4 | 24.4 | 24.4 | 24.4 | 24.4 | 24.4 | 24.4 | 24.4 | 24.4 | 24.4 | 24.4 | 24.4 | 24.4 | 24.4 | 24.4 | 24.4 | 24.4 | From eQ_Lib.dat in MASControl 2017; Removed setback
D_OfS_All_CTemp_Yr | Thermostat Setpoint | C | Sun | 2014-01-01 | 2014-12-31 | Constant | 24.4 | [23 empty] | From eQ_Lib.dat in MASControl 2017; Removed setback
D_OfS_All_CTemp_Yr | Thermostat Setpoint | C | WntrDsn | 2014-01-01 | 2014-12-31 | Hourly | 24.4 | 24.4 | 24.4 | 24.4 | 24.4 | 24.4 | 24.4 | 24.4 | 24.4 | 24.4 | 24.4 | 24.4 | 24.4 | 24.4 | 24.4 | 24.4 | 24.4 | 24.4 | 24.4 | 24.4 | 24.4 | 24.4 | 24.4 | 24.4 | From eQ_Lib.dat in MASControl 2017; Removed setback
D_OfS_All_CTemp_Yr | Thermostat Setpoint | C | SmrDsn | 2014-01-01 | 2014-12-31 | Hourly | 24.4 | 24.4 | 24.4 | 24.4 | 24.4 | 24.4 | 24.4 | 24.4 | 24.4 | 24.4 | 24.4 | 24.4 | 24.4 | 24.4 | 24.4 | 24.4 | 24.4 | 24.4 | 24.4 | 24.4 | 24.4 | 24.4 | 24.4 | 24.4 | From eQ_Lib.dat in MASControl 2017; Removed setback
D_OfS_All_CTemp_Yr | Thermostat Setpoint | C | Hol | 2014-01-01 | 2014-12-31 | Constant | 24.4 | [23 empty] | From eQ_Lib.dat in MASControl 2017; Removed setback
D_OfS_All_DHW_DHW_Yr | Service Water Heating | FRACTION | Default¦Wkdy | 2014-01-01 | 2014-12-31 | Hourly | 0 | 0 | 0 | 0 | 0 | 0 | 0 | 0.3 | 1 | 1 | 1 | 0.8 | 0.4 | 0.8 | 1 | 1 | 1 | 0.1 | 0 | 0 | 0 | 0 | 0 | 0 | From eQ_Lib.dat in MASControl 2017
D_OfS_All_DHW_DHW_Yr | Service Water Heating | FRACTION | Sat | 2014-01-01 | 2014-12-31 | Hourly | 0 | 0 | 0 | 0 | 0 | 0 | 0 | 0.09 | 0.2 | 0.2 | 0.2 | 0.2 | 0.1 | 0.2 | 0.2 | 0.2 | 0.2 | 0 | 0 | 0 | 0 | 0 | 0 | 0 | From eQ_Lib.dat in MASControl 2017
D_OfS_All_DHW_DHW_Yr | Service Water Heating | FRACTION | Sun | 2014-01-01 | 2014-12-31 | Constant | 0 | [23 empty] | From eQ_Lib.dat in MASControl 2017
D_OfS_All_DHW_DHW_Yr | Service Water Heating | FRACTION | WntrDsn | 2014-01-01 | 2014-12-31 | Hourly | 0 | 0 | 0 | 0 | 0 | 0 | 0 | 0.3 | 1 | 1 | 1 | 0.8 | 0.4 | 0.8 | 1 | 1 | 1 | 0.1 | 0 | 0 | 0 | 0 | 0 | 0 | From eQ_Lib.dat in MASControl 2017
D_OfS_All_DHW_DHW_Yr | Service Water Heating | FRACTION | SmrDsn | 2014-01-01 | 2014-12-31 | Hourly | 0 | 0 | 0 | 0 | 0 | 0 | 0 | 0.3 | 1 | 1 | 1 | 0.8 | 0.4 | 0.8 | 1 | 1 | 1 | 0.1 | 0 | 0 | 0 | 0 | 0 | 0 | From eQ_Lib.dat in MASControl 2017
D_OfS_All_DHW_DHW_Yr | Service Water Heating | FRACTION | Hol | 2014-01-01 | 2014-12-31 | Constant | 0 | [23 empty] | From eQ_Lib.dat in MASControl 2017
D_OfS_All_Fan_Yr | Fan | ON/OFF/FLAG | Default¦Wkdy | 2014-01-01 | 2014-12-31 | Hourly | 0 | 0 | 0 | 0 | 0 | 0 | 0 | 1 | 1 | 1 | 1 | 1 | 1 | 1 | 1 | 1 | 1 | 1 | 0 | 0 | 0 | 0 | 0 | 0 | From eQ_Lib.dat in MASControl 2017
D_OfS_All_Fan_Yr | Fan | ON/OFF/FLAG | Sat | 2014-01-01 | 2014-12-31 | Hourly | 0 | 0 | 0 | 0 | 0 | 0 | 0 | 1 | 1 | 1 | 1 | 1 | 1 | 1 | 1 | 1 | 1 | 1 | 0 | 0 | 0 | 0 | 0 | 0 | From eQ_Lib.dat in MASControl 2017
D_OfS_All_Fan_Yr | Fan | ON/OFF/FLAG | Sun | 2014-01-01 | 2014-12-31 | Constant | 0 | [23 empty] | From eQ_Lib.dat in MASControl 2017
D_OfS_All_Fan_Yr | Fan | ON/OFF/FLAG | WntrDsn | 2014-01-01 | 2014-12-31 | Hourly | 0 | 0 | 0 | 0 | 0 | 0 | 0 | 1 | 1 | 1 | 1 | 1 | 1 | 1 | 1 | 1 | 1 | 1 | 0 | 0 | 0 | 0 | 0 | 0 | From eQ_Lib.dat in MASControl 2017
D_OfS_All_Fan_Yr | Fan | ON/OFF/FLAG | SmrDsn | 2014-01-01 | 2014-12-31 | Hourly | 0 | 0 | 0 | 0 | 0 | 0 | 0 | 1 | 1 | 1 | 1 | 1 | 1 | 1 | 1 | 1 | 1 | 1 | 0 | 0 | 0 | 0 | 0 | 0 | From eQ_Lib.dat in MASControl 2017
D_OfS_All_Fan_Yr | Fan | ON/OFF/FLAG | Hol | 2014-01-01 | 2014-12-31 | Constant | 0 | [23 empty] | From eQ_Lib.dat in MASControl 2017
D_OfS_All_HTemp_Yr | Thermostat Setpoint | C | Default¦Wkdy | 2014-01-01 | 2014-12-31 | Hourly | 21.1 | 21.1 | 21.1 | 21.1 | 21.1 | 21.1 | 21.1 | 21.1 | 21.1 | 21.1 | 21.1 | 21.1 | 21.1 | 21.1 | 21.1 | 21.1 | 21.1 | 21.1 | 21.1 | 21.1 | 21.1 | 21.1 | 21.1 | 21.1 | From eQ_Lib.dat in MASControl 2017; Removed setback
D_OfS_All_HTemp_Yr | Thermostat Setpoint | C | Sat | 2014-01-01 | 2014-12-31 | Hourly | 21.1 | 21.1 | 21.1 | 21.1 | 21.1 | 21.1 | 21.1 | 21.1 | 21.1 | 21.1 | 21.1 | 21.1 | 21.1 | 21.1 | 21.1 | 21.1 | 21.1 | 21.1 | 21.1 | 21.1 | 21.1 | 21.1 | 21.1 | 21.1 | From eQ_Lib.dat in MASControl 2017; Removed setback
D_OfS_All_HTemp_Yr | Thermostat Setpoint | C | Sun | 2014-01-01 | 2014-12-31 | Constant | 21.1 | [23 empty] | From eQ_Lib.dat in MASControl 2017; Removed setback
D_OfS_All_HTemp_Yr | Thermostat Setpoint | C | WntrDsn | 2014-01-01 | 2014-12-31 | Hourly | 21.1 | 21.1 | 21.1 | 21.1 | 21.1 | 21.1 | 21.1 | 21.1 | 21.1 | 21.1 | 21.1 | 21.1 | 21.1 | 21.1 | 21.1 | 21.1 | 21.1 | 21.1 | 21.1 | 21.1 | 21.1 | 21.1 | 21.1 | 21.1 | From eQ_Lib.dat in MASControl 2017; Removed setback
D_OfS_All_HTemp_Yr | Thermostat Setpoint | C | SmrDsn | 2014-01-01 | 2014-12-31 | Hourly | 21.1 | 21.1 | 21.1 | 21.1 | 21.1 | 21.1 | 21.1 | 21.1 | 21.1 | 21.1 | 21.1 | 21.1 | 21.1 | 21.1 | 21.1 | 21.1 | 21.1 | 21.1 | 21.1 | 21.1 | 21.1 | 21.1 | 21.1 | 21.1 | From eQ_Lib.dat in MASControl 2017; Removed setback
D_OfS_All_HTemp_Yr | Thermostat Setpoint | C | Hol | 2014-01-01 | 2014-12-31 | Constant | 21.1 | [23 empty] | From eQ_Lib.dat in MASControl 2017; Removed setback
D_OfS_All_LitCFL_Yr | Lighting | FRACTION | Default¦Wkdy | 2014-01-01 | 2014-12-31 | Hourly | 0.24 | 0.24 | 0.24 | 0.24 | 0.24 | 0.24 | 0.24 | 0.6233 | 0.6744 | 0.6744 | 0.7 | 0.7 | 0.6233 | 0.6233 | 0.6744 | 0.6744 | 0.6744 | 0.5722 | 0.3678 | 0.24 | 0.24 | 0.24 | 0.24 | 0.24 | From eQ_Lib.dat in MASControl 2017
D_OfS_All_LitCFL_Yr | Lighting | FRACTION | Sat | 2014-01-01 | 2014-12-31 | Hourly | 0.12 | 0.12 | 0.12 | 0.12 | 0.12 | 0.12 | 0.12 | 0.2478 | 0.35 | 0.35 | 0.35 | 0.35 | 0.2989 | 0.35 | 0.35 | 0.35 | 0.35 | 0.12 | 0.12 | 0.12 | 0.12 | 0.12 | 0.12 | 0.12 | From eQ_Lib.dat in MASControl 2017
D_OfS_All_LitCFL_Yr | Lighting | FRACTION | Sun | 2014-01-01 | 2014-12-31 | Constant | 0.05 | [23 empty] | From eQ_Lib.dat in MASControl 2017
D_OfS_All_LitCFL_Yr | Lighting | FRACTION | WntrDsn | 2014-01-01 | 2014-12-31 | Constant | 0 | [23 empty] | From eQ_Lib.dat in MASControl 2017
D_OfS_All_LitCFL_Yr | Lighting | FRACTION | SmrDsn | 2014-01-01 | 2014-12-31 | Constant | 1 | [23 empty] | From eQ_Lib.dat in MASControl 2017
D_OfS_All_LitCFL_Yr | Lighting | FRACTION | Hol | 2014-01-01 | 2014-12-31 | Constant | 0.05 | [23 empty] | From eQ_Lib.dat in MASControl 2017
D_OfS_All_LitEx_Yr | Lighting | FRACTION | SmrDsn | 2014-01-01 | 2014-12-31 | Constant | 1 | [23 empty] | From eQ_Lib.dat in MASControl 2017
D_OfS_All_LitEx_Yr | Lighting | FRACTION | WntrDsn | 2014-01-01 | 2014-12-31 | Constant | 0 | [23 empty] | From eQ_Lib.dat in MASControl 2017
D_OfS_All_LitEx_Yr | Lighting | FRACTION | Default¦Hol | 2014-01-01 | 2014-12-31 | Constant | 1 | [23 empty] | From eQ_Lib.dat in MASControl 2017
D_OfS_All_LitLF_Yr | Lighting | FRACTION | Default¦Wkdy | 2014-01-01 | 2014-12-31 | Hourly | 0.055 | 0.055 | 0.055 | 0.055 | 0.11 | 0.16 | 0.26 | 0.5 | 0.67 | 0.74 | 0.74 | 0.74 | 0.74 | 0.74 | 0.74 | 0.7 | 0.64 | 0.5 | 0.31 | 0.22 | 0.18 | 0.14 | 0.1 | 0.1 | From eQ_Lib.dat in MASControl 2017
D_OfS_All_LitLF_Yr | Lighting | FRACTION | Sat | 2014-01-01 | 2014-12-31 | Hourly | 0.05 | 0.05 | 0.05 | 0.05 | 0.05 | 0.05 | 0.05 | 0.2167 | 0.32 | 0.32 | 0.32 | 0.32 | 0.32 | 0.32 | 0.32 | 0.32 | 0.32 | 0.05 | 0.05 | 0.05 | 0.05 | 0.05 | 0.05 | 0.05 | From eQ_Lib.dat in MASControl 2017
D_OfS_All_LitLF_Yr | Lighting | FRACTION | Sun | 2014-01-01 | 2014-12-31 | Constant | 0.05 | [23 empty] | From eQ_Lib.dat in MASControl 2017
D_OfS_All_LitLF_Yr | Lighting | FRACTION | WntrDsn | 2014-01-01 | 2014-12-31 | Constant | 0 | [23 empty] | From eQ_Lib.dat in MASControl 2017
D_OfS_All_LitLF_Yr | Lighting | FRACTION | SmrDsn | 2014-01-01 | 2014-12-31 | Constant | 1 | [23 empty] | From eQ_Lib.dat in MASControl 2017
D_OfS_All_LitLF_Yr | Lighting | FRACTION | Hol | 2014-01-01 | 2014-12-31 | Constant | 0.05 | [23 empty] | From eQ_Lib.dat in MASControl 2017
D_OfS_All_LitSp_Yr | Lighting | FRACTION | Default¦Wkdy | 2014-01-01 | 2014-12-31 | Hourly | 0.055 | 0.055 | 0.055 | 0.055 | 0.11 | 0.16 | 0.26 | 0.5 | 0.67 | 0.74 | 0.74 | 0.74 | 0.74 | 0.74 | 0.74 | 0.7 | 0.64 | 0.5 | 0.31 | 0.22 | 0.18 | 0.14 | 0.1 | 0.1 | From eQ_Lib.dat in MASControl 2017
D_OfS_All_LitSp_Yr | Lighting | FRACTION | Sat | 2014-01-01 | 2014-12-31 | Hourly | 0.05 | 0.05 | 0.05 | 0.05 | 0.05 | 0.05 | 0.05 | 0.2167 | 0.32 | 0.32 | 0.32 | 0.32 | 0.32 | 0.32 | 0.32 | 0.32 | 0.32 | 0.05 | 0.05 | 0.05 | 0.05 | 0.05 | 0.05 | 0.05 | From eQ_Lib.dat in MASControl 2017
D_OfS_All_LitSp_Yr | Lighting | FRACTION | Sun | 2014-01-01 | 2014-12-31 | Constant | 0.05 | [23 empty] | From eQ_Lib.dat in MASControl 2017
D_OfS_All_LitSp_Yr | Lighting | FRACTION | WntrDsn | 2014-01-01 | 2014-12-31 | Constant | 0 | [23 empty] | From eQ_Lib.dat in MASControl 2017
D_OfS_All_LitSp_Yr | Lighting | FRACTION | SmrDsn | 2014-01-01 | 2014-12-31 | Constant | 1 | [23 empty] | From eQ_Lib.dat in MASControl 2017
D_OfS_All_LitSp_Yr | Lighting | FRACTION | Hol | 2014-01-01 | 2014-12-31 | Constant | 0.05 | [23 empty] | From eQ_Lib.dat in MASControl 2017
D_OfS_All_MinOA_Yr | OutdoorAir | FRAC/DESIGN | Default¦Wkdy | 2014-01-01 | 2014-12-31 | Hourly | 0 | 0 | 0 | 0 | 0 | 0 | 0 | -999 | -999 | -999 | -999 | -999 | -999 | -999 | -999 | -999 | -999 | -999 | 0 | 0 | 0 | 0 | 0 | 0 | From eQ_Lib.dat in MASControl 2017
D_OfS_All_MinOA_Yr | OutdoorAir | FRAC/DESIGN | Sat | 2014-01-01 | 2014-12-31 | Hourly | 0 | 0 | 0 | 0 | 0 | 0 | 0 | -999 | -999 | -999 | -999 | -999 | -999 | -999 | -999 | -999 | -999 | -999 | 0 | 0 | 0 | 0 | 0 | 0 | From eQ_Lib.dat in MASControl 2017
D_OfS_All_MinOA_Yr | OutdoorAir | FRAC/DESIGN | Sun | 2014-01-01 | 2014-12-31 | Constant | 0 | [23 empty] | From eQ_Lib.dat in MASControl 2017
D_OfS_All_MinOA_Yr | OutdoorAir | FRAC/DESIGN | WntrDsn | 2014-01-01 | 2014-12-31 | Hourly | 0 | 0 | 0 | 0 | 0 | 0 | 0 | -999 | -999 | -999 | -999 | -999 | -999 | -999 | -999 | -999 | -999 | -999 | 0 | 0 | 0 | 0 | 0 | 0 | From eQ_Lib.dat in MASControl 2017
D_OfS_All_MinOA_Yr | OutdoorAir | FRAC/DESIGN | SmrDsn | 2014-01-01 | 2014-12-31 | Hourly | 0 | 0 | 0 | 0 | 0 | 0 | 0 | -999 | -999 | -999 | -999 | -999 | -999 | -999 | -999 | -999 | -999 | -999 | 0 | 0 | 0 | 0 | 0 | 0 | From eQ_Lib.dat in MASControl 2017
D_OfS_All_MinOA_Yr | OutdoorAir | FRAC/DESIGN | Hol | 2014-01-01 | 2014-12-31 | Constant | 0 | [23 empty] | From eQ_Lib.dat in MASControl 2017
D_OfS_All_Misc_Yr | Equipment | FRACTION | Default¦Wkdy | 2014-01-01 | 2014-12-31 | Hourly | 0.4 | 0.4 | 0.4 | 0.4 | 0.4 | 0.4 | 0.4 | 0.5 | 0.8 | 0.875 | 0.9 | 0.925 | 0.9 | 0.9 | 0.875 | 0.85 | 0.8 | 0.6 | 0.5 | 0.45 | 0.45 | 0.425 | 0.4 | 0.4 | Matched to NBI plug load study - average of Low/Mid plug loads
D_OfS_All_Misc_Yr | Equipment | FRACTION | Wknd¦Hol | 2014-01-01 | 2014-12-31 | Constant | 0.4 | [23 empty] | Matched to NBI plug load study - average of Low/Mid plug loads
D_OfS_All_Misc_Yr | Equipment | FRACTION | WntrDsn | 2014-01-01 | 2014-12-31 | Constant | 0 | [23 empty] | Matched to NBI plug load study - average of Low/Mid plug loads
D_OfS_All_Misc_Yr | Equipment | FRACTION | SmrDsn | 2014-01-01 | 2014-12-31 | Constant | 1 | [23 empty] | Matched to NBI plug load study - average of Low/Mid plug loads
D_OfS_All_Occup_Yr | Occupancy | FRACTION | Default¦Wkdy | 2014-01-01 | 2014-12-31 | Hourly | 0 | 0 | 0 | 0 | 0 | 0 | 0 | 0.3 | 1 | 1 | 1 | 0.8 | 0.4 | 0.8 | 1 | 1 | 1 | 0.1 | 0 | 0 | 0 | 0 | 0 | 0 | From eQ_Lib.dat in MASControl 2017
D_OfS_All_Occup_Yr | Occupancy | FRACTION | Sat | 2014-01-01 | 2014-12-31 | Hourly | 0 | 0 | 0 | 0 | 0 | 0 | 0 | 0.09 | 0.2 | 0.2 | 0.2 | 0.2 | 0.1 | 0.2 | 0.2 | 0.2 | 0.2 | 0 | 0 | 0 | 0 | 0 | 0 | 0 | From eQ_Lib.dat in MASControl 2017
D_OfS_All_Occup_Yr | Occupancy | FRACTION | Sun | 2014-01-01 | 2014-12-31 | Constant | 0 | [23 empty] | From eQ_Lib.dat in MASControl 2017
D_OfS_All_Occup_Yr | Occupancy | FRACTION | WntrDsn | 2014-01-01 | 2014-12-31 | Constant | 0 | [23 empty] | From eQ_Lib.dat in MASControl 2017
D_OfS_All_Occup_Yr | Occupancy | FRACTION | SmrDsn | 2014-01-01 | 2014-12-31 | Constant | 1 | [23 empty] | From eQ_Lib.dat in MASControl 2017
D_OfS_All_Occup_Yr | Occupancy | FRACTION | Hol | 2014-01-01 | 2014-12-31 | Constant | 0 | [23 empty] | From eQ_Lib.dat in MASControl 2017
D_OfS_All_P_Inf_Yr | Infiltration | MULTIPLIER | Default¦Wkdy | 2014-01-01 | 2014-12-31 | Hourly | 1 | 1 | 1 | 1 | 1 | 1 | 1 | 0.5 | 0.5 | 0.5 | 0.5 | 0.5 | 0.5 | 0.5 | 0.5 | 0.5 | 0.5 | 0.5 | 1 | 1 | 1 | 1 | 1 | 1 | From eQ_Lib.dat in MASControl 2017
D_OfS_All_P_Inf_Yr | Infiltration | MULTIPLIER | Sat | 2014-01-01 | 2014-12-31 | Hourly | 1 | 1 | 1 | 1 | 1 | 1 | 1 | 0.5 | 0.5 | 0.5 | 0.5 | 0.5 | 0.5 | 0.5 | 0.5 | 0.5 | 0.5 | 0.5 | 1 | 1 | 1 | 1 | 1 | 1 | From eQ_Lib.dat in MASControl 2017
D_OfS_All_P_Inf_Yr | Infiltration | MULTIPLIER | Sun | 2014-01-01 | 2014-12-31 | Constant | 1 | [23 empty] | From eQ_Lib.dat in MASControl 2017
D_OfS_All_P_Inf_Yr | Infiltration | MULTIPLIER | WntrDsn | 2014-01-01 | 2014-12-31 | Hourly | 1 | 1 | 1 | 1 | 1 | 1 | 1 | 0.5 | 0.5 | 0.5 | 0.5 | 0.5 | 0.5 | 0.5 | 0.5 | 0.5 | 0.5 | 0.5 | 1 | 1 | 1 | 1 | 1 | 1 | From eQ_Lib.dat in MASControl 2017
D_OfS_All_P_Inf_Yr | Infiltration | MULTIPLIER | SmrDsn | 2014-01-01 | 2014-12-31 | Hourly | 1 | 1 | 1 | 1 | 1 | 1 | 1 | 0.5 | 0.5 | 0.5 | 0.5 | 0.5 | 0.5 | 0.5 | 0.5 | 0.5 | 0.5 | 0.5 | 1 | 1 | 1 | 1 | 1 | 1 | From eQ_Lib.dat in MASControl 2017
D_OfS_All_P_Inf_Yr | Infiltration | MULTIPLIER | Hol | 2014-01-01 | 2014-12-31 | Constant | 1 | [23 empty] | From eQ_Lib.dat in MASControl 2017
D_PkPerKW_CZ01_Yr |  | ON_OFF | Default¦SmrDsn¦WntrDsn | 2014-01-01 | 2014-09-15 | Constant | 0 | [23 empty] | From eQ_Lib.dat in MASControl 2017
D_PkPerKW_CZ01_Yr |  | ON_OFF | Default¦Wkdy | 2014-09-16 | 2014-09-18 | Hourly | 0 | 0 | 0 | 0 | 0 | 0 | 0 | 0 | 0 | 0 | 0 | 0 | 0 | 0 | 1 | 1 | 1 | 0 | 0 | 0 | 0 | 0 | 0 | 0 | From eQ_Lib.dat in MASControl 2017
D_PkPerKW_CZ01_Yr |  | ON_OFF | Wknd | 2014-09-16 | 2014-09-18 | Hourly | 0 | 0 | 0 | 0 | 0 | 0 | 0 | 0 | 0 | 0 | 0 | 0 | 0 | 0 | 1 | 1 | 1 | 0 | 0 | 0 | 0 | 0 | 0 | 0 | From eQ_Lib.dat in MASControl 2017
D_PkPerKW_CZ01_Yr |  | ON_OFF | Default¦SmrDsn¦WntrDsn | 2014-09-19 | 2014-12-31 | Constant | 0 | [23 empty] | From eQ_Lib.dat in MASControl 2017
D_PkPerKW_CZ01_Yr |  | ON_OFF | WntrDsn | 2014-01-01 | 2014-12-31 | Constant | 0 | [23 empty] | From eQ_Lib.dat in MASControl 2017
D_PkPerKW_CZ01_Yr |  | ON_OFF | SmrDsn | 2014-01-01 | 2014-12-31 | Constant | 0 | [23 empty] | From eQ_Lib.dat in MASControl 2017
D_PkPerKW_CZ01_Yr |  | ON_OFF | Hol | 2014-01-01 | 2014-12-31 | Hourly | 0 | 0 | 0 | 0 | 0 | 0 | 0 | 0 | 0 | 0 | 0 | 0 | 0 | 0 | 1 | 1 | 1 | 0 | 0 | 0 | 0 | 0 | 0 | 0 | From eQ_Lib.dat in MASControl 2017
D_PkPerKW_CZ02_Yr |  | ON_OFF | Default¦SmrDsn¦WntrDsn | 2014-01-01 | 2014-07-07 | Constant | 0 | [23 empty] | From eQ_Lib.dat in MASControl 2017
D_PkPerKW_CZ02_Yr |  | ON_OFF | Default¦Wkdy | 2014-07-08 | 2014-07-10 | Hourly | 0 | 0 | 0 | 0 | 0 | 0 | 0 | 0 | 0 | 0 | 0 | 0 | 0 | 0 | 1 | 1 | 1 | 0 | 0 | 0 | 0 | 0 | 0 | 0 | From eQ_Lib.dat in MASControl 2017
D_PkPerKW_CZ02_Yr |  | ON_OFF | Wknd | 2014-07-08 | 2014-07-10 | Hourly | 0 | 0 | 0 | 0 | 0 | 0 | 0 | 0 | 0 | 0 | 0 | 0 | 0 | 0 | 1 | 1 | 1 | 0 | 0 | 0 | 0 | 0 | 0 | 0 | From eQ_Lib.dat in MASControl 2017
D_PkPerKW_CZ02_Yr |  | ON_OFF | Default¦SmrDsn¦WntrDsn | 2014-07-11 | 2014-12-31 | Constant | 0 | [23 empty] | From eQ_Lib.dat in MASControl 2017
D_PkPerKW_CZ02_Yr |  | ON_OFF | WntrDsn | 2014-01-01 | 2014-12-31 | Constant | 0 | [23 empty] | From eQ_Lib.dat in MASControl 2017
D_PkPerKW_CZ02_Yr |  | ON_OFF | SmrDsn | 2014-01-01 | 2014-12-31 | Constant | 0 | [23 empty] | From eQ_Lib.dat in MASControl 2017
D_PkPerKW_CZ02_Yr |  | ON_OFF | Hol | 2014-01-01 | 2014-12-31 | Hourly | 0 | 0 | 0 | 0 | 0 | 0 | 0 | 0 | 0 | 0 | 0 | 0 | 0 | 0 | 1 | 1 | 1 | 0 | 0 | 0 | 0 | 0 | 0 | 0 | From eQ_Lib.dat in MASControl 2017
D_PkPerKW_CZ03_Yr |  | ON_OFF | Default¦SmrDsn¦WntrDsn | 2014-01-01 | 2014-07-07 | Constant | 0 | [23 empty] | From eQ_Lib.dat in MASControl 2017
D_PkPerKW_CZ03_Yr |  | ON_OFF | Default¦Wkdy | 2014-07-08 | 2014-07-10 | Hourly | 0 | 0 | 0 | 0 | 0 | 0 | 0 | 0 | 0 | 0 | 0 | 0 | 0 | 0 | 1 | 1 | 1 | 0 | 0 | 0 | 0 | 0 | 0 | 0 | From eQ_Lib.dat in MASControl 2017
D_PkPerKW_CZ03_Yr |  | ON_OFF | Wknd | 2014-07-08 | 2014-07-10 | Hourly | 0 | 0 | 0 | 0 | 0 | 0 | 0 | 0 | 0 | 0 | 0 | 0 | 0 | 0 | 1 | 1 | 1 | 0 | 0 | 0 | 0 | 0 | 0 | 0 | From eQ_Lib.dat in MASControl 2017
D_PkPerKW_CZ03_Yr |  | ON_OFF | Default¦SmrDsn¦WntrDsn | 2014-07-11 | 2014-12-31 | Constant | 0 | [23 empty] | From eQ_Lib.dat in MASControl 2017
D_PkPerKW_CZ03_Yr |  | ON_OFF | WntrDsn | 2014-01-01 | 2014-12-31 | Constant | 0 | [23 empty] | From eQ_Lib.dat in MASControl 2017
D_PkPerKW_CZ03_Yr |  | ON_OFF | SmrDsn | 2014-01-01 | 2014-12-31 | Constant | 0 | [23 empty] | From eQ_Lib.dat in MASControl 2017
D_PkPerKW_CZ03_Yr |  | ON_OFF | Hol | 2014-01-01 | 2014-12-31 | Hourly | 0 | 0 | 0 | 0 | 0 | 0 | 0 | 0 | 0 | 0 | 0 | 0 | 0 | 0 | 1 | 1 | 1 | 0 | 0 | 0 | 0 | 0 | 0 | 0 | From eQ_Lib.dat in MASControl 2017
D_PkPerKW_CZ04_Yr |  | ON_OFF | Default¦SmrDsn¦WntrDsn | 2014-01-01 | 2014-08-31 | Constant | 0 | [23 empty] | From eQ_Lib.dat in MASControl 2017
D_PkPerKW_CZ04_Yr |  | ON_OFF | Default¦Wkdy | 2014-09-01 | 2014-09-03 | Hourly | 0 | 0 | 0 | 0 | 0 | 0 | 0 | 0 | 0 | 0 | 0 | 0 | 0 | 0 | 1 | 1 | 1 | 0 | 0 | 0 | 0 | 0 | 0 | 0 | From eQ_Lib.dat in MASControl 2017
D_PkPerKW_CZ04_Yr |  | ON_OFF | Wknd | 2014-09-01 | 2014-09-03 | Hourly | 0 | 0 | 0 | 0 | 0 | 0 | 0 | 0 | 0 | 0 | 0 | 0 | 0 | 0 | 1 | 1 | 1 | 0 | 0 | 0 | 0 | 0 | 0 | 0 | From eQ_Lib.dat in MASControl 2017
D_PkPerKW_CZ04_Yr |  | ON_OFF | Default¦SmrDsn¦WntrDsn | 2014-09-04 | 2014-12-31 | Constant | 0 | [23 empty] | From eQ_Lib.dat in MASControl 2017
D_PkPerKW_CZ04_Yr |  | ON_OFF | WntrDsn | 2014-01-01 | 2014-12-31 | Constant | 0 | [23 empty] | From eQ_Lib.dat in MASControl 2017
D_PkPerKW_CZ04_Yr |  | ON_OFF | SmrDsn | 2014-01-01 | 2014-12-31 | Constant | 0 | [23 empty] | From eQ_Lib.dat in MASControl 2017
D_PkPerKW_CZ04_Yr |  | ON_OFF | Hol | 2014-01-01 | 2014-12-31 | Hourly | 0 | 0 | 0 | 0 | 0 | 0 | 0 | 0 | 0 | 0 | 0 | 0 | 0 | 0 | 1 | 1 | 1 | 0 | 0 | 0 | 0 | 0 | 0 | 0 | From eQ_Lib.dat in MASControl 2017
D_PkPerKW_CZ05_Yr |  | ON_OFF | Default¦SmrDsn¦WntrDsn | 2014-01-01 | 2014-09-07 | Constant | 0 | [23 empty] | From eQ_Lib.dat in MASControl 2017
D_PkPerKW_CZ05_Yr |  | ON_OFF | Default¦Wkdy | 2014-09-08 | 2014-09-10 | Hourly | 0 | 0 | 0 | 0 | 0 | 0 | 0 | 0 | 0 | 0 | 0 | 0 | 0 | 0 | 1 | 1 | 1 | 0 | 0 | 0 | 0 | 0 | 0 | 0 | From eQ_Lib.dat in MASControl 2017
D_PkPerKW_CZ05_Yr |  | ON_OFF | Wknd | 2014-09-08 | 2014-09-10 | Hourly | 0 | 0 | 0 | 0 | 0 | 0 | 0 | 0 | 0 | 0 | 0 | 0 | 0 | 0 | 1 | 1 | 1 | 0 | 0 | 0 | 0 | 0 | 0 | 0 | From eQ_Lib.dat in MASControl 2017
D_PkPerKW_CZ05_Yr |  | ON_OFF | Default¦SmrDsn¦WntrDsn | 2014-09-11 | 2014-12-31 | Constant | 0 | [23 empty] | From eQ_Lib.dat in MASControl 2017
D_PkPerKW_CZ05_Yr |  | ON_OFF | WntrDsn | 2014-01-01 | 2014-12-31 | Constant | 0 | [23 empty] | From eQ_Lib.dat in MASControl 2017
D_PkPerKW_CZ05_Yr |  | ON_OFF | SmrDsn | 2014-01-01 | 2014-12-31 | Constant | 0 | [23 empty] | From eQ_Lib.dat in MASControl 2017
D_PkPerKW_CZ05_Yr |  | ON_OFF | Hol | 2014-01-01 | 2014-12-31 | Hourly | 0 | 0 | 0 | 0 | 0 | 0 | 0 | 0 | 0 | 0 | 0 | 0 | 0 | 0 | 1 | 1 | 1 | 0 | 0 | 0 | 0 | 0 | 0 | 0 | From eQ_Lib.dat in MASControl 2017
D_PkPerKW_CZ06_Yr |  | ON_OFF | Default¦SmrDsn¦WntrDsn | 2014-01-01 | 2014-08-31 | Constant | 0 | [23 empty] | From eQ_Lib.dat in MASControl 2017
D_PkPerKW_CZ06_Yr |  | ON_OFF | Default¦Wkdy | 2014-09-01 | 2014-09-03 | Hourly | 0 | 0 | 0 | 0 | 0 | 0 | 0 | 0 | 0 | 0 | 0 | 0 | 0 | 0 | 1 | 1 | 1 | 0 | 0 | 0 | 0 | 0 | 0 | 0 | From eQ_Lib.dat in MASControl 2017
D_PkPerKW_CZ06_Yr |  | ON_OFF | Wknd | 2014-09-01 | 2014-09-03 | Hourly | 0 | 0 | 0 | 0 | 0 | 0 | 0 | 0 | 0 | 0 | 0 | 0 | 0 | 0 | 1 | 1 | 1 | 0 | 0 | 0 | 0 | 0 | 0 | 0 | From eQ_Lib.dat in MASControl 2017
D_PkPerKW_CZ06_Yr |  | ON_OFF | Default¦SmrDsn¦WntrDsn | 2014-09-04 | 2014-12-31 | Constant | 0 | [23 empty] | From eQ_Lib.dat in MASControl 2017
D_PkPerKW_CZ06_Yr |  | ON_OFF | WntrDsn | 2014-01-01 | 2014-12-31 | Constant | 0 | [23 empty] | From eQ_Lib.dat in MASControl 2017
D_PkPerKW_CZ06_Yr |  | ON_OFF | SmrDsn | 2014-01-01 | 2014-12-31 | Constant | 0 | [23 empty] | From eQ_Lib.dat in MASControl 2017
D_PkPerKW_CZ06_Yr |  | ON_OFF | Hol | 2014-01-01 | 2014-12-31 | Hourly | 0 | 0 | 0 | 0 | 0 | 0 | 0 | 0 | 0 | 0 | 0 | 0 | 0 | 0 | 1 | 1 | 1 | 0 | 0 | 0 | 0 | 0 | 0 | 0 | From eQ_Lib.dat in MASControl 2017
D_PkPerKW_CZ07_Yr |  | ON_OFF | Default¦SmrDsn¦WntrDsn | 2014-01-01 | 2014-08-31 | Constant | 0 | [23 empty] | From eQ_Lib.dat in MASControl 2017
D_PkPerKW_CZ07_Yr |  | ON_OFF | Default¦Wkdy | 2014-09-01 | 2014-09-03 | Hourly | 0 | 0 | 0 | 0 | 0 | 0 | 0 | 0 | 0 | 0 | 0 | 0 | 0 | 0 | 1 | 1 | 1 | 0 | 0 | 0 | 0 | 0 | 0 | 0 | From eQ_Lib.dat in MASControl 2017
D_PkPerKW_CZ07_Yr |  | ON_OFF | Wknd | 2014-09-01 | 2014-09-03 | Hourly | 0 | 0 | 0 | 0 | 0 | 0 | 0 | 0 | 0 | 0 | 0 | 0 | 0 | 0 | 1 | 1 | 1 | 0 | 0 | 0 | 0 | 0 | 0 | 0 | From eQ_Lib.dat in MASControl 2017
D_PkPerKW_CZ07_Yr |  | ON_OFF | Default¦SmrDsn¦WntrDsn | 2014-09-04 | 2014-12-31 | Constant | 0 | [23 empty] | From eQ_Lib.dat in MASControl 2017
D_PkPerKW_CZ07_Yr |  | ON_OFF | WntrDsn | 2014-01-01 | 2014-12-31 | Constant | 0 | [23 empty] | From eQ_Lib.dat in MASControl 2017
D_PkPerKW_CZ07_Yr |  | ON_OFF | SmrDsn | 2014-01-01 | 2014-12-31 | Constant | 0 | [23 empty] | From eQ_Lib.dat in MASControl 2017
D_PkPerKW_CZ07_Yr |  | ON_OFF | Hol | 2014-01-01 | 2014-12-31 | Hourly | 0 | 0 | 0 | 0 | 0 | 0 | 0 | 0 | 0 | 0 | 0 | 0 | 0 | 0 | 1 | 1 | 1 | 0 | 0 | 0 | 0 | 0 | 0 | 0 | From eQ_Lib.dat in MASControl 2017
D_PkPerKW_CZ08_Yr |  | ON_OFF | Default¦SmrDsn¦WntrDsn | 2014-01-01 | 2014-08-31 | Constant | 0 | [23 empty] | From eQ_Lib.dat in MASControl 2017
D_PkPerKW_CZ08_Yr |  | ON_OFF | Default¦Wkdy | 2014-09-01 | 2014-09-03 | Hourly | 0 | 0 | 0 | 0 | 0 | 0 | 0 | 0 | 0 | 0 | 0 | 0 | 0 | 0 | 1 | 1 | 1 | 0 | 0 | 0 | 0 | 0 | 0 | 0 | From eQ_Lib.dat in MASControl 2017
D_PkPerKW_CZ08_Yr |  | ON_OFF | Wknd | 2014-09-01 | 2014-09-03 | Hourly | 0 | 0 | 0 | 0 | 0 | 0 | 0 | 0 | 0 | 0 | 0 | 0 | 0 | 0 | 1 | 1 | 1 | 0 | 0 | 0 | 0 | 0 | 0 | 0 | From eQ_Lib.dat in MASControl 2017
D_PkPerKW_CZ08_Yr |  | ON_OFF | Default¦SmrDsn¦WntrDsn | 2014-09-04 | 2014-12-31 | Constant | 0 | [23 empty] | From eQ_Lib.dat in MASControl 2017
D_PkPerKW_CZ08_Yr |  | ON_OFF | WntrDsn | 2014-01-01 | 2014-12-31 | Constant | 0 | [23 empty] | From eQ_Lib.dat in MASControl 2017
D_PkPerKW_CZ08_Yr |  | ON_OFF | SmrDsn | 2014-01-01 | 2014-12-31 | Constant | 0 | [23 empty] | From eQ_Lib.dat in MASControl 2017
D_PkPerKW_CZ08_Yr |  | ON_OFF | Hol | 2014-01-01 | 2014-12-31 | Hourly | 0 | 0 | 0 | 0 | 0 | 0 | 0 | 0 | 0 | 0 | 0 | 0 | 0 | 0 | 1 | 1 | 1 | 0 | 0 | 0 | 0 | 0 | 0 | 0 | From eQ_Lib.dat in MASControl 2017
D_PkPerKW_CZ09_Yr |  | ON_OFF | Default¦SmrDsn¦WntrDsn | 2014-01-01 | 2014-08-31 | Constant | 0 | [23 empty] | From eQ_Lib.dat in MASControl 2017
D_PkPerKW_CZ09_Yr |  | ON_OFF | Default¦Wkdy | 2014-09-01 | 2014-09-03 | Hourly | 0 | 0 | 0 | 0 | 0 | 0 | 0 | 0 | 0 | 0 | 0 | 0 | 0 | 0 | 1 | 1 | 1 | 0 | 0 | 0 | 0 | 0 | 0 | 0 | From eQ_Lib.dat in MASControl 2017
D_PkPerKW_CZ09_Yr |  | ON_OFF | Wknd | 2014-09-01 | 2014-09-03 | Hourly | 0 | 0 | 0 | 0 | 0 | 0 | 0 | 0 | 0 | 0 | 0 | 0 | 0 | 0 | 1 | 1 | 1 | 0 | 0 | 0 | 0 | 0 | 0 | 0 | From eQ_Lib.dat in MASControl 2017
D_PkPerKW_CZ09_Yr |  | ON_OFF | Default¦SmrDsn¦WntrDsn | 2014-09-04 | 2014-12-31 | Constant | 0 | [23 empty] | From eQ_Lib.dat in MASControl 2017
D_PkPerKW_CZ09_Yr |  | ON_OFF | WntrDsn | 2014-01-01 | 2014-12-31 | Constant | 0 | [23 empty] | From eQ_Lib.dat in MASControl 2017
D_PkPerKW_CZ09_Yr |  | ON_OFF | SmrDsn | 2014-01-01 | 2014-12-31 | Constant | 0 | [23 empty] | From eQ_Lib.dat in MASControl 2017
D_PkPerKW_CZ09_Yr |  | ON_OFF | Hol | 2014-01-01 | 2014-12-31 | Hourly | 0 | 0 | 0 | 0 | 0 | 0 | 0 | 0 | 0 | 0 | 0 | 0 | 0 | 0 | 1 | 1 | 1 | 0 | 0 | 0 | 0 | 0 | 0 | 0 | From eQ_Lib.dat in MASControl 2017
D_PkPerKW_CZ10_Yr |  | ON_OFF | Default¦SmrDsn¦WntrDsn | 2014-01-01 | 2014-08-31 | Constant | 0 | [23 empty] | From eQ_Lib.dat in MASControl 2017
D_PkPerKW_CZ10_Yr |  | ON_OFF | Default¦Wkdy | 2014-09-01 | 2014-09-03 | Hourly | 0 | 0 | 0 | 0 | 0 | 0 | 0 | 0 | 0 | 0 | 0 | 0 | 0 | 0 | 1 | 1 | 1 | 0 | 0 | 0 | 0 | 0 | 0 | 0 | From eQ_Lib.dat in MASControl 2017
D_PkPerKW_CZ10_Yr |  | ON_OFF | Wknd | 2014-09-01 | 2014-09-03 | Hourly | 0 | 0 | 0 | 0 | 0 | 0 | 0 | 0 | 0 | 0 | 0 | 0 | 0 | 0 | 1 | 1 | 1 | 0 | 0 | 0 | 0 | 0 | 0 | 0 | From eQ_Lib.dat in MASControl 2017
D_PkPerKW_CZ10_Yr |  | ON_OFF | Default¦SmrDsn¦WntrDsn | 2014-09-04 | 2014-12-31 | Constant | 0 | [23 empty] | From eQ_Lib.dat in MASControl 2017
D_PkPerKW_CZ10_Yr |  | ON_OFF | WntrDsn | 2014-01-01 | 2014-12-31 | Constant | 0 | [23 empty] | From eQ_Lib.dat in MASControl 2017
D_PkPerKW_CZ10_Yr |  | ON_OFF | SmrDsn | 2014-01-01 | 2014-12-31 | Constant | 0 | [23 empty] | From eQ_Lib.dat in MASControl 2017
D_PkPerKW_CZ10_Yr |  | ON_OFF | Hol | 2014-01-01 | 2014-12-31 | Hourly | 0 | 0 | 0 | 0 | 0 | 0 | 0 | 0 | 0 | 0 | 0 | 0 | 0 | 0 | 1 | 1 | 1 | 0 | 0 | 0 | 0 | 0 | 0 | 0 | From eQ_Lib.dat in MASControl 2017
D_PkPerKW_CZ11_Yr |  | ON_OFF | Default¦SmrDsn¦WntrDsn | 2014-01-01 | 2014-07-07 | Constant | 0 | [23 empty] | From eQ_Lib.dat in MASControl 2017
D_PkPerKW_CZ11_Yr |  | ON_OFF | Default¦Wkdy | 2014-07-08 | 2014-07-10 | Hourly | 0 | 0 | 0 | 0 | 0 | 0 | 0 | 0 | 0 | 0 | 0 | 0 | 0 | 0 | 1 | 1 | 1 | 0 | 0 | 0 | 0 | 0 | 0 | 0 | From eQ_Lib.dat in MASControl 2017
D_PkPerKW_CZ11_Yr |  | ON_OFF | Wknd | 2014-07-08 | 2014-07-10 | Hourly | 0 | 0 | 0 | 0 | 0 | 0 | 0 | 0 | 0 | 0 | 0 | 0 | 0 | 0 | 1 | 1 | 1 | 0 | 0 | 0 | 0 | 0 | 0 | 0 | From eQ_Lib.dat in MASControl 2017
D_PkPerKW_CZ11_Yr |  | ON_OFF | Default¦SmrDsn¦WntrDsn | 2014-07-11 | 2014-12-31 | Constant | 0 | [23 empty] | From eQ_Lib.dat in MASControl 2017
D_PkPerKW_CZ11_Yr |  | ON_OFF | WntrDsn | 2014-01-01 | 2014-12-31 | Constant | 0 | [23 empty] | From eQ_Lib.dat in MASControl 2017
D_PkPerKW_CZ11_Yr |  | ON_OFF | SmrDsn | 2014-01-01 | 2014-12-31 | Constant | 0 | [23 empty] | From eQ_Lib.dat in MASControl 2017
D_PkPerKW_CZ11_Yr |  | ON_OFF | Hol | 2014-01-01 | 2014-12-31 | Hourly | 0 | 0 | 0 | 0 | 0 | 0 | 0 | 0 | 0 | 0 | 0 | 0 | 0 | 0 | 1 | 1 | 1 | 0 | 0 | 0 | 0 | 0 | 0 | 0 | From eQ_Lib.dat in MASControl 2017
D_PkPerKW_CZ12_Yr |  | ON_OFF | Default¦SmrDsn¦WntrDsn | 2014-01-01 | 2014-07-07 | Constant | 0 | [23 empty] | From eQ_Lib.dat in MASControl 2017
D_PkPerKW_CZ12_Yr |  | ON_OFF | Default¦Wkdy | 2014-07-08 | 2014-07-10 | Hourly | 0 | 0 | 0 | 0 | 0 | 0 | 0 | 0 | 0 | 0 | 0 | 0 | 0 | 0 | 1 | 1 | 1 | 0 | 0 | 0 | 0 | 0 | 0 | 0 | From eQ_Lib.dat in MASControl 2017
D_PkPerKW_CZ12_Yr |  | ON_OFF | Wknd | 2014-07-08 | 2014-07-10 | Hourly | 0 | 0 | 0 | 0 | 0 | 0 | 0 | 0 | 0 | 0 | 0 | 0 | 0 | 0 | 1 | 1 | 1 | 0 | 0 | 0 | 0 | 0 | 0 | 0 | From eQ_Lib.dat in MASControl 2017
D_PkPerKW_CZ12_Yr |  | ON_OFF | Default¦SmrDsn¦WntrDsn | 2014-07-11 | 2014-12-31 | Constant | 0 | [23 empty] | From eQ_Lib.dat in MASControl 2017
D_PkPerKW_CZ12_Yr |  | ON_OFF | WntrDsn | 2014-01-01 | 2014-12-31 | Constant | 0 | [23 empty] | From eQ_Lib.dat in MASControl 2017
D_PkPerKW_CZ12_Yr |  | ON_OFF | SmrDsn | 2014-01-01 | 2014-12-31 | Constant | 0 | [23 empty] | From eQ_Lib.dat in MASControl 2017
D_PkPerKW_CZ12_Yr |  | ON_OFF | Hol | 2014-01-01 | 2014-12-31 | Hourly | 0 | 0 | 0 | 0 | 0 | 0 | 0 | 0 | 0 | 0 | 0 | 0 | 0 | 0 | 1 | 1 | 1 | 0 | 0 | 0 | 0 | 0 | 0 | 0 | From eQ_Lib.dat in MASControl 2017
D_PkPerKW_CZ13_Yr |  | ON_OFF | Default¦SmrDsn¦WntrDsn | 2014-01-01 | 2014-07-07 | Constant | 0 | [23 empty] | From eQ_Lib.dat in MASControl 2017
D_PkPerKW_CZ13_Yr |  | ON_OFF | Default¦Wkdy | 2014-07-08 | 2014-07-10 | Hourly | 0 | 0 | 0 | 0 | 0 | 0 | 0 | 0 | 0 | 0 | 0 | 0 | 0 | 0 | 1 | 1 | 1 | 0 | 0 | 0 | 0 | 0 | 0 | 0 | From eQ_Lib.dat in MASControl 2017
D_PkPerKW_CZ13_Yr |  | ON_OFF | Wknd | 2014-07-08 | 2014-07-10 | Hourly | 0 | 0 | 0 | 0 | 0 | 0 | 0 | 0 | 0 | 0 | 0 | 0 | 0 | 0 | 1 | 1 | 1 | 0 | 0 | 0 | 0 | 0 | 0 | 0 | From eQ_Lib.dat in MASControl 2017
D_PkPerKW_CZ13_Yr |  | ON_OFF | Default¦SmrDsn¦WntrDsn | 2014-07-11 | 2014-12-31 | Constant | 0 | [23 empty] | From eQ_Lib.dat in MASControl 2017
D_PkPerKW_CZ13_Yr |  | ON_OFF | WntrDsn | 2014-01-01 | 2014-12-31 | Constant | 0 | [23 empty] | From eQ_Lib.dat in MASControl 2017
D_PkPerKW_CZ13_Yr |  | ON_OFF | SmrDsn | 2014-01-01 | 2014-12-31 | Constant | 0 | [23 empty] | From eQ_Lib.dat in MASControl 2017
D_PkPerKW_CZ13_Yr |  | ON_OFF | Hol | 2014-01-01 | 2014-12-31 | Hourly | 0 | 0 | 0 | 0 | 0 | 0 | 0 | 0 | 0 | 0 | 0 | 0 | 0 | 0 | 1 | 1 | 1 | 0 | 0 | 0 | 0 | 0 | 0 | 0 | From eQ_Lib.dat in MASControl 2017
D_PkPerKW_CZ14_Yr |  | ON_OFF | Default¦SmrDsn¦WntrDsn | 2014-01-01 | 2014-08-25 | Constant | 0 | [23 empty] | From eQ_Lib.dat in MASControl 2017
D_PkPerKW_CZ14_Yr |  | ON_OFF | Default¦Wkdy | 2014-08-26 | 2014-08-28 | Hourly | 0 | 0 | 0 | 0 | 0 | 0 | 0 | 0 | 0 | 0 | 0 | 0 | 0 | 0 | 1 | 1 | 1 | 0 | 0 | 0 | 0 | 0 | 0 | 0 | From eQ_Lib.dat in MASControl 2017
D_PkPerKW_CZ14_Yr |  | ON_OFF | Wknd | 2014-08-26 | 2014-08-28 | Hourly | 0 | 0 | 0 | 0 | 0 | 0 | 0 | 0 | 0 | 0 | 0 | 0 | 0 | 0 | 1 | 1 | 1 | 0 | 0 | 0 | 0 | 0 | 0 | 0 | From eQ_Lib.dat in MASControl 2017
D_PkPerKW_CZ14_Yr |  | ON_OFF | Default¦SmrDsn¦WntrDsn | 2014-08-29 | 2014-12-31 | Constant | 0 | [23 empty] | From eQ_Lib.dat in MASControl 2017
D_PkPerKW_CZ14_Yr |  | ON_OFF | WntrDsn | 2014-01-01 | 2014-12-31 | Constant | 0 | [23 empty] | From eQ_Lib.dat in MASControl 2017
D_PkPerKW_CZ14_Yr |  | ON_OFF | SmrDsn | 2014-01-01 | 2014-12-31 | Constant | 0 | [23 empty] | From eQ_Lib.dat in MASControl 2017
D_PkPerKW_CZ14_Yr |  | ON_OFF | Hol | 2014-01-01 | 2014-12-31 | Hourly | 0 | 0 | 0 | 0 | 0 | 0 | 0 | 0 | 0 | 0 | 0 | 0 | 0 | 0 | 1 | 1 | 1 | 0 | 0 | 0 | 0 | 0 | 0 | 0 | From eQ_Lib.dat in MASControl 2017
D_PkPerKW_CZ15_Yr |  | ON_OFF | Default¦SmrDsn¦WntrDsn | 2014-01-01 | 2014-08-24 | Constant | 0 | [23 empty] | From eQ_Lib.dat in MASControl 2017
D_PkPerKW_CZ15_Yr |  | ON_OFF | Default¦Wkdy | 2014-08-25 | 2014-08-27 | Hourly | 0 | 0 | 0 | 0 | 0 | 0 | 0 | 0 | 0 | 0 | 0 | 0 | 0 | 0 | 1 | 1 | 1 | 0 | 0 | 0 | 0 | 0 | 0 | 0 | From eQ_Lib.dat in MASControl 2017
D_PkPerKW_CZ15_Yr |  | ON_OFF | Wknd | 2014-08-25 | 2014-08-27 | Hourly | 0 | 0 | 0 | 0 | 0 | 0 | 0 | 0 | 0 | 0 | 0 | 0 | 0 | 0 | 1 | 1 | 1 | 0 | 0 | 0 | 0 | 0 | 0 | 0 | From eQ_Lib.dat in MASControl 2017
D_PkPerKW_CZ15_Yr |  | ON_OFF | Default¦SmrDsn¦WntrDsn | 2014-08-28 | 2014-12-31 | Constant | 0 | [23 empty] | From eQ_Lib.dat in MASControl 2017
D_PkPerKW_CZ15_Yr |  | ON_OFF | WntrDsn | 2014-01-01 | 2014-12-31 | Constant | 0 | [23 empty] | From eQ_Lib.dat in MASControl 2017
D_PkPerKW_CZ15_Yr |  | ON_OFF | SmrDsn | 2014-01-01 | 2014-12-31 | Constant | 0 | [23 empty] | From eQ_Lib.dat in MASControl 2017
D_PkPerKW_CZ15_Yr |  | ON_OFF | Hol | 2014-01-01 | 2014-12-31 | Hourly | 0 | 0 | 0 | 0 | 0 | 0 | 0 | 0 | 0 | 0 | 0 | 0 | 0 | 0 | 1 | 1 | 1 | 0 | 0 | 0 | 0 | 0 | 0 | 0 | From eQ_Lib.dat in MASControl 2017
D_PkPerKW_CZ16_Yr |  | ON_OFF | Default¦SmrDsn¦WntrDsn | 2014-01-01 | 2014-07-07 | Constant | 0 | [23 empty] | From eQ_Lib.dat in MASControl 2017
D_PkPerKW_CZ16_Yr |  | ON_OFF | Default¦Wkdy | 2014-07-08 | 2014-07-10 | Hourly | 0 | 0 | 0 | 0 | 0 | 0 | 0 | 0 | 0 | 0 | 0 | 0 | 0 | 0 | 1 | 1 | 1 | 0 | 0 | 0 | 0 | 0 | 0 | 0 | From eQ_Lib.dat in MASControl 2017
D_PkPerKW_CZ16_Yr |  | ON_OFF | Wknd | 2014-07-08 | 2014-07-10 | Hourly | 0 | 0 | 0 | 0 | 0 | 0 | 0 | 0 | 0 | 0 | 0 | 0 | 0 | 0 | 1 | 1 | 1 | 0 | 0 | 0 | 0 | 0 | 0 | 0 | From eQ_Lib.dat in MASControl 2017
D_PkPerKW_CZ16_Yr |  | ON_OFF | Default¦SmrDsn¦WntrDsn | 2014-07-11 | 2014-12-31 | Constant | 0 | [23 empty] | From eQ_Lib.dat in MASControl 2017
D_PkPerKW_CZ16_Yr |  | ON_OFF | WntrDsn | 2014-01-01 | 2014-12-31 | Constant | 0 | [23 empty] | From eQ_Lib.dat in MASControl 2017
D_PkPerKW_CZ16_Yr |  | ON_OFF | SmrDsn | 2014-01-01 | 2014-12-31 | Constant | 0 | [23 empty] | From eQ_Lib.dat in MASControl 2017
D_PkPerKW_CZ16_Yr |  | ON_OFF | Hol | 2014-01-01 | 2014-12-31 | Hourly | 0 | 0 | 0 | 0 | 0 | 0 | 0 | 0 | 0 | 0 | 0 | 0 | 0 | 0 | 1 | 1 | 1 | 0 | 0 | 0 | 0 | 0 | 0 | 0 | From eQ_Lib.dat in MASControl 2017
D_ResNatVentOnCZ01_Yr |  | ON_OFF | Default¦SmrDsn¦WntrDsn¦Hol | 2014-01-01 | 2014-12-31 | Constant | 0 | [23 empty] | From eQ_Lib.dat in MASControl 2017
D_ResNatVentOnCZ02_Yr |  | ON_OFF | Default¦SmrDsn¦WntrDsn | 2014-01-01 | 2014-05-19 | Constant | 0 | [23 empty] | From eQ_Lib.dat in MASControl 2017
D_ResNatVentOnCZ02_Yr |  | ON_OFF | Default¦SmrDsn¦WntrDsn | 2014-05-20 | 2014-09-30 | Constant | 1 | [23 empty] | From eQ_Lib.dat in MASControl 2017
D_ResNatVentOnCZ02_Yr |  | ON_OFF | Default¦SmrDsn¦WntrDsn | 2014-10-01 | 2014-10-06 | Constant | 0 | [23 empty] | From eQ_Lib.dat in MASControl 2017
D_ResNatVentOnCZ02_Yr |  | ON_OFF | Default¦SmrDsn¦WntrDsn | 2014-10-07 | 2014-10-21 | Constant | 1 | [23 empty] | From eQ_Lib.dat in MASControl 2017
D_ResNatVentOnCZ02_Yr |  | ON_OFF | Default¦SmrDsn¦WntrDsn | 2014-10-22 | 2014-12-31 | Constant | 0 | [23 empty] | From eQ_Lib.dat in MASControl 2017
D_ResNatVentOnCZ03_Yr |  | ON_OFF | Default¦SmrDsn¦WntrDsn | 2014-01-01 | 2014-05-21 | Constant | 0 | [23 empty] | From eQ_Lib.dat in MASControl 2017
D_ResNatVentOnCZ03_Yr |  | ON_OFF | Default¦SmrDsn¦WntrDsn | 2014-05-22 | 2014-06-18 | Constant | 1 | [23 empty] | From eQ_Lib.dat in MASControl 2017
D_ResNatVentOnCZ03_Yr |  | ON_OFF | Default¦SmrDsn¦WntrDsn | 2014-06-19 | 2014-06-30 | Constant | 0 | [23 empty] | From eQ_Lib.dat in MASControl 2017
D_ResNatVentOnCZ03_Yr |  | ON_OFF | Default¦SmrDsn¦WntrDsn | 2014-07-01 | 2014-10-08 | Constant | 1 | [23 empty] | From eQ_Lib.dat in MASControl 2017
D_ResNatVentOnCZ03_Yr |  | ON_OFF | Default¦SmrDsn¦WntrDsn | 2014-10-09 | 2014-10-17 | Constant | 0 | [23 empty] | From eQ_Lib.dat in MASControl 2017
D_ResNatVentOnCZ03_Yr |  | ON_OFF | Default¦SmrDsn¦WntrDsn | 2014-10-18 | 2014-10-24 | Constant | 1 | [23 empty] | From eQ_Lib.dat in MASControl 2017
D_ResNatVentOnCZ03_Yr |  | ON_OFF | Default¦SmrDsn¦WntrDsn | 2014-10-25 | 2014-12-31 | Constant | 0 | [23 empty] | From eQ_Lib.dat in MASControl 2017
D_ResNatVentOnCZ04_Yr |  | ON_OFF | Default¦SmrDsn¦WntrDsn | 2014-01-01 | 2014-04-29 | Constant | 0 | [23 empty] | From eQ_Lib.dat in MASControl 2017
D_ResNatVentOnCZ04_Yr |  | ON_OFF | Default¦SmrDsn¦WntrDsn | 2014-04-30 | 2014-05-03 | Constant | 1 | [23 empty] | From eQ_Lib.dat in MASControl 2017
D_ResNatVentOnCZ04_Yr |  | ON_OFF | Default¦SmrDsn¦WntrDsn | 2014-05-04 | 2014-05-14 | Constant | 0 | [23 empty] | From eQ_Lib.dat in MASControl 2017
D_ResNatVentOnCZ04_Yr |  | ON_OFF | Default¦SmrDsn¦WntrDsn | 2014-05-15 | 2014-10-30 | Constant | 1 | [23 empty] | From eQ_Lib.dat in MASControl 2017
D_ResNatVentOnCZ04_Yr |  | ON_OFF | Default¦SmrDsn¦WntrDsn | 2014-10-31 | 2014-12-31 | Constant | 0 | [23 empty] | From eQ_Lib.dat in MASControl 2017
D_ResNatVentOnCZ05_Yr |  | ON_OFF | Default¦SmrDsn¦WntrDsn | 2014-01-01 | 2014-05-27 | Constant | 0 | [23 empty] | From eQ_Lib.dat in MASControl 2017
D_ResNatVentOnCZ05_Yr |  | ON_OFF | Default¦SmrDsn¦WntrDsn | 2014-05-28 | 2014-05-28 | Constant | 1 | [23 empty] | From eQ_Lib.dat in MASControl 2017
D_ResNatVentOnCZ05_Yr |  | ON_OFF | Default¦SmrDsn¦WntrDsn | 2014-05-29 | 2014-05-30 | Constant | 0 | [23 empty] | From eQ_Lib.dat in MASControl 2017
D_ResNatVentOnCZ05_Yr |  | ON_OFF | Default¦SmrDsn¦WntrDsn | 2014-05-31 | 2014-06-02 | Constant | 1 | [23 empty] | From eQ_Lib.dat in MASControl 2017
D_ResNatVentOnCZ05_Yr |  | ON_OFF | Default¦SmrDsn¦WntrDsn | 2014-06-03 | 2014-06-11 | Constant | 0 | [23 empty] | From eQ_Lib.dat in MASControl 2017
D_ResNatVentOnCZ05_Yr |  | ON_OFF | Default¦SmrDsn¦WntrDsn | 2014-06-12 | 2014-06-13 | Constant | 1 | [23 empty] | From eQ_Lib.dat in MASControl 2017
D_ResNatVentOnCZ05_Yr |  | ON_OFF | Default¦SmrDsn¦WntrDsn | 2014-06-14 | 2014-07-09 | Constant | 0 | [23 empty] | From eQ_Lib.dat in MASControl 2017
D_ResNatVentOnCZ05_Yr |  | ON_OFF | Default¦SmrDsn¦WntrDsn | 2014-07-10 | 2014-08-15 | Constant | 1 | [23 empty] | From eQ_Lib.dat in MASControl 2017
D_ResNatVentOnCZ05_Yr |  | ON_OFF | Default¦SmrDsn¦WntrDsn | 2014-08-16 | 2014-08-28 | Constant | 0 | [23 empty] | From eQ_Lib.dat in MASControl 2017
D_ResNatVentOnCZ05_Yr |  | ON_OFF | Default¦SmrDsn¦WntrDsn | 2014-08-29 | 2014-08-29 | Constant | 1 | [23 empty] | From eQ_Lib.dat in MASControl 2017
D_ResNatVentOnCZ05_Yr |  | ON_OFF | Default¦SmrDsn¦WntrDsn | 2014-08-30 | 2014-09-02 | Constant | 0 | [23 empty] | From eQ_Lib.dat in MASControl 2017
D_ResNatVentOnCZ05_Yr |  | ON_OFF | Default¦SmrDsn¦WntrDsn | 2014-09-03 | 2014-09-17 | Constant | 1 | [23 empty] | From eQ_Lib.dat in MASControl 2017
D_ResNatVentOnCZ05_Yr |  | ON_OFF | Default¦SmrDsn¦WntrDsn | 2014-09-18 | 2014-09-29 | Constant | 0 | [23 empty] | From eQ_Lib.dat in MASControl 2017
D_ResNatVentOnCZ05_Yr |  | ON_OFF | Default¦SmrDsn¦WntrDsn | 2014-09-30 | 2014-10-01 | Constant | 1 | [23 empty] | From eQ_Lib.dat in MASControl 2017
D_ResNatVentOnCZ05_Yr |  | ON_OFF | Default¦SmrDsn¦WntrDsn | 2014-10-02 | 2014-10-04 | Constant | 0 | [23 empty] | From eQ_Lib.dat in MASControl 2017
D_ResNatVentOnCZ05_Yr |  | ON_OFF | Default¦SmrDsn¦WntrDsn | 2014-10-05 | 2014-10-12 | Constant | 1 | [23 empty] | From eQ_Lib.dat in MASControl 2017
D_ResNatVentOnCZ05_Yr |  | ON_OFF | Default¦SmrDsn¦WntrDsn | 2014-10-13 | 2014-12-31 | Constant | 0 | [23 empty] | From eQ_Lib.dat in MASControl 2017
D_ResNatVentOnCZ06_Yr |  | ON_OFF | Default¦SmrDsn¦WntrDsn | 2014-01-01 | 2014-04-29 | Constant | 0 | [23 empty] | From eQ_Lib.dat in MASControl 2017
D_ResNatVentOnCZ06_Yr |  | ON_OFF | Default¦SmrDsn¦WntrDsn | 2014-04-30 | 2014-05-02 | Constant | 1 | [23 empty] | From eQ_Lib.dat in MASControl 2017
D_ResNatVentOnCZ06_Yr |  | ON_OFF | Default¦SmrDsn¦WntrDsn | 2014-05-03 | 2014-05-06 | Constant | 0 | [23 empty] | From eQ_Lib.dat in MASControl 2017
D_ResNatVentOnCZ06_Yr |  | ON_OFF | Default¦SmrDsn¦WntrDsn | 2014-05-07 | 2014-11-06 | Constant | 1 | [23 empty] | From eQ_Lib.dat in MASControl 2017
D_ResNatVentOnCZ06_Yr |  | ON_OFF | Default¦SmrDsn¦WntrDsn | 2014-11-07 | 2014-11-15 | Constant | 0 | [23 empty] | From eQ_Lib.dat in MASControl 2017
D_ResNatVentOnCZ06_Yr |  | ON_OFF | Default¦SmrDsn¦WntrDsn | 2014-11-16 | 2014-11-19 | Constant | 1 | [23 empty] | From eQ_Lib.dat in MASControl 2017
D_ResNatVentOnCZ06_Yr |  | ON_OFF | Default¦SmrDsn¦WntrDsn | 2014-11-20 | 2014-12-31 | Constant | 0 | [23 empty] | From eQ_Lib.dat in MASControl 2017
D_ResNatVentOnCZ07_Yr |  | ON_OFF | Default¦SmrDsn¦WntrDsn | 2014-01-01 | 2014-02-16 | Constant | 0 | [23 empty] | From eQ_Lib.dat in MASControl 2017
D_ResNatVentOnCZ07_Yr |  | ON_OFF | Default¦SmrDsn¦WntrDsn | 2014-02-17 | 2014-02-20 | Constant | 1 | [23 empty] | From eQ_Lib.dat in MASControl 2017
D_ResNatVentOnCZ07_Yr |  | ON_OFF | Default¦SmrDsn¦WntrDsn | 2014-02-21 | 2014-04-24 | Constant | 0 | [23 empty] | From eQ_Lib.dat in MASControl 2017
D_ResNatVentOnCZ07_Yr |  | ON_OFF | Default¦SmrDsn¦WntrDsn | 2014-04-25 | 2014-05-02 | Constant | 1 | [23 empty] | From eQ_Lib.dat in MASControl 2017
D_ResNatVentOnCZ07_Yr |  | ON_OFF | Default¦SmrDsn¦WntrDsn | 2014-05-03 | 2014-05-12 | Constant | 0 | [23 empty] | From eQ_Lib.dat in MASControl 2017
D_ResNatVentOnCZ07_Yr |  | ON_OFF | Default¦SmrDsn¦WntrDsn | 2014-05-13 | 2014-11-23 | Constant | 1 | [23 empty] | From eQ_Lib.dat in MASControl 2017
D_ResNatVentOnCZ07_Yr |  | ON_OFF | Default¦SmrDsn¦WntrDsn | 2014-11-24 | 2014-12-17 | Constant | 0 | [23 empty] | From eQ_Lib.dat in MASControl 2017
D_ResNatVentOnCZ07_Yr |  | ON_OFF | Default¦SmrDsn¦WntrDsn | 2014-12-18 | 2014-12-18 | Constant | 1 | [23 empty] | From eQ_Lib.dat in MASControl 2017
D_ResNatVentOnCZ07_Yr |  | ON_OFF | Default¦SmrDsn¦WntrDsn | 2014-12-19 | 2014-12-19 | Constant | 0 | [23 empty] | From eQ_Lib.dat in MASControl 2017
D_ResNatVentOnCZ07_Yr |  | ON_OFF | Default¦SmrDsn¦WntrDsn | 2014-12-20 | 2014-12-25 | Constant | 1 | [23 empty] | From eQ_Lib.dat in MASControl 2017
D_ResNatVentOnCZ07_Yr |  | ON_OFF | Default¦SmrDsn¦WntrDsn | 2014-12-26 | 2014-12-31 | Constant | 0 | [23 empty] | From eQ_Lib.dat in MASControl 2017
D_ResNatVentOnCZ08_Yr |  | ON_OFF | Default¦SmrDsn¦WntrDsn | 2014-01-01 | 2014-03-17 | Constant | 0 | [23 empty] | From eQ_Lib.dat in MASControl 2017
D_ResNatVentOnCZ08_Yr |  | ON_OFF | Default¦SmrDsn¦WntrDsn | 2014-03-18 | 2014-03-27 | Constant | 1 | [23 empty] | From eQ_Lib.dat in MASControl 2017
D_ResNatVentOnCZ08_Yr |  | ON_OFF | Default¦SmrDsn¦WntrDsn | 2014-03-28 | 2014-04-19 | Constant | 0 | [23 empty] | From eQ_Lib.dat in MASControl 2017
D_ResNatVentOnCZ08_Yr |  | ON_OFF | Default¦SmrDsn¦WntrDsn | 2014-04-20 | 2014-04-21 | Constant | 1 | [23 empty] | From eQ_Lib.dat in MASControl 2017
D_ResNatVentOnCZ08_Yr |  | ON_OFF | Default¦SmrDsn¦WntrDsn | 2014-04-22 | 2014-04-23 | Constant | 0 | [23 empty] | From eQ_Lib.dat in MASControl 2017
D_ResNatVentOnCZ08_Yr |  | ON_OFF | Default¦SmrDsn¦WntrDsn | 2014-04-24 | 2014-11-10 | Constant | 1 | [23 empty] | From eQ_Lib.dat in MASControl 2017
D_ResNatVentOnCZ08_Yr |  | ON_OFF | Default¦SmrDsn¦WntrDsn | 2014-11-11 | 2014-11-14 | Constant | 0 | [23 empty] | From eQ_Lib.dat in MASControl 2017
D_ResNatVentOnCZ08_Yr |  | ON_OFF | Default¦SmrDsn¦WntrDsn | 2014-11-15 | 2014-11-21 | Constant | 1 | [23 empty] | From eQ_Lib.dat in MASControl 2017
D_ResNatVentOnCZ08_Yr |  | ON_OFF | Default¦SmrDsn¦WntrDsn | 2014-11-22 | 2014-12-17 | Constant | 0 | [23 empty] | From eQ_Lib.dat in MASControl 2017
D_ResNatVentOnCZ08_Yr |  | ON_OFF | Default¦SmrDsn¦WntrDsn | 2014-12-18 | 2014-12-23 | Constant | 1 | [23 empty] | From eQ_Lib.dat in MASControl 2017
D_ResNatVentOnCZ08_Yr |  | ON_OFF | Default¦SmrDsn¦WntrDsn | 2014-12-24 | 2014-12-31 | Constant | 0 | [23 empty] | From eQ_Lib.dat in MASControl 2017
D_ResNatVentOnCZ09_Yr |  | ON_OFF | Default¦SmrDsn¦WntrDsn | 2014-01-01 | 2014-03-16 | Constant | 0 | [23 empty] | From eQ_Lib.dat in MASControl 2017
D_ResNatVentOnCZ09_Yr |  | ON_OFF | Default¦SmrDsn¦WntrDsn | 2014-03-17 | 2014-03-26 | Constant | 1 | [23 empty] | From eQ_Lib.dat in MASControl 2017
D_ResNatVentOnCZ09_Yr |  | ON_OFF | Default¦SmrDsn¦WntrDsn | 2014-03-27 | 2014-04-23 | Constant | 0 | [23 empty] | From eQ_Lib.dat in MASControl 2017
D_ResNatVentOnCZ09_Yr |  | ON_OFF | Default¦SmrDsn¦WntrDsn | 2014-04-24 | 2014-05-07 | Constant | 1 | [23 empty] | From eQ_Lib.dat in MASControl 2017
D_ResNatVentOnCZ09_Yr |  | ON_OFF | Default¦SmrDsn¦WntrDsn | 2014-05-08 | 2014-05-11 | Constant | 0 | [23 empty] | From eQ_Lib.dat in MASControl 2017
D_ResNatVentOnCZ09_Yr |  | ON_OFF | Default¦SmrDsn¦WntrDsn | 2014-05-12 | 2014-11-06 | Constant | 1 | [23 empty] | From eQ_Lib.dat in MASControl 2017
D_ResNatVentOnCZ09_Yr |  | ON_OFF | Default¦SmrDsn¦WntrDsn | 2014-11-07 | 2014-11-16 | Constant | 0 | [23 empty] | From eQ_Lib.dat in MASControl 2017
D_ResNatVentOnCZ09_Yr |  | ON_OFF | Default¦SmrDsn¦WntrDsn | 2014-11-17 | 2014-11-22 | Constant | 1 | [23 empty] | From eQ_Lib.dat in MASControl 2017
D_ResNatVentOnCZ09_Yr |  | ON_OFF | Default¦SmrDsn¦WntrDsn | 2014-11-23 | 2014-12-16 | Constant | 0 | [23 empty] | From eQ_Lib.dat in MASControl 2017
D_ResNatVentOnCZ09_Yr |  | ON_OFF | Default¦SmrDsn¦WntrDsn | 2014-12-17 | 2014-12-22 | Constant | 1 | [23 empty] | From eQ_Lib.dat in MASControl 2017
D_ResNatVentOnCZ09_Yr |  | ON_OFF | Default¦SmrDsn¦WntrDsn | 2014-12-23 | 2014-12-31 | Constant | 0 | [23 empty] | From eQ_Lib.dat in MASControl 2017
D_ResNatVentOnCZ10_Yr |  | ON_OFF | Default¦SmrDsn¦WntrDsn | 2014-01-01 | 2014-03-17 | Constant | 0 | [23 empty] | From eQ_Lib.dat in MASControl 2017
D_ResNatVentOnCZ10_Yr |  | ON_OFF | Default¦SmrDsn¦WntrDsn | 2014-03-18 | 2014-03-25 | Constant | 1 | [23 empty] | From eQ_Lib.dat in MASControl 2017
D_ResNatVentOnCZ10_Yr |  | ON_OFF | Default¦SmrDsn¦WntrDsn | 2014-03-26 | 2014-04-24 | Constant | 0 | [23 empty] | From eQ_Lib.dat in MASControl 2017
D_ResNatVentOnCZ10_Yr |  | ON_OFF | Default¦SmrDsn¦WntrDsn | 2014-04-25 | 2014-05-07 | Constant | 1 | [23 empty] | From eQ_Lib.dat in MASControl 2017
D_ResNatVentOnCZ10_Yr |  | ON_OFF | Default¦SmrDsn¦WntrDsn | 2014-05-08 | 2014-05-12 | Constant | 0 | [23 empty] | From eQ_Lib.dat in MASControl 2017
D_ResNatVentOnCZ10_Yr |  | ON_OFF | Default¦SmrDsn¦WntrDsn | 2014-05-13 | 2014-11-06 | Constant | 1 | [23 empty] | From eQ_Lib.dat in MASControl 2017
D_ResNatVentOnCZ10_Yr |  | ON_OFF | Default¦SmrDsn¦WntrDsn | 2014-11-07 | 2014-12-16 | Constant | 0 | [23 empty] | From eQ_Lib.dat in MASControl 2017
D_ResNatVentOnCZ10_Yr |  | ON_OFF | Default¦SmrDsn¦WntrDsn | 2014-12-17 | 2014-12-22 | Constant | 1 | [23 empty] | From eQ_Lib.dat in MASControl 2017
D_ResNatVentOnCZ10_Yr |  | ON_OFF | Default¦SmrDsn¦WntrDsn | 2014-12-23 | 2014-12-31 | Constant | 0 | [23 empty] | From eQ_Lib.dat in MASControl 2017
D_ResNatVentOnCZ11_Yr |  | ON_OFF | Default¦SmrDsn¦WntrDsn | 2014-01-01 | 2014-04-27 | Constant | 0 | [23 empty] | From eQ_Lib.dat in MASControl 2017
D_ResNatVentOnCZ11_Yr |  | ON_OFF | Default¦SmrDsn¦WntrDsn | 2014-04-28 | 2014-05-04 | Constant | 1 | [23 empty] | From eQ_Lib.dat in MASControl 2017
D_ResNatVentOnCZ11_Yr |  | ON_OFF | Default¦SmrDsn¦WntrDsn | 2014-05-05 | 2014-05-14 | Constant | 0 | [23 empty] | From eQ_Lib.dat in MASControl 2017
D_ResNatVentOnCZ11_Yr |  | ON_OFF | Default¦SmrDsn¦WntrDsn | 2014-05-15 | 2014-10-29 | Constant | 1 | [23 empty] | From eQ_Lib.dat in MASControl 2017
D_ResNatVentOnCZ11_Yr |  | ON_OFF | Default¦SmrDsn¦WntrDsn | 2014-10-30 | 2014-12-31 | Constant | 0 | [23 empty] | From eQ_Lib.dat in MASControl 2017
D_ResNatVentOnCZ12_Yr |  | ON_OFF | Default¦SmrDsn¦WntrDsn | 2014-01-01 | 2014-04-27 | Constant | 0 | [23 empty] | From eQ_Lib.dat in MASControl 2017
D_ResNatVentOnCZ12_Yr |  | ON_OFF | Default¦SmrDsn¦WntrDsn | 2014-04-28 | 2014-05-04 | Constant | 1 | [23 empty] | From eQ_Lib.dat in MASControl 2017
D_ResNatVentOnCZ12_Yr |  | ON_OFF | Default¦SmrDsn¦WntrDsn | 2014-05-05 | 2014-05-14 | Constant | 0 | [23 empty] | From eQ_Lib.dat in MASControl 2017
D_ResNatVentOnCZ12_Yr |  | ON_OFF | Default¦SmrDsn¦WntrDsn | 2014-05-15 | 2014-10-29 | Constant | 1 | [23 empty] | From eQ_Lib.dat in MASControl 2017
D_ResNatVentOnCZ12_Yr |  | ON_OFF | Default¦SmrDsn¦WntrDsn | 2014-10-30 | 2014-12-31 | Constant | 0 | [23 empty] | From eQ_Lib.dat in MASControl 2017
D_ResNatVentOnCZ13_Yr |  | ON_OFF | Default¦SmrDsn¦WntrDsn | 2014-01-01 | 2014-04-01 | Constant | 0 | [23 empty] | From eQ_Lib.dat in MASControl 2017
D_ResNatVentOnCZ13_Yr |  | ON_OFF | Default¦SmrDsn¦WntrDsn | 2014-04-02 | 2014-04-02 | Constant | 1 | [23 empty] | From eQ_Lib.dat in MASControl 2017
D_ResNatVentOnCZ13_Yr |  | ON_OFF | Default¦SmrDsn¦WntrDsn | 2014-04-03 | 2014-04-25 | Constant | 0 | [23 empty] | From eQ_Lib.dat in MASControl 2017
D_ResNatVentOnCZ13_Yr |  | ON_OFF | Default¦SmrDsn¦WntrDsn | 2014-04-26 | 2014-05-08 | Constant | 1 | [23 empty] | From eQ_Lib.dat in MASControl 2017
D_ResNatVentOnCZ13_Yr |  | ON_OFF | Default¦SmrDsn¦WntrDsn | 2014-05-09 | 2014-05-11 | Constant | 0 | [23 empty] | From eQ_Lib.dat in MASControl 2017
D_ResNatVentOnCZ13_Yr |  | ON_OFF | Default¦SmrDsn¦WntrDsn | 2014-05-12 | 2014-11-01 | Constant | 1 | [23 empty] | From eQ_Lib.dat in MASControl 2017
D_ResNatVentOnCZ13_Yr |  | ON_OFF | Default¦SmrDsn¦WntrDsn | 2014-11-02 | 2014-12-31 | Constant | 0 | [23 empty] | From eQ_Lib.dat in MASControl 2017
D_ResNatVentOnCZ14_Yr |  | ON_OFF | Default¦SmrDsn¦WntrDsn | 2014-01-01 | 2014-04-26 | Constant | 0 | [23 empty] | From eQ_Lib.dat in MASControl 2017
D_ResNatVentOnCZ14_Yr |  | ON_OFF | Default¦SmrDsn¦WntrDsn | 2014-04-27 | 2014-05-06 | Constant | 1 | [23 empty] | From eQ_Lib.dat in MASControl 2017
D_ResNatVentOnCZ14_Yr |  | ON_OFF | Default¦SmrDsn¦WntrDsn | 2014-05-07 | 2014-05-14 | Constant | 0 | [23 empty] | From eQ_Lib.dat in MASControl 2017
D_ResNatVentOnCZ14_Yr |  | ON_OFF | Default¦SmrDsn¦WntrDsn | 2014-05-15 | 2014-10-30 | Constant | 1 | [23 empty] | From eQ_Lib.dat in MASControl 2017
D_ResNatVentOnCZ14_Yr |  | ON_OFF | Default¦SmrDsn¦WntrDsn | 2014-10-31 | 2014-12-31 | Constant | 0 | [23 empty] | From eQ_Lib.dat in MASControl 2017
D_ResNatVentOnCZ15_Yr |  | ON_OFF | Default¦SmrDsn¦WntrDsn | 2014-01-01 | 2014-01-13 | Constant | 0 | [23 empty] | From eQ_Lib.dat in MASControl 2017
D_ResNatVentOnCZ15_Yr |  | ON_OFF | Default¦SmrDsn¦WntrDsn | 2014-01-14 | 2014-01-24 | Constant | 1 | [23 empty] | From eQ_Lib.dat in MASControl 2017
D_ResNatVentOnCZ15_Yr |  | ON_OFF | Default¦SmrDsn¦WntrDsn | 2014-01-25 | 2014-02-02 | Constant | 0 | [23 empty] | From eQ_Lib.dat in MASControl 2017
D_ResNatVentOnCZ15_Yr |  | ON_OFF | Default¦SmrDsn¦WntrDsn | 2014-02-03 | 2014-02-09 | Constant | 1 | [23 empty] | From eQ_Lib.dat in MASControl 2017
D_ResNatVentOnCZ15_Yr |  | ON_OFF | Default¦SmrDsn¦WntrDsn | 2014-02-10 | 2014-02-18 | Constant | 0 | [23 empty] | From eQ_Lib.dat in MASControl 2017
D_ResNatVentOnCZ15_Yr |  | ON_OFF | Default¦SmrDsn¦WntrDsn | 2014-02-19 | 2014-02-28 | Constant | 1 | [23 empty] | From eQ_Lib.dat in MASControl 2017
D_ResNatVentOnCZ15_Yr |  | ON_OFF | Default¦SmrDsn¦WntrDsn | 2014-03-01 | 2014-03-13 | Constant | 0 | [23 empty] | From eQ_Lib.dat in MASControl 2017
D_ResNatVentOnCZ15_Yr |  | ON_OFF | Default¦SmrDsn¦WntrDsn | 2014-03-14 | 2014-04-10 | Constant | 1 | [23 empty] | From eQ_Lib.dat in MASControl 2017
D_ResNatVentOnCZ15_Yr |  | ON_OFF | Default¦SmrDsn¦WntrDsn | 2014-04-11 | 2014-04-13 | Constant | 0 | [23 empty] | From eQ_Lib.dat in MASControl 2017
D_ResNatVentOnCZ15_Yr |  | ON_OFF | Default¦SmrDsn¦WntrDsn | 2014-04-14 | 2014-11-24 | Constant | 1 | [23 empty] | From eQ_Lib.dat in MASControl 2017
D_ResNatVentOnCZ15_Yr |  | ON_OFF | Default¦SmrDsn¦WntrDsn | 2014-11-25 | 2014-12-15 | Constant | 0 | [23 empty] | From eQ_Lib.dat in MASControl 2017
D_ResNatVentOnCZ15_Yr |  | ON_OFF | Default¦SmrDsn¦WntrDsn | 2014-12-16 | 2014-12-25 | Constant | 1 | [23 empty] | From eQ_Lib.dat in MASControl 2017
D_ResNatVentOnCZ15_Yr |  | ON_OFF | Default¦SmrDsn¦WntrDsn | 2014-12-26 | 2014-12-31 | Constant | 0 | [23 empty] | From eQ_Lib.dat in MASControl 2017
D_ResNatVentOnCZ16_Yr |  | ON_OFF | Default¦SmrDsn¦WntrDsn | 2014-01-01 | 2014-05-23 | Constant | 0 | [23 empty] | From eQ_Lib.dat in MASControl 2017
D_ResNatVentOnCZ16_Yr |  | ON_OFF | Default¦SmrDsn¦WntrDsn | 2014-05-24 | 2014-10-01 | Constant | 1 | [23 empty] | From eQ_Lib.dat in MASControl 2017
D_ResNatVentOnCZ16_Yr |  | ON_OFF | Default¦SmrDsn¦WntrDsn | 2014-10-02 | 2014-12-31 | Constant | 0 | [23 empty] | From eQ_Lib.dat in MASControl 2017
D_ResNatVentOpen_CZ01_Yr |  | FRACTION | Default¦SmrDsn¦WntrDsn | 2014-01-01 | 2014-09-15 | Constant | 0.5 | [23 empty] | From eQ_Lib.dat in MASControl 2017
D_ResNatVentOpen_CZ01_Yr |  | FRACTION | Default¦SmrDsn¦WntrDsn | 2014-09-16 | 2014-09-18 | Constant | 1 | [23 empty] | From eQ_Lib.dat in MASControl 2017
D_ResNatVentOpen_CZ01_Yr |  | FRACTION | Default¦SmrDsn¦WntrDsn | 2014-09-19 | 2014-12-31 | Constant | 0.5 | [23 empty] | From eQ_Lib.dat in MASControl 2017
D_ResNatVentOpen_CZ02_Yr |  | FRACTION | Default¦SmrDsn¦WntrDsn | 2014-01-01 | 2014-07-07 | Constant | 0.5 | [23 empty] | From eQ_Lib.dat in MASControl 2017
D_ResNatVentOpen_CZ02_Yr |  | FRACTION | Default¦SmrDsn¦WntrDsn | 2014-07-08 | 2014-07-10 | Constant | 1 | [23 empty] | From eQ_Lib.dat in MASControl 2017
D_ResNatVentOpen_CZ02_Yr |  | FRACTION | Default¦SmrDsn¦WntrDsn | 2014-07-11 | 2014-12-31 | Constant | 0.5 | [23 empty] | From eQ_Lib.dat in MASControl 2017
D_ResNatVentOpen_CZ03_Yr |  | FRACTION | Default¦SmrDsn¦WntrDsn | 2014-01-01 | 2014-07-07 | Constant | 0.5 | [23 empty] | From eQ_Lib.dat in MASControl 2017
D_ResNatVentOpen_CZ03_Yr |  | FRACTION | Default¦SmrDsn¦WntrDsn | 2014-07-08 | 2014-07-10 | Constant | 1 | [23 empty] | From eQ_Lib.dat in MASControl 2017
D_ResNatVentOpen_CZ03_Yr |  | FRACTION | Default¦SmrDsn¦WntrDsn | 2014-07-11 | 2014-12-31 | Constant | 0.5 | [23 empty] | From eQ_Lib.dat in MASControl 2017
D_ResNatVentOpen_CZ04_Yr |  | FRACTION | Default¦SmrDsn¦WntrDsn | 2014-01-01 | 2014-08-31 | Constant | 0.5 | [23 empty] | From eQ_Lib.dat in MASControl 2017
D_ResNatVentOpen_CZ04_Yr |  | FRACTION | Default¦SmrDsn¦WntrDsn | 2014-09-01 | 2014-09-03 | Constant | 1 | [23 empty] | From eQ_Lib.dat in MASControl 2017
D_ResNatVentOpen_CZ04_Yr |  | FRACTION | Default¦SmrDsn¦WntrDsn | 2014-09-04 | 2014-12-31 | Constant | 0.5 | [23 empty] | From eQ_Lib.dat in MASControl 2017
D_ResNatVentOpen_CZ05_Yr |  | FRACTION | Default¦SmrDsn¦WntrDsn | 2014-01-01 | 2014-09-07 | Constant | 0.5 | [23 empty] | From eQ_Lib.dat in MASControl 2017
D_ResNatVentOpen_CZ05_Yr |  | FRACTION | Default¦SmrDsn¦WntrDsn | 2014-09-08 | 2014-09-10 | Constant | 1 | [23 empty] | From eQ_Lib.dat in MASControl 2017
D_ResNatVentOpen_CZ05_Yr |  | FRACTION | Default¦SmrDsn¦WntrDsn | 2014-09-11 | 2014-12-31 | Constant | 0.5 | [23 empty] | From eQ_Lib.dat in MASControl 2017
D_ResNatVentOpen_CZ06_Yr |  | FRACTION | Default¦SmrDsn¦WntrDsn | 2014-01-01 | 2014-08-31 | Constant | 0.5 | [23 empty] | From eQ_Lib.dat in MASControl 2017
D_ResNatVentOpen_CZ06_Yr |  | FRACTION | Default¦SmrDsn¦WntrDsn | 2014-09-01 | 2014-09-03 | Constant | 1 | [23 empty] | From eQ_Lib.dat in MASControl 2017
D_ResNatVentOpen_CZ06_Yr |  | FRACTION | Default¦SmrDsn¦WntrDsn | 2014-09-04 | 2014-12-31 | Constant | 0.5 | [23 empty] | From eQ_Lib.dat in MASControl 2017
D_ResNatVentOpen_CZ07_Yr |  | FRACTION | Default¦SmrDsn¦WntrDsn | 2014-01-01 | 2014-08-31 | Constant | 0.5 | [23 empty] | From eQ_Lib.dat in MASControl 2017
D_ResNatVentOpen_CZ07_Yr |  | FRACTION | Default¦SmrDsn¦WntrDsn | 2014-09-01 | 2014-09-03 | Constant | 1 | [23 empty] | From eQ_Lib.dat in MASControl 2017
D_ResNatVentOpen_CZ07_Yr |  | FRACTION | Default¦SmrDsn¦WntrDsn | 2014-09-04 | 2014-12-31 | Constant | 0.5 | [23 empty] | From eQ_Lib.dat in MASControl 2017
D_ResNatVentOpen_CZ08_Yr |  | FRACTION | Default¦SmrDsn¦WntrDsn | 2014-01-01 | 2014-08-31 | Constant | 0.5 | [23 empty] | From eQ_Lib.dat in MASControl 2017
D_ResNatVentOpen_CZ08_Yr |  | FRACTION | Default¦SmrDsn¦WntrDsn | 2014-09-01 | 2014-09-03 | Constant | 1 | [23 empty] | From eQ_Lib.dat in MASControl 2017
D_ResNatVentOpen_CZ08_Yr |  | FRACTION | Default¦SmrDsn¦WntrDsn | 2014-09-04 | 2014-12-31 | Constant | 0.5 | [23 empty] | From eQ_Lib.dat in MASControl 2017
D_ResNatVentOpen_CZ09_Yr |  | FRACTION | Default¦SmrDsn¦WntrDsn | 2014-01-01 | 2014-08-31 | Constant | 0.5 | [23 empty] | From eQ_Lib.dat in MASControl 2017
D_ResNatVentOpen_CZ09_Yr |  | FRACTION | Default¦SmrDsn¦WntrDsn | 2014-09-01 | 2014-09-03 | Constant | 1 | [23 empty] | From eQ_Lib.dat in MASControl 2017
D_ResNatVentOpen_CZ09_Yr |  | FRACTION | Default¦SmrDsn¦WntrDsn | 2014-09-04 | 2014-12-31 | Constant | 0.5 | [23 empty] | From eQ_Lib.dat in MASControl 2017
D_ResNatVentOpen_CZ10_Yr |  | FRACTION | Default¦SmrDsn¦WntrDsn | 2014-01-01 | 2014-08-31 | Constant | 0.5 | [23 empty] | From eQ_Lib.dat in MASControl 2017
D_ResNatVentOpen_CZ10_Yr |  | FRACTION | Default¦SmrDsn¦WntrDsn | 2014-09-01 | 2014-09-03 | Constant | 1 | [23 empty] | From eQ_Lib.dat in MASControl 2017
D_ResNatVentOpen_CZ10_Yr |  | FRACTION | Default¦SmrDsn¦WntrDsn | 2014-09-04 | 2014-12-31 | Constant | 0.5 | [23 empty] | From eQ_Lib.dat in MASControl 2017
D_ResNatVentOpen_CZ11_Yr |  | FRACTION | Default¦SmrDsn¦WntrDsn | 2014-01-01 | 2014-07-07 | Constant | 0.5 | [23 empty] | From eQ_Lib.dat in MASControl 2017
D_ResNatVentOpen_CZ11_Yr |  | FRACTION | Default¦SmrDsn¦WntrDsn | 2014-07-08 | 2014-07-10 | Constant | 1 | [23 empty] | From eQ_Lib.dat in MASControl 2017
D_ResNatVentOpen_CZ11_Yr |  | FRACTION | Default¦SmrDsn¦WntrDsn | 2014-07-11 | 2014-12-31 | Constant | 0.5 | [23 empty] | From eQ_Lib.dat in MASControl 2017
D_ResNatVentOpen_CZ12_Yr |  | FRACTION | Default¦SmrDsn¦WntrDsn | 2014-01-01 | 2014-07-07 | Constant | 0.5 | [23 empty] | From eQ_Lib.dat in MASControl 2017
D_ResNatVentOpen_CZ12_Yr |  | FRACTION | Default¦SmrDsn¦WntrDsn | 2014-07-08 | 2014-07-10 | Constant | 1 | [23 empty] | From eQ_Lib.dat in MASControl 2017
D_ResNatVentOpen_CZ12_Yr |  | FRACTION | Default¦SmrDsn¦WntrDsn | 2014-07-11 | 2014-12-31 | Constant | 0.5 | [23 empty] | From eQ_Lib.dat in MASControl 2017
D_ResNatVentOpen_CZ13_Yr |  | FRACTION | Default¦SmrDsn¦WntrDsn | 2014-01-01 | 2014-07-07 | Constant | 0.5 | [23 empty] | From eQ_Lib.dat in MASControl 2017
D_ResNatVentOpen_CZ13_Yr |  | FRACTION | Default¦SmrDsn¦WntrDsn | 2014-07-08 | 2014-07-10 | Constant | 1 | [23 empty] | From eQ_Lib.dat in MASControl 2017
D_ResNatVentOpen_CZ13_Yr |  | FRACTION | Default¦SmrDsn¦WntrDsn | 2014-07-11 | 2014-12-31 | Constant | 0.5 | [23 empty] | From eQ_Lib.dat in MASControl 2017
D_ResNatVentOpen_CZ14_Yr |  | FRACTION | Default¦SmrDsn¦WntrDsn | 2014-01-01 | 2014-08-25 | Constant | 0.5 | [23 empty] | From eQ_Lib.dat in MASControl 2017
D_ResNatVentOpen_CZ14_Yr |  | FRACTION | Default¦SmrDsn¦WntrDsn | 2014-08-26 | 2014-08-28 | Constant | 1 | [23 empty] | From eQ_Lib.dat in MASControl 2017
D_ResNatVentOpen_CZ14_Yr |  | FRACTION | Default¦SmrDsn¦WntrDsn | 2014-08-29 | 2014-12-31 | Constant | 0.5 | [23 empty] | From eQ_Lib.dat in MASControl 2017
D_ResNatVentOpen_CZ15_Yr |  | FRACTION | Default¦SmrDsn¦WntrDsn | 2014-01-01 | 2014-08-24 | Constant | 0.5 | [23 empty] | From eQ_Lib.dat in MASControl 2017
D_ResNatVentOpen_CZ15_Yr |  | FRACTION | Default¦SmrDsn¦WntrDsn | 2014-08-25 | 2014-08-27 | Constant | 1 | [23 empty] | From eQ_Lib.dat in MASControl 2017
D_ResNatVentOpen_CZ15_Yr |  | FRACTION | Default¦SmrDsn¦WntrDsn | 2014-08-28 | 2014-12-31 | Constant | 0.5 | [23 empty] | From eQ_Lib.dat in MASControl 2017
D_ResNatVentOpen_CZ16_Yr |  | FRACTION | Default¦SmrDsn¦WntrDsn | 2014-01-01 | 2014-07-07 | Constant | 0.5 | [23 empty] | From eQ_Lib.dat in MASControl 2017
D_ResNatVentOpen_CZ16_Yr |  | FRACTION | Default¦SmrDsn¦WntrDsn | 2014-07-08 | 2014-07-10 | Constant | 1 | [23 empty] | From eQ_Lib.dat in MASControl 2017
D_ResNatVentOpen_CZ16_Yr |  | FRACTION | Default¦SmrDsn¦WntrDsn | 2014-07-11 | 2014-12-31 | Constant | 0.5 | [23 empty] | From eQ_Lib.dat in MASControl 2017
D_ResNatVentTemp_Yr |  | C | Default¦SmrDsn¦WntrDsn¦Hol | 2014-01-01 | 2014-12-31 | Constant | 21.1 | [23 empty] | From eQ_Lib.dat in MASControl 2017
D_ResWinShad_Yr |  | MULTIPLIER | Default¦SmrDsn¦WntrDsn¦Hol | 2014-01-01 | 2014-12-31 | Constant | 0 | [23 empty] | From eQ_Lib.dat in MASControl 2017
D_RFF_All_C_Inf_Yr | Infiltration | MULTIPLIER | Default¦SmrDsn¦WntrDsn¦Hol | 2014-01-01 | 2014-12-31 | Hourly | 1 | 1 | 1 | 1 | 1 | 0.5 | 0.5 | 0.5 | 0.5 | 0.5 | 0.5 | 0.5 | 0.5 | 0.5 | 0.5 | 0.5 | 0.5 | 0.5 | 0.5 | 0.5 | 0.5 | 0.5 | 0.5 | 0.5 | From eQ_Lib.dat in MASControl 2017
D_RFF_All_CTemp_Yr | Thermostat Setpoint | C | Default¦SmrDsn¦WntrDsn¦Hol | 2014-01-01 | 2014-12-31 | Hourly | 24.4 | 24.4 | 24.4 | 24.4 | 24.4 | 24.4 | 24.4 | 24.4 | 24.4 | 24.4 | 24.4 | 24.4 | 24.4 | 24.4 | 24.4 | 24.4 | 24.4 | 24.4 | 24.4 | 24.4 | 24.4 | 24.4 | 24.4 | 24.4 | From eQ_Lib.dat in MASControl 2017; Removed setback
D_RFF_All_DHW_DHW_Yr | Service Water Heating | FRACTION | Default¦Wkdy | 2014-01-01 | 2014-12-31 | Hourly | 0 | 0 | 0 | 0 | 0 | 0.05 | 0.1 | 0.2 | 0.15 | 0.1 | 0.15 | 0.65 | 1 | 0.7 | 0.4 | 0.2 | 0.25 | 0.45 | 0.7 | 0.45 | 0.3 | 0.25 | 0.2 | 0.1 | From eQ_Lib.dat in MASControl 2017
D_RFF_All_DHW_DHW_Yr | Service Water Heating | FRACTION | Wknd | 2014-01-01 | 2014-12-31 | Hourly | 0 | 0 | 0 | 0 | 0 | 0.05 | 0.1 | 0.2 | 0.25 | 0.3 | 0.6 | 0.5 | 0.6 | 0.6 | 0.4 | 0.2 | 0.2 | 0.35 | 0.6 | 0.5 | 0.35 | 0.25 | 0.2 | 0.1 | From eQ_Lib.dat in MASControl 2017
D_RFF_All_DHW_DHW_Yr | Service Water Heating | FRACTION | WntrDsn | 2014-01-01 | 2014-12-31 | Hourly | 0 | 0 | 0 | 0 | 0 | 0.05 | 0.1 | 0.2 | 0.15 | 0.1 | 0.15 | 0.65 | 1 | 0.7 | 0.4 | 0.2 | 0.25 | 0.45 | 0.7 | 0.45 | 0.3 | 0.25 | 0.2 | 0.1 | From eQ_Lib.dat in MASControl 2017
D_RFF_All_DHW_DHW_Yr | Service Water Heating | FRACTION | SmrDsn | 2014-01-01 | 2014-12-31 | Hourly | 0 | 0 | 0 | 0 | 0 | 0.05 | 0.1 | 0.2 | 0.15 | 0.1 | 0.15 | 0.65 | 1 | 0.7 | 0.4 | 0.2 | 0.25 | 0.45 | 0.7 | 0.45 | 0.3 | 0.25 | 0.2 | 0.1 | From eQ_Lib.dat in MASControl 2017
D_RFF_All_DHW_DHW_Yr | Service Water Heating | FRACTION | Hol | 2014-01-01 | 2014-12-31 | Hourly | 0 | 0 | 0 | 0 | 0 | 0.05 | 0.1 | 0.2 | 0.25 | 0.3 | 0.6 | 0.5 | 0.6 | 0.6 | 0.4 | 0.2 | 0.2 | 0.35 | 0.6 | 0.5 | 0.35 | 0.25 | 0.2 | 0.1 | From eQ_Lib.dat in MASControl 2017
D_RFF_All_Fan_Yr | Fan | ON/OFF/FLAG | Default¦SmrDsn¦WntrDsn¦Hol | 2014-01-01 | 2014-12-31 | Hourly | 0 | 0 | 0 | 0 | 0 | 1 | 1 | 1 | 1 | 1 | 1 | 1 | 1 | 1 | 1 | 1 | 1 | 1 | 1 | 1 | 1 | 1 | 1 | 1 | From eQ_Lib.dat in MASControl 2017
D_RFF_All_HTemp_Yr | Thermostat Setpoint | C | Default¦SmrDsn¦WntrDsn¦Hol | 2014-01-01 | 2014-12-31 | Hourly | 21.1 | 21.1 | 21.1 | 21.1 | 21.1 | 21.1 | 21.1 | 21.1 | 21.1 | 21.1 | 21.1 | 21.1 | 21.1 | 21.1 | 21.1 | 21.1 | 21.1 | 21.1 | 21.1 | 21.1 | 21.1 | 21.1 | 21.1 | 21.1 | From eQ_Lib.dat in MASControl 2017; Removed setback
D_RFF_All_MinOA_Yr | OutdoorAir | FRAC/DESIGN | Default¦SmrDsn¦WntrDsn¦Hol | 2014-01-01 | 2014-12-31 | Hourly | 0 | 0 | 0 | 0 | 0 | -999 | -999 | -999 | -999 | -999 | -999 | -999 | -999 | -999 | -999 | -999 | -999 | -999 | -999 | -999 | -999 | -999 | -999 | -999 | From eQ_Lib.dat in MASControl 2017
D_RFF_All_P_Inf_Yr | Infiltration | MULTIPLIER | Default¦SmrDsn¦WntrDsn¦Hol | 2014-01-01 | 2014-12-31 | Hourly | 1 | 1 | 1 | 1 | 1 | 0.5 | 0.5 | 0.5 | 0.5 | 0.5 | 0.5 | 0.5 | 0.5 | 0.5 | 0.5 | 0.5 | 0.5 | 0.5 | 0.5 | 0.5 | 0.5 | 0.5 | 0.5 | 0.5 | From eQ_Lib.dat in MASControl 2017
D_RFF_Din_LitCFL_Yr | Lighting | FRACTION | Default¦Wkdy | 2014-01-01 | 2014-12-31 | Hourly | 0.14 | 0.14 | 0.14 | 0.14 | 0.14 | 0.2482 | 0.3563 | 0.3924 | 0.3924 | 0.3924 | 0.6447 | 0.8125 | 0.8125 | 0.8125 | 0.8125 | 0.8125 | 0.8125 | 0.8125 | 0.8125 | 0.8125 | 0.8125 | 0.8125 | 0.6 | 0.6 | From eQ_Lib.dat in MASControl 2017
D_RFF_Din_LitCFL_Yr | Lighting | FRACTION | Wknd | 2014-01-01 | 2014-12-31 | Hourly | 0.14 | 0.14 | 0.14 | 0.14 | 0.14 | 0.265 | 0.37 | 0.405 | 0.405 | 0.405 | 0.65 | 0.8125 | 0.8125 | 0.8125 | 0.8125 | 0.8125 | 0.8125 | 0.8125 | 0.8125 | 0.8125 | 0.8125 | 0.8125 | 0.6 | 0.6 | From eQ_Lib.dat in MASControl 2017
D_RFF_Din_LitCFL_Yr | Lighting | FRACTION | WntrDsn | 2014-01-01 | 2014-12-31 | Constant | 0 | [23 empty] | From eQ_Lib.dat in MASControl 2017
D_RFF_Din_LitCFL_Yr | Lighting | FRACTION | SmrDsn | 2014-01-01 | 2014-12-31 | Constant | 1 | [23 empty] | From eQ_Lib.dat in MASControl 2017
D_RFF_Din_LitCFL_Yr | Lighting | FRACTION | Hol | 2014-01-01 | 2014-12-31 | Hourly | 0.14 | 0.14 | 0.14 | 0.14 | 0.14 | 0.265 | 0.37 | 0.405 | 0.405 | 0.405 | 0.65 | 0.8125 | 0.8125 | 0.8125 | 0.8125 | 0.8125 | 0.8125 | 0.8125 | 0.8125 | 0.8125 | 0.8125 | 0.8125 | 0.6 | 0.6 | From eQ_Lib.dat in MASControl 2017
D_RFF_Din_LitEx_Yr | Lighting | FRACTION | SmrDsn | 2014-01-01 | 2014-12-31 | Constant | 1 | [23 empty] | From eQ_Lib.dat in MASControl 2017
D_RFF_Din_LitEx_Yr | Lighting | FRACTION | WntrDsn | 2014-01-01 | 2014-12-31 | Constant | 0 | [23 empty] | From eQ_Lib.dat in MASControl 2017
D_RFF_Din_LitEx_Yr | Lighting | FRACTION | Default¦Hol | 2014-01-01 | 2014-12-31 | Constant | 1 | [23 empty] | From eQ_Lib.dat in MASControl 2017
D_RFF_Din_LitLF_Yr | Lighting | FRACTION | Default¦Wkdy | 2014-01-01 | 2014-12-31 | Hourly | 0.14 | 0.14 | 0.14 | 0.14 | 0.14 | 0.2482 | 0.3563 | 0.3924 | 0.3924 | 0.3924 | 0.6447 | 0.8125 | 0.8125 | 0.8125 | 0.8125 | 0.8125 | 0.8125 | 0.8125 | 0.8125 | 0.8125 | 0.8125 | 0.8125 | 0.6 | 0.6 | From eQ_Lib.dat in MASControl 2017
D_RFF_Din_LitLF_Yr | Lighting | FRACTION | Wknd | 2014-01-01 | 2014-12-31 | Hourly | 0.14 | 0.14 | 0.14 | 0.14 | 0.14 | 0.265 | 0.37 | 0.405 | 0.405 | 0.405 | 0.65 | 0.8125 | 0.8125 | 0.8125 | 0.8125 | 0.8125 | 0.8125 | 0.8125 | 0.8125 | 0.8125 | 0.8125 | 0.8125 | 0.6 | 0.6 | From eQ_Lib.dat in MASControl 2017
D_RFF_Din_LitLF_Yr | Lighting | FRACTION | WntrDsn | 2014-01-01 | 2014-12-31 | Constant | 0 | [23 empty] | From eQ_Lib.dat in MASControl 2017
D_RFF_Din_LitLF_Yr | Lighting | FRACTION | SmrDsn | 2014-01-01 | 2014-12-31 | Constant | 1 | [23 empty] | From eQ_Lib.dat in MASControl 2017
D_RFF_Din_LitLF_Yr | Lighting | FRACTION | Hol | 2014-01-01 | 2014-12-31 | Hourly | 0.14 | 0.14 | 0.14 | 0.14 | 0.14 | 0.265 | 0.37 | 0.405 | 0.405 | 0.405 | 0.65 | 0.8125 | 0.8125 | 0.8125 | 0.8125 | 0.8125 | 0.8125 | 0.8125 | 0.8125 | 0.8125 | 0.8125 | 0.8125 | 0.6 | 0.6 | From eQ_Lib.dat in MASControl 2017
D_RFF_Din_LitSp_Yr | Lighting | FRACTION | Default¦Wkdy | 2014-01-01 | 2014-12-31 | Hourly | 0.14 | 0.14 | 0.14 | 0.14 | 0.14 | 0.2482 | 0.3563 | 0.3924 | 0.3924 | 0.3924 | 0.6447 | 0.8125 | 0.8125 | 0.8125 | 0.8125 | 0.8125 | 0.8125 | 0.8125 | 0.8125 | 0.8125 | 0.8125 | 0.8125 | 0.6 | 0.6 | From eQ_Lib.dat in MASControl 2017
D_RFF_Din_LitSp_Yr | Lighting | FRACTION | Wknd | 2014-01-01 | 2014-12-31 | Hourly | 0.14 | 0.14 | 0.14 | 0.14 | 0.14 | 0.265 | 0.37 | 0.405 | 0.405 | 0.405 | 0.65 | 0.8125 | 0.8125 | 0.8125 | 0.8125 | 0.8125 | 0.8125 | 0.8125 | 0.8125 | 0.8125 | 0.8125 | 0.8125 | 0.6 | 0.6 | From eQ_Lib.dat in MASControl 2017
D_RFF_Din_LitSp_Yr | Lighting | FRACTION | WntrDsn | 2014-01-01 | 2014-12-31 | Constant | 0 | [23 empty] | From eQ_Lib.dat in MASControl 2017
D_RFF_Din_LitSp_Yr | Lighting | FRACTION | SmrDsn | 2014-01-01 | 2014-12-31 | Constant | 1 | [23 empty] | From eQ_Lib.dat in MASControl 2017
D_RFF_Din_LitSp_Yr | Lighting | FRACTION | Hol | 2014-01-01 | 2014-12-31 | Hourly | 0.14 | 0.14 | 0.14 | 0.14 | 0.14 | 0.265 | 0.37 | 0.405 | 0.405 | 0.405 | 0.65 | 0.8125 | 0.8125 | 0.8125 | 0.8125 | 0.8125 | 0.8125 | 0.8125 | 0.8125 | 0.8125 | 0.8125 | 0.8125 | 0.6 | 0.6 | From eQ_Lib.dat in MASControl 2017
D_RFF_Din_Misc_Yr | Equipment | FRACTION | Default¦Wkdy | 2014-01-01 | 2014-12-31 | Hourly | 0.15 | 0.15 | 0.15 | 0.15 | 0.15 | 0.3 | 0.45 | 0.5 | 0.5 | 0.5 | 0.8 | 1 | 1 | 1 | 1 | 1 | 1 | 1 | 1 | 1 | 1 | 1 | 0.95 | 0.85 | From eQ_Lib.dat in MASControl 2017
D_RFF_Din_Misc_Yr | Equipment | FRACTION | Wknd | 2014-01-01 | 2014-12-31 | Hourly | 0.15 | 0.15 | 0.15 | 0.15 | 0.15 | 0.3 | 0.45 | 0.5 | 0.5 | 0.5 | 0.8 | 1 | 1 | 1 | 1 | 1 | 1 | 1 | 1 | 1 | 1 | 1 | 0.95 | 0.65 | From eQ_Lib.dat in MASControl 2017
D_RFF_Din_Misc_Yr | Equipment | FRACTION | WntrDsn | 2014-01-01 | 2014-12-31 | Constant | 0 | [23 empty] | From eQ_Lib.dat in MASControl 2017
D_RFF_Din_Misc_Yr | Equipment | FRACTION | SmrDsn | 2014-01-01 | 2014-12-31 | Constant | 1 | [23 empty] | From eQ_Lib.dat in MASControl 2017
D_RFF_Din_Misc_Yr | Equipment | FRACTION | Hol | 2014-01-01 | 2014-12-31 | Hourly | 0.15 | 0.15 | 0.15 | 0.15 | 0.15 | 0.3 | 0.45 | 0.5 | 0.5 | 0.5 | 0.8 | 1 | 1 | 1 | 1 | 1 | 1 | 1 | 1 | 1 | 1 | 1 | 0.95 | 0.65 | From eQ_Lib.dat in MASControl 2017
D_RFF_Din_Occup_Yr | Occupancy | FRACTION | Default¦Wkdy | 2014-01-01 | 2014-12-31 | Hourly | 0 | 0 | 0 | 0 | 0 | 0.05 | 0.1 | 0.2 | 0.15 | 0.1 | 0.15 | 0.65 | 1 | 0.7 | 0.4 | 0.2 | 0.25 | 0.45 | 0.7 | 0.45 | 0.3 | 0.25 | 0.2 | 0.1 | From eQ_Lib.dat in MASControl 2017
D_RFF_Din_Occup_Yr | Occupancy | FRACTION | Wknd | 2014-01-01 | 2014-12-31 | Hourly | 0 | 0 | 0 | 0 | 0 | 0.05 | 0.1 | 0.2 | 0.25 | 0.3 | 0.6 | 0.5 | 0.6 | 0.6 | 0.4 | 0.2 | 0.2 | 0.35 | 0.6 | 0.5 | 0.35 | 0.25 | 0.2 | 0.1 | From eQ_Lib.dat in MASControl 2017
D_RFF_Din_Occup_Yr | Occupancy | FRACTION | WntrDsn | 2014-01-01 | 2014-12-31 | Constant | 0 | [23 empty] | From eQ_Lib.dat in MASControl 2017
D_RFF_Din_Occup_Yr | Occupancy | FRACTION | SmrDsn | 2014-01-01 | 2014-12-31 | Constant | 1 | [23 empty] | From eQ_Lib.dat in MASControl 2017
D_RFF_Din_Occup_Yr | Occupancy | FRACTION | Hol | 2014-01-01 | 2014-12-31 | Hourly | 0 | 0 | 0 | 0 | 0 | 0.05 | 0.1 | 0.2 | 0.25 | 0.3 | 0.6 | 0.5 | 0.6 | 0.6 | 0.4 | 0.2 | 0.2 | 0.35 | 0.6 | 0.5 | 0.35 | 0.25 | 0.2 | 0.1 | From eQ_Lib.dat in MASControl 2017
D_RFF_Ktchn_Cook_Yr | Cooking | FRACTION | SmrDsn | 2014-01-01 | 2014-12-31 | Constant | 1 | [23 empty] | From eQ_Lib.dat in MASControl 2017
D_RFF_Ktchn_Cook_Yr | Cooking | FRACTION | WntrDsn | 2014-01-01 | 2014-12-31 | Constant | 0 | [23 empty] | From eQ_Lib.dat in MASControl 2017
D_RFF_Ktchn_Cook_Yr | Cooking | FRACTION | Default¦Hol | 2014-01-01 | 2014-12-31 | Hourly | 0 | 0 | 0 | 0.296 | 0.444 | 0.473 | 0.385 | 0.296 | 0.296 | 0.296 | 0.296 | 0.296 | 0.296 | 0.296 | 0.296 | 0.296 | 0.296 | 0.49 | 0.325 | 0.325 | 0.3 | 0.25 | 0.118 | 0 | From eQ_Lib.dat in MASControl 2017
D_RFF_Ktchn_LitCFL_Yr | Lighting | FRACTION | SmrDsn | 2014-01-01 | 2014-12-31 | Constant | 1 | [23 empty] | From eQ_Lib.dat in MASControl 2017
D_RFF_Ktchn_LitCFL_Yr | Lighting | FRACTION | WntrDsn | 2014-01-01 | 2014-12-31 | Constant | 0 | [23 empty] | From eQ_Lib.dat in MASControl 2017
D_RFF_Ktchn_LitCFL_Yr | Lighting | FRACTION | Default¦Hol | 2014-01-01 | 2014-12-31 | Hourly | 0.05 | 0.05 | 0.05 | 0.05 | 0.3 | 0.3 | 0.3395 | 0.3711 | 0.3711 | 0.3711 | 0.5921 | 0.8125 | 0.8125 | 0.8125 | 0.8125 | 0.8125 | 0.8125 | 0.8125 | 0.8125 | 0.8125 | 0.8125 | 0.8125 | 0.7 | 0.7 | From eQ_Lib.dat in MASControl 2017
D_RFF_Ktchn_LitEx_Yr | Lighting | FRACTION | SmrDsn | 2014-01-01 | 2014-12-31 | Constant | 1 | [23 empty] | From eQ_Lib.dat in MASControl 2017
D_RFF_Ktchn_LitEx_Yr | Lighting | FRACTION | WntrDsn | 2014-01-01 | 2014-12-31 | Constant | 0 | [23 empty] | From eQ_Lib.dat in MASControl 2017
D_RFF_Ktchn_LitEx_Yr | Lighting | FRACTION | Default¦Hol | 2014-01-01 | 2014-12-31 | Constant | 1 | [23 empty] | From eQ_Lib.dat in MASControl 2017
D_RFF_Ktchn_LitLF_Yr | Lighting | FRACTION | SmrDsn | 2014-01-01 | 2014-12-31 | Constant | 1 | [23 empty] | From eQ_Lib.dat in MASControl 2017
D_RFF_Ktchn_LitLF_Yr | Lighting | FRACTION | WntrDsn | 2014-01-01 | 2014-12-31 | Constant | 0 | [23 empty] | From eQ_Lib.dat in MASControl 2017
D_RFF_Ktchn_LitLF_Yr | Lighting | FRACTION | Default¦Hol | 2014-01-01 | 2014-12-31 | Hourly | 0.05 | 0.05 | 0.05 | 0.05 | 0.3 | 0.3 | 0.3395 | 0.3711 | 0.3711 | 0.3711 | 0.5921 | 0.8125 | 0.8125 | 0.8125 | 0.8125 | 0.8125 | 0.8125 | 0.8125 | 0.8125 | 0.8125 | 0.8125 | 0.8125 | 0.7 | 0.7 | From eQ_Lib.dat in MASControl 2017
D_RFF_Ktchn_LitSp_Yr | Lighting | FRACTION | SmrDsn | 2014-01-01 | 2014-12-31 | Constant | 1 | [23 empty] | From eQ_Lib.dat in MASControl 2017
D_RFF_Ktchn_LitSp_Yr | Lighting | FRACTION | WntrDsn | 2014-01-01 | 2014-12-31 | Constant | 0 | [23 empty] | From eQ_Lib.dat in MASControl 2017
D_RFF_Ktchn_LitSp_Yr | Lighting | FRACTION | Default¦Hol | 2014-01-01 | 2014-12-31 | Hourly | 0.05 | 0.05 | 0.05 | 0.05 | 0.3 | 0.3 | 0.3395 | 0.3711 | 0.3711 | 0.3711 | 0.5921 | 0.8125 | 0.8125 | 0.8125 | 0.8125 | 0.8125 | 0.8125 | 0.8125 | 0.8125 | 0.8125 | 0.8125 | 0.8125 | 0.7 | 0.7 | From eQ_Lib.dat in MASControl 2017
D_RFF_Ktchn_Misc_Yr | Equipment | FRACTION | Default¦Wkdy | 2014-01-01 | 2014-12-31 | Hourly | 0.15 | 0.15 | 0.15 | 0.15 | 0.15 | 0.3 | 0.45 | 0.5 | 0.5 | 0.5 | 0.8 | 1 | 1 | 1 | 1 | 1 | 1 | 1 | 1 | 1 | 1 | 1 | 0.95 | 0.85 | From eQ_Lib.dat in MASControl 2017
D_RFF_Ktchn_Misc_Yr | Equipment | FRACTION | Wknd | 2014-01-01 | 2014-12-31 | Hourly | 0.15 | 0.15 | 0.15 | 0.15 | 0.15 | 0.3 | 0.45 | 0.5 | 0.5 | 0.5 | 0.8 | 1 | 1 | 1 | 1 | 1 | 1 | 1 | 1 | 1 | 1 | 1 | 0.95 | 0.65 | From eQ_Lib.dat in MASControl 2017
D_RFF_Ktchn_Misc_Yr | Equipment | FRACTION | WntrDsn | 2014-01-01 | 2014-12-31 | Constant | 0 | [23 empty] | From eQ_Lib.dat in MASControl 2017
D_RFF_Ktchn_Misc_Yr | Equipment | FRACTION | SmrDsn | 2014-01-01 | 2014-12-31 | Constant | 1 | [23 empty] | From eQ_Lib.dat in MASControl 2017
D_RFF_Ktchn_Misc_Yr | Equipment | FRACTION | Hol | 2014-01-01 | 2014-12-31 | Hourly | 0.15 | 0.15 | 0.15 | 0.15 | 0.15 | 0.3 | 0.45 | 0.5 | 0.5 | 0.5 | 0.8 | 1 | 1 | 1 | 1 | 1 | 1 | 1 | 1 | 1 | 1 | 1 | 0.95 | 0.65 | From eQ_Lib.dat in MASControl 2017
D_RFF_Ktchn_Occup_Yr | Occupancy | FRACTION | Default¦Wkdy | 2014-01-01 | 2014-12-31 | Hourly | 0 | 0 | 0 | 0 | 0 | 0.05 | 0.1 | 0.2 | 0.15 | 0.1 | 0.15 | 0.65 | 1 | 0.7 | 0.4 | 0.2 | 0.25 | 0.45 | 0.7 | 0.45 | 0.3 | 0.25 | 0.2 | 0.1 | From eQ_Lib.dat in MASControl 2017
D_RFF_Ktchn_Occup_Yr | Occupancy | FRACTION | Wknd | 2014-01-01 | 2014-12-31 | Hourly | 0 | 0 | 0 | 0 | 0 | 0.05 | 0.1 | 0.2 | 0.25 | 0.3 | 0.6 | 0.5 | 0.6 | 0.6 | 0.4 | 0.2 | 0.2 | 0.35 | 0.6 | 0.5 | 0.35 | 0.25 | 0.2 | 0.1 | From eQ_Lib.dat in MASControl 2017
D_RFF_Ktchn_Occup_Yr | Occupancy | FRACTION | WntrDsn | 2014-01-01 | 2014-12-31 | Constant | 0 | [23 empty] | From eQ_Lib.dat in MASControl 2017
D_RFF_Ktchn_Occup_Yr | Occupancy | FRACTION | SmrDsn | 2014-01-01 | 2014-12-31 | Constant | 1 | [23 empty] | From eQ_Lib.dat in MASControl 2017
D_RFF_Ktchn_Occup_Yr | Occupancy | FRACTION | Hol | 2014-01-01 | 2014-12-31 | Hourly | 0 | 0 | 0 | 0 | 0 | 0.05 | 0.1 | 0.2 | 0.25 | 0.3 | 0.6 | 0.5 | 0.6 | 0.6 | 0.4 | 0.2 | 0.2 | 0.35 | 0.6 | 0.5 | 0.35 | 0.25 | 0.2 | 0.1 | From eQ_Lib.dat in MASControl 2017
D_RSD_All_C_Inf_Yr | Infiltration | MULTIPLIER | Default¦SmrDsn¦WntrDsn¦Hol | 2014-01-01 | 2014-12-31 | Hourly | 1 | 1 | 1 | 1 | 1 | 1 | 1 | 1 | 1 | 0.5 | 0.5 | 0.5 | 0.5 | 0.5 | 0.5 | 0.5 | 0.5 | 0.5 | 0.5 | 0.5 | 0.5 | 0.5 | 0.5 | 1 | From eQ_Lib.dat in MASControl 2017
D_RSD_All_CTemp_Yr | Thermostat Setpoint | C | Default¦SmrDsn¦WntrDsn¦Hol | 2014-01-01 | 2014-12-31 | Hourly | 24.4 | 24.4 | 24.4 | 24.4 | 24.4 | 24.4 | 24.4 | 24.4 | 24.4 | 24.4 | 24.4 | 24.4 | 24.4 | 24.4 | 24.4 | 24.4 | 24.4 | 24.4 | 24.4 | 24.4 | 24.4 | 24.4 | 24.4 | 24.4 | From eQ_Lib.dat in MASControl 2017; Removed setback
D_RSD_All_DHW_DHW_Yr | Service Water Heating | FRACTION | Default¦Wkdy | 2014-01-01 | 2014-12-31 | Hourly | 0 | 0 | 0 | 0 | 0 | 0 | 0 | 0 | 0.1 | 0.2 | 0.2 | 0.34 | 0.87 | 0.59 | 0.34 | 0.34 | 0.34 | 0.58 | 0.75 | 0.58 | 0.34 | 0.254 | 0.1 | 0.1 | From eQ_Lib.dat in MASControl 2017
D_RSD_All_DHW_DHW_Yr | Service Water Heating | FRACTION | Wknd | 2014-01-01 | 2014-12-31 | Hourly | 0 | 0 | 0 | 0 | 0 | 0 | 0 | 0 | 0.15 | 0.25 | 0.25 | 0.34 | 0.8 | 0.8 | 0.4 | 0.4 | 0.34 | 0.8 | 0.95 | 0.85 | 0.45 | 0.35 | 0.25 | 0.1 | From eQ_Lib.dat in MASControl 2017
D_RSD_All_DHW_DHW_Yr | Service Water Heating | FRACTION | WntrDsn | 2014-01-01 | 2014-12-31 | Hourly | 0 | 0 | 0 | 0 | 0 | 0 | 0 | 0 | 0.1 | 0.2 | 0.2 | 0.34 | 0.87 | 0.59 | 0.34 | 0.34 | 0.34 | 0.58 | 0.75 | 0.58 | 0.34 | 0.254 | 0.1 | 0.1 | From eQ_Lib.dat in MASControl 2017
D_RSD_All_DHW_DHW_Yr | Service Water Heating | FRACTION | SmrDsn | 2014-01-01 | 2014-12-31 | Hourly | 0 | 0 | 0 | 0 | 0 | 0 | 0 | 0 | 0.1 | 0.2 | 0.2 | 0.34 | 0.87 | 0.59 | 0.34 | 0.34 | 0.34 | 0.58 | 0.75 | 0.58 | 0.34 | 0.254 | 0.1 | 0.1 | From eQ_Lib.dat in MASControl 2017
D_RSD_All_DHW_DHW_Yr | Service Water Heating | FRACTION | Hol | 2014-01-01 | 2014-12-31 | Hourly | 0 | 0 | 0 | 0 | 0 | 0 | 0 | 0 | 0.15 | 0.25 | 0.25 | 0.34 | 0.8 | 0.8 | 0.4 | 0.4 | 0.34 | 0.8 | 0.95 | 0.85 | 0.45 | 0.35 | 0.25 | 0.1 | From eQ_Lib.dat in MASControl 2017
D_RSD_All_Fan_Yr | Fan | ON/OFF/FLAG | Default¦SmrDsn¦WntrDsn¦Hol | 2014-01-01 | 2014-12-31 | Hourly | 0 | 0 | 0 | 0 | 0 | 0 | 0 | 0 | 0 | 1 | 1 | 1 | 1 | 1 | 1 | 1 | 1 | 1 | 1 | 1 | 1 | 1 | 1 | 0 | From eQ_Lib.dat in MASControl 2017
D_RSD_All_HTemp_Yr | Thermostat Setpoint | C | Default¦SmrDsn¦WntrDsn¦Hol | 2014-01-01 | 2014-12-31 | Hourly | 21.1 | 21.1 | 21.1 | 21.1 | 21.1 | 21.1 | 21.1 | 21.1 | 21.1 | 21.1 | 21.1 | 21.1 | 21.1 | 21.1 | 21.1 | 21.1 | 21.1 | 21.1 | 21.1 | 21.1 | 21.1 | 21.1 | 21.1 | 21.1 | From eQ_Lib.dat in MASControl 2017; Removed setback
D_RSD_All_MinOA_Yr | OutdoorAir | FRAC/DESIGN | Default¦SmrDsn¦WntrDsn¦Hol | 2014-01-01 | 2014-12-31 | Hourly | 0 | 0 | 0 | 0 | 0 | 0 | 0 | 0 | 0 | -999 | -999 | -999 | -999 | -999 | -999 | -999 | -999 | -999 | -999 | -999 | -999 | -999 | -999 | 0 | From eQ_Lib.dat in MASControl 2017
D_RSD_All_P_Inf_Yr | Infiltration | MULTIPLIER | Default¦SmrDsn¦WntrDsn¦Hol | 2014-01-01 | 2014-12-31 | Hourly | 1 | 1 | 1 | 1 | 1 | 1 | 1 | 1 | 1 | 0.5 | 0.5 | 0.5 | 0.5 | 0.5 | 0.5 | 0.5 | 0.5 | 0.5 | 0.5 | 0.5 | 0.5 | 0.5 | 0.5 | 1 | From eQ_Lib.dat in MASControl 2017
D_RSD_Din_LitCFL_Yr | Lighting | FRACTION | Default¦Wkdy | 2014-01-01 | 2014-12-31 | Hourly | 0.14 | 0.14 | 0.14 | 0.14 | 0.14 | 0.14 | 0.14 | 0.4645 | 0.8 | 0.8 | 0.8 | 0.8 | 0.8 | 0.8 | 0.8 | 0.8 | 0.8 | 0.8 | 0.8 | 0.8 | 0.8 | 0.6087 | 0.4645 | 0.1761 | From eQ_Lib.dat in MASControl 2017
D_RSD_Din_LitCFL_Yr | Lighting | FRACTION | Wknd | 2014-01-01 | 2014-12-31 | Hourly | 0.14 | 0.14 | 0.14 | 0.14 | 0.14 | 0.14 | 0.14 | 0.4645 | 0.8 | 0.8 | 0.8 | 0.8 | 0.8 | 0.8 | 0.8 | 0.8 | 0.8 | 0.8 | 0.8 | 0.8 | 0.8 | 0.8 | 0.475 | 0.475 | From eQ_Lib.dat in MASControl 2017
D_RSD_Din_LitCFL_Yr | Lighting | FRACTION | WntrDsn | 2014-01-01 | 2014-12-31 | Constant | 0 | [23 empty] | From eQ_Lib.dat in MASControl 2017
D_RSD_Din_LitCFL_Yr | Lighting | FRACTION | SmrDsn | 2014-01-01 | 2014-12-31 | Constant | 1 | [23 empty] | From eQ_Lib.dat in MASControl 2017
D_RSD_Din_LitCFL_Yr | Lighting | FRACTION | Hol | 2014-01-01 | 2014-12-31 | Hourly | 0.14 | 0.14 | 0.14 | 0.14 | 0.14 | 0.14 | 0.14 | 0.4645 | 0.8 | 0.8 | 0.8 | 0.8 | 0.8 | 0.8 | 0.8 | 0.8 | 0.8 | 0.8 | 0.8 | 0.8 | 0.8 | 0.8 | 0.475 | 0.475 | From eQ_Lib.dat in MASControl 2017
D_RSD_Din_LitEx_Yr | Lighting | FRACTION | SmrDsn | 2014-01-01 | 2014-12-31 | Constant | 1 | [23 empty] | From eQ_Lib.dat in MASControl 2017
D_RSD_Din_LitEx_Yr | Lighting | FRACTION | WntrDsn | 2014-01-01 | 2014-12-31 | Constant | 0 | [23 empty] | From eQ_Lib.dat in MASControl 2017
D_RSD_Din_LitEx_Yr | Lighting | FRACTION | Default¦Hol | 2014-01-01 | 2014-12-31 | Constant | 1 | [23 empty] | From eQ_Lib.dat in MASControl 2017
D_RSD_Din_LitLF_Yr | Lighting | FRACTION | Default¦Wkdy | 2014-01-01 | 2014-12-31 | Hourly | 0.14 | 0.14 | 0.14 | 0.14 | 0.14 | 0.14 | 0.14 | 0.4645 | 0.8 | 0.8 | 0.8 | 0.8 | 0.8 | 0.8 | 0.8 | 0.8 | 0.8 | 0.8 | 0.8 | 0.8 | 0.8 | 0.6087 | 0.4645 | 0.1761 | From eQ_Lib.dat in MASControl 2017
D_RSD_Din_LitLF_Yr | Lighting | FRACTION | Wknd | 2014-01-01 | 2014-12-31 | Hourly | 0.14 | 0.14 | 0.14 | 0.14 | 0.14 | 0.14 | 0.14 | 0.4645 | 0.8 | 0.8 | 0.8 | 0.8 | 0.8 | 0.8 | 0.8 | 0.8 | 0.8 | 0.8 | 0.8 | 0.8 | 0.8 | 0.8 | 0.475 | 0.475 | From eQ_Lib.dat in MASControl 2017
D_RSD_Din_LitLF_Yr | Lighting | FRACTION | WntrDsn | 2014-01-01 | 2014-12-31 | Constant | 0 | [23 empty] | From eQ_Lib.dat in MASControl 2017
D_RSD_Din_LitLF_Yr | Lighting | FRACTION | SmrDsn | 2014-01-01 | 2014-12-31 | Constant | 1 | [23 empty] | From eQ_Lib.dat in MASControl 2017
D_RSD_Din_LitLF_Yr | Lighting | FRACTION | Hol | 2014-01-01 | 2014-12-31 | Hourly | 0.14 | 0.14 | 0.14 | 0.14 | 0.14 | 0.14 | 0.14 | 0.4645 | 0.8 | 0.8 | 0.8 | 0.8 | 0.8 | 0.8 | 0.8 | 0.8 | 0.8 | 0.8 | 0.8 | 0.8 | 0.8 | 0.8 | 0.475 | 0.475 | From eQ_Lib.dat in MASControl 2017
D_RSD_Din_LitSp_Yr | Lighting | FRACTION | Default¦Wkdy | 2014-01-01 | 2014-12-31 | Hourly | 0.14 | 0.14 | 0.14 | 0.14 | 0.14 | 0.14 | 0.14 | 0.4645 | 0.8 | 0.8 | 0.8 | 0.8 | 0.8 | 0.8 | 0.8 | 0.8 | 0.8 | 0.8 | 0.8 | 0.8 | 0.8 | 0.6087 | 0.4645 | 0.1761 | From eQ_Lib.dat in MASControl 2017
D_RSD_Din_LitSp_Yr | Lighting | FRACTION | Wknd | 2014-01-01 | 2014-12-31 | Hourly | 0.14 | 0.14 | 0.14 | 0.14 | 0.14 | 0.14 | 0.14 | 0.4645 | 0.8 | 0.8 | 0.8 | 0.8 | 0.8 | 0.8 | 0.8 | 0.8 | 0.8 | 0.8 | 0.8 | 0.8 | 0.8 | 0.8 | 0.475 | 0.475 | From eQ_Lib.dat in MASControl 2017
D_RSD_Din_LitSp_Yr | Lighting | FRACTION | WntrDsn | 2014-01-01 | 2014-12-31 | Constant | 0 | [23 empty] | From eQ_Lib.dat in MASControl 2017
D_RSD_Din_LitSp_Yr | Lighting | FRACTION | SmrDsn | 2014-01-01 | 2014-12-31 | Constant | 1 | [23 empty] | From eQ_Lib.dat in MASControl 2017
D_RSD_Din_LitSp_Yr | Lighting | FRACTION | Hol | 2014-01-01 | 2014-12-31 | Hourly | 0.14 | 0.14 | 0.14 | 0.14 | 0.14 | 0.14 | 0.14 | 0.4645 | 0.8 | 0.8 | 0.8 | 0.8 | 0.8 | 0.8 | 0.8 | 0.8 | 0.8 | 0.8 | 0.8 | 0.8 | 0.8 | 0.8 | 0.475 | 0.475 | From eQ_Lib.dat in MASControl 2017
D_RSD_Din_Misc_Yr | Equipment | FRACTION | Default¦Wkdy | 2014-01-01 | 2014-12-31 | Hourly | 0.15 | 0.15 | 0.15 | 0.15 | 0.15 | 0.3 | 0.45 | 0.5 | 0.5 | 0.5 | 0.8 | 1 | 1 | 1 | 1 | 1 | 1 | 1 | 1 | 1 | 1 | 1 | 0.95 | 0.85 | From eQ_Lib.dat in MASControl 2017
D_RSD_Din_Misc_Yr | Equipment | FRACTION | Wknd | 2014-01-01 | 2014-12-31 | Hourly | 0.15 | 0.15 | 0.15 | 0.15 | 0.15 | 0.3 | 0.45 | 0.5 | 0.5 | 0.5 | 0.8 | 1 | 1 | 1 | 1 | 1 | 1 | 1 | 1 | 1 | 1 | 1 | 0.95 | 0.65 | From eQ_Lib.dat in MASControl 2017
D_RSD_Din_Misc_Yr | Equipment | FRACTION | WntrDsn | 2014-01-01 | 2014-12-31 | Constant | 0 | [23 empty] | From eQ_Lib.dat in MASControl 2017
D_RSD_Din_Misc_Yr | Equipment | FRACTION | SmrDsn | 2014-01-01 | 2014-12-31 | Constant | 1 | [23 empty] | From eQ_Lib.dat in MASControl 2017
D_RSD_Din_Misc_Yr | Equipment | FRACTION | Hol | 2014-01-01 | 2014-12-31 | Hourly | 0.15 | 0.15 | 0.15 | 0.15 | 0.15 | 0.3 | 0.45 | 0.5 | 0.5 | 0.5 | 0.8 | 1 | 1 | 1 | 1 | 1 | 1 | 1 | 1 | 1 | 1 | 1 | 0.95 | 0.65 | From eQ_Lib.dat in MASControl 2017
D_RSD_Din_Occup_Yr | Occupancy | FRACTION | Default¦Wkdy | 2014-01-01 | 2014-12-31 | Hourly | 0 | 0 | 0 | 0 | 0 | 0 | 0 | 0 | 0.1 | 0.2 | 0.2 | 0.34 | 0.87 | 0.59 | 0.34 | 0.34 | 0.34 | 0.58 | 0.75 | 0.58 | 0.34 | 0.254 | 0.1 | 0.1 | From eQ_Lib.dat in MASControl 2017
D_RSD_Din_Occup_Yr | Occupancy | FRACTION | Wknd | 2014-01-01 | 2014-12-31 | Hourly | 0 | 0 | 0 | 0 | 0 | 0 | 0 | 0 | 0.15 | 0.25 | 0.25 | 0.34 | 0.8 | 0.8 | 0.4 | 0.4 | 0.34 | 0.8 | 0.95 | 0.85 | 0.45 | 0.35 | 0.25 | 0.1 | From eQ_Lib.dat in MASControl 2017
D_RSD_Din_Occup_Yr | Occupancy | FRACTION | WntrDsn | 2014-01-01 | 2014-12-31 | Constant | 0 | [23 empty] | From eQ_Lib.dat in MASControl 2017
D_RSD_Din_Occup_Yr | Occupancy | FRACTION | SmrDsn | 2014-01-01 | 2014-12-31 | Constant | 1 | [23 empty] | From eQ_Lib.dat in MASControl 2017
D_RSD_Din_Occup_Yr | Occupancy | FRACTION | Hol | 2014-01-01 | 2014-12-31 | Hourly | 0 | 0 | 0 | 0 | 0 | 0 | 0 | 0 | 0.15 | 0.25 | 0.25 | 0.34 | 0.8 | 0.8 | 0.4 | 0.4 | 0.34 | 0.8 | 0.95 | 0.85 | 0.45 | 0.35 | 0.25 | 0.1 | From eQ_Lib.dat in MASControl 2017
D_RSD_Ktchn_Cook_Yr | Cooking | FRACTION | SmrDsn | 2014-01-01 | 2014-12-31 | Constant | 1 | [23 empty] | From eQ_Lib.dat in MASControl 2017
D_RSD_Ktchn_Cook_Yr | Cooking | FRACTION | WntrDsn | 2014-01-01 | 2014-12-31 | Constant | 0 | [23 empty] | From eQ_Lib.dat in MASControl 2017
D_RSD_Ktchn_Cook_Yr | Cooking | FRACTION | Default¦Hol | 2014-01-01 | 2014-12-31 | Hourly | 0 | 0 | 0 | 0 | 0 | 0 | 0 | 0.296 | 0.51 | 0.54 | 0.46 | 0.44 | 0.43 | 0.53 | 0.49 | 0.49 | 0.49 | 0.49 | 0.55 | 0.5 | 0.33 | 0.325 | 0.266 | 0.237 | From eQ_Lib.dat in MASControl 2017
D_RSD_Ktchn_LitCFL_Yr | Lighting | FRACTION | Default¦Wkdy | 2014-01-01 | 2014-12-31 | Hourly | 0.05 | 0.05 | 0.05 | 0.05 | 0.05 | 0.05 | 0.5 | 0.5 | 0.8 | 0.8 | 0.8 | 0.8 | 0.8 | 0.8 | 0.8 | 0.8 | 0.8 | 0.8 | 0.8 | 0.8 | 0.8 | 0.6087 | 0.5 | 0.2 | From eQ_Lib.dat in MASControl 2017
D_RSD_Ktchn_LitCFL_Yr | Lighting | FRACTION | Wknd | 2014-01-01 | 2014-12-31 | Hourly | 0.05 | 0.05 | 0.05 | 0.05 | 0.05 | 0.05 | 0.5 | 0.5 | 0.8 | 0.8 | 0.8 | 0.8 | 0.8 | 0.8 | 0.8 | 0.8 | 0.8 | 0.8 | 0.8 | 0.8 | 0.8 | 0.8 | 0.5 | 0.5 | From eQ_Lib.dat in MASControl 2017
D_RSD_Ktchn_LitCFL_Yr | Lighting | FRACTION | WntrDsn | 2014-01-01 | 2014-12-31 | Constant | 0 | [23 empty] | From eQ_Lib.dat in MASControl 2017
D_RSD_Ktchn_LitCFL_Yr | Lighting | FRACTION | SmrDsn | 2014-01-01 | 2014-12-31 | Constant | 1 | [23 empty] | From eQ_Lib.dat in MASControl 2017
D_RSD_Ktchn_LitCFL_Yr | Lighting | FRACTION | Hol | 2014-01-01 | 2014-12-31 | Hourly | 0.05 | 0.05 | 0.05 | 0.05 | 0.05 | 0.05 | 0.5 | 0.5 | 0.8 | 0.8 | 0.8 | 0.8 | 0.8 | 0.8 | 0.8 | 0.8 | 0.8 | 0.8 | 0.8 | 0.8 | 0.8 | 0.8 | 0.5 | 0.5 | From eQ_Lib.dat in MASControl 2017
D_RSD_Ktchn_LitEx_Yr | Lighting | FRACTION | SmrDsn | 2014-01-01 | 2014-12-31 | Constant | 1 | [23 empty] | From eQ_Lib.dat in MASControl 2017
D_RSD_Ktchn_LitEx_Yr | Lighting | FRACTION | WntrDsn | 2014-01-01 | 2014-12-31 | Constant | 0 | [23 empty] | From eQ_Lib.dat in MASControl 2017
D_RSD_Ktchn_LitEx_Yr | Lighting | FRACTION | Default¦Hol | 2014-01-01 | 2014-12-31 | Constant | 1 | [23 empty] | From eQ_Lib.dat in MASControl 2017
D_RSD_Ktchn_LitLF_Yr | Lighting | FRACTION | Default¦Wkdy | 2014-01-01 | 2014-12-31 | Hourly | 0.05 | 0.05 | 0.05 | 0.05 | 0.05 | 0.05 | 0.5 | 0.5 | 0.8 | 0.8 | 0.8 | 0.8 | 0.8 | 0.8 | 0.8 | 0.8 | 0.8 | 0.8 | 0.8 | 0.8 | 0.8 | 0.6087 | 0.5 | 0.2 | From eQ_Lib.dat in MASControl 2017
D_RSD_Ktchn_LitLF_Yr | Lighting | FRACTION | Wknd | 2014-01-01 | 2014-12-31 | Hourly | 0.05 | 0.05 | 0.05 | 0.05 | 0.05 | 0.05 | 0.5 | 0.5 | 0.8 | 0.8 | 0.8 | 0.8 | 0.8 | 0.8 | 0.8 | 0.8 | 0.8 | 0.8 | 0.8 | 0.8 | 0.8 | 0.8 | 0.5 | 0.5 | From eQ_Lib.dat in MASControl 2017
D_RSD_Ktchn_LitLF_Yr | Lighting | FRACTION | WntrDsn | 2014-01-01 | 2014-12-31 | Constant | 0 | [23 empty] | From eQ_Lib.dat in MASControl 2017
D_RSD_Ktchn_LitLF_Yr | Lighting | FRACTION | SmrDsn | 2014-01-01 | 2014-12-31 | Constant | 1 | [23 empty] | From eQ_Lib.dat in MASControl 2017
D_RSD_Ktchn_LitLF_Yr | Lighting | FRACTION | Hol | 2014-01-01 | 2014-12-31 | Hourly | 0.05 | 0.05 | 0.05 | 0.05 | 0.05 | 0.05 | 0.5 | 0.5 | 0.8 | 0.8 | 0.8 | 0.8 | 0.8 | 0.8 | 0.8 | 0.8 | 0.8 | 0.8 | 0.8 | 0.8 | 0.8 | 0.8 | 0.5 | 0.5 | From eQ_Lib.dat in MASControl 2017
D_RSD_Ktchn_LitSp_Yr | Lighting | FRACTION | Default¦Wkdy | 2014-01-01 | 2014-12-31 | Hourly | 0.05 | 0.05 | 0.05 | 0.05 | 0.05 | 0.05 | 0.5 | 0.5 | 0.8 | 0.8 | 0.8 | 0.8 | 0.8 | 0.8 | 0.8 | 0.8 | 0.8 | 0.8 | 0.8 | 0.8 | 0.8 | 0.6087 | 0.5 | 0.2 | From eQ_Lib.dat in MASControl 2017
D_RSD_Ktchn_LitSp_Yr | Lighting | FRACTION | Wknd | 2014-01-01 | 2014-12-31 | Hourly | 0.05 | 0.05 | 0.05 | 0.05 | 0.05 | 0.05 | 0.5 | 0.5 | 0.8 | 0.8 | 0.8 | 0.8 | 0.8 | 0.8 | 0.8 | 0.8 | 0.8 | 0.8 | 0.8 | 0.8 | 0.8 | 0.8 | 0.5 | 0.5 | From eQ_Lib.dat in MASControl 2017
D_RSD_Ktchn_LitSp_Yr | Lighting | FRACTION | WntrDsn | 2014-01-01 | 2014-12-31 | Constant | 0 | [23 empty] | From eQ_Lib.dat in MASControl 2017
D_RSD_Ktchn_LitSp_Yr | Lighting | FRACTION | SmrDsn | 2014-01-01 | 2014-12-31 | Constant | 1 | [23 empty] | From eQ_Lib.dat in MASControl 2017
D_RSD_Ktchn_LitSp_Yr | Lighting | FRACTION | Hol | 2014-01-01 | 2014-12-31 | Hourly | 0.05 | 0.05 | 0.05 | 0.05 | 0.05 | 0.05 | 0.5 | 0.5 | 0.8 | 0.8 | 0.8 | 0.8 | 0.8 | 0.8 | 0.8 | 0.8 | 0.8 | 0.8 | 0.8 | 0.8 | 0.8 | 0.8 | 0.5 | 0.5 | From eQ_Lib.dat in MASControl 2017
D_RSD_Ktchn_Misc_Yr | Equipment | FRACTION | Default¦Wkdy | 2014-01-01 | 2014-12-31 | Hourly | 0.15 | 0.15 | 0.15 | 0.15 | 0.15 | 0.3 | 0.45 | 0.5 | 0.5 | 0.5 | 0.8 | 1 | 1 | 1 | 1 | 1 | 1 | 1 | 1 | 1 | 1 | 1 | 0.95 | 0.85 | From eQ_Lib.dat in MASControl 2017
D_RSD_Ktchn_Misc_Yr | Equipment | FRACTION | Wknd | 2014-01-01 | 2014-12-31 | Hourly | 0.15 | 0.15 | 0.15 | 0.15 | 0.15 | 0.3 | 0.45 | 0.5 | 0.5 | 0.5 | 0.8 | 1 | 1 | 1 | 1 | 1 | 1 | 1 | 1 | 1 | 1 | 1 | 0.95 | 0.65 | From eQ_Lib.dat in MASControl 2017
D_RSD_Ktchn_Misc_Yr | Equipment | FRACTION | WntrDsn | 2014-01-01 | 2014-12-31 | Constant | 0 | [23 empty] | From eQ_Lib.dat in MASControl 2017
D_RSD_Ktchn_Misc_Yr | Equipment | FRACTION | SmrDsn | 2014-01-01 | 2014-12-31 | Constant | 1 | [23 empty] | From eQ_Lib.dat in MASControl 2017
D_RSD_Ktchn_Misc_Yr | Equipment | FRACTION | Hol | 2014-01-01 | 2014-12-31 | Hourly | 0.15 | 0.15 | 0.15 | 0.15 | 0.15 | 0.3 | 0.45 | 0.5 | 0.5 | 0.5 | 0.8 | 1 | 1 | 1 | 1 | 1 | 1 | 1 | 1 | 1 | 1 | 1 | 0.95 | 0.65 | From eQ_Lib.dat in MASControl 2017
D_RSD_Ktchn_Occup_Yr | Occupancy | FRACTION | Default¦Wkdy | 2014-01-01 | 2014-12-31 | Hourly | 0 | 0 | 0 | 0 | 0 | 0 | 0 | 0 | 0.1 | 0.2 | 0.2 | 0.34 | 0.87 | 0.59 | 0.34 | 0.34 | 0.34 | 0.58 | 0.75 | 0.58 | 0.34 | 0.254 | 0.1 | 0.1 | From eQ_Lib.dat in MASControl 2017
D_RSD_Ktchn_Occup_Yr | Occupancy | FRACTION | Wknd | 2014-01-01 | 2014-12-31 | Hourly | 0 | 0 | 0 | 0 | 0 | 0 | 0 | 0 | 0.15 | 0.25 | 0.25 | 0.34 | 0.8 | 0.8 | 0.4 | 0.4 | 0.34 | 0.8 | 0.95 | 0.85 | 0.45 | 0.35 | 0.25 | 0.1 | From eQ_Lib.dat in MASControl 2017
D_RSD_Ktchn_Occup_Yr | Occupancy | FRACTION | WntrDsn | 2014-01-01 | 2014-12-31 | Constant | 0 | [23 empty] | From eQ_Lib.dat in MASControl 2017
D_RSD_Ktchn_Occup_Yr | Occupancy | FRACTION | SmrDsn | 2014-01-01 | 2014-12-31 | Constant | 1 | [23 empty] | From eQ_Lib.dat in MASControl 2017
D_RSD_Ktchn_Occup_Yr | Occupancy | FRACTION | Hol | 2014-01-01 | 2014-12-31 | Hourly | 0 | 0 | 0 | 0 | 0 | 0 | 0 | 0 | 0.15 | 0.25 | 0.25 | 0.34 | 0.8 | 0.8 | 0.4 | 0.4 | 0.34 | 0.8 | 0.95 | 0.85 | 0.45 | 0.35 | 0.25 | 0.1 | From eQ_Lib.dat in MASControl 2017
D_Rt3_All_C_Inf_Yr | Infiltration | MULTIPLIER | Default¦Wkdy | 2014-01-01 | 2014-12-31 | Hourly | 1 | 1 | 1 | 1 | 1 | 1 | 1 | 1 | 0.5 | 0.5 | 0.5 | 0.5 | 0.5 | 0.5 | 0.5 | 0.5 | 0.5 | 0.5 | 0.5 | 0.5 | 0.5 | 0.5 | 1 | 1 | From eQ_Lib.dat in MASControl 2017
D_Rt3_All_C_Inf_Yr | Infiltration | MULTIPLIER | Wknd | 2014-01-01 | 2014-12-31 | Hourly | 1 | 1 | 1 | 1 | 1 | 1 | 1 | 1 | 0.5 | 0.5 | 0.5 | 0.5 | 0.5 | 0.5 | 0.5 | 0.5 | 0.5 | 0.5 | 0.5 | 0.5 | 1 | 1 | 1 | 1 | From eQ_Lib.dat in MASControl 2017
D_Rt3_All_C_Inf_Yr | Infiltration | MULTIPLIER | WntrDsn | 2014-01-01 | 2014-12-31 | Hourly | 1 | 1 | 1 | 1 | 1 | 1 | 1 | 1 | 0.5 | 0.5 | 0.5 | 0.5 | 0.5 | 0.5 | 0.5 | 0.5 | 0.5 | 0.5 | 0.5 | 0.5 | 0.5 | 0.5 | 1 | 1 | From eQ_Lib.dat in MASControl 2017
D_Rt3_All_C_Inf_Yr | Infiltration | MULTIPLIER | SmrDsn | 2014-01-01 | 2014-12-31 | Hourly | 1 | 1 | 1 | 1 | 1 | 1 | 1 | 1 | 0.5 | 0.5 | 0.5 | 0.5 | 0.5 | 0.5 | 0.5 | 0.5 | 0.5 | 0.5 | 0.5 | 0.5 | 0.5 | 0.5 | 1 | 1 | From eQ_Lib.dat in MASControl 2017
D_Rt3_All_C_Inf_Yr | Infiltration | MULTIPLIER | Hol | 2014-01-01 | 2014-12-31 | Hourly | 1 | 1 | 1 | 1 | 1 | 1 | 1 | 1 | 0.5 | 0.5 | 0.5 | 0.5 | 0.5 | 0.5 | 0.5 | 0.5 | 0.5 | 0.5 | 0.5 | 0.5 | 1 | 1 | 1 | 1 | From eQ_Lib.dat in MASControl 2017
D_Rt3_All_CTemp_Yr | Thermostat Setpoint | C | Default¦Wkdy | 2014-01-01 | 2014-12-31 | Hourly | 24.4 | 24.4 | 24.4 | 24.4 | 24.4 | 24.4 | 24.4 | 24.4 | 24.4 | 24.4 | 24.4 | 24.4 | 24.4 | 24.4 | 24.4 | 24.4 | 24.4 | 24.4 | 24.4 | 24.4 | 24.4 | 24.4 | 24.4 | 24.4 | From eQ_Lib.dat in MASControl 2017; Removed setback
D_Rt3_All_CTemp_Yr | Thermostat Setpoint | C | Wknd | 2014-01-01 | 2014-12-31 | Hourly | 24.4 | 24.4 | 24.4 | 24.4 | 24.4 | 24.4 | 24.4 | 24.4 | 24.4 | 24.4 | 24.4 | 24.4 | 24.4 | 24.4 | 24.4 | 24.4 | 24.4 | 24.4 | 24.4 | 24.4 | 24.4 | 24.4 | 24.4 | 24.4 | From eQ_Lib.dat in MASControl 2017; Removed setback
D_Rt3_All_CTemp_Yr | Thermostat Setpoint | C | WntrDsn | 2014-01-01 | 2014-12-31 | Hourly | 24.4 | 24.4 | 24.4 | 24.4 | 24.4 | 24.4 | 24.4 | 24.4 | 24.4 | 24.4 | 24.4 | 24.4 | 24.4 | 24.4 | 24.4 | 24.4 | 24.4 | 24.4 | 24.4 | 24.4 | 24.4 | 24.4 | 24.4 | 24.4 | From eQ_Lib.dat in MASControl 2017; Removed setback
D_Rt3_All_CTemp_Yr | Thermostat Setpoint | C | SmrDsn | 2014-01-01 | 2014-12-31 | Hourly | 24.4 | 24.4 | 24.4 | 24.4 | 24.4 | 24.4 | 24.4 | 24.4 | 24.4 | 24.4 | 24.4 | 24.4 | 24.4 | 24.4 | 24.4 | 24.4 | 24.4 | 24.4 | 24.4 | 24.4 | 24.4 | 24.4 | 24.4 | 24.4 | From eQ_Lib.dat in MASControl 2017; Removed setback
D_Rt3_All_CTemp_Yr | Thermostat Setpoint | C | Hol | 2014-01-01 | 2014-12-31 | Hourly | 24.4 | 24.4 | 24.4 | 24.4 | 24.4 | 24.4 | 24.4 | 24.4 | 24.4 | 24.4 | 24.4 | 24.4 | 24.4 | 24.4 | 24.4 | 24.4 | 24.4 | 24.4 | 24.4 | 24.4 | 24.4 | 24.4 | 24.4 | 24.4 | From eQ_Lib.dat in MASControl 2017; Removed setback
D_Rt3_All_DHW_DHW_Yr | Service Water Heating | FRACTION | Default¦Wkdy | 2014-01-01 | 2014-12-31 | Hourly | 0 | 0 | 0 | 0 | 0 | 0 | 0 | 0 | 0.05 | 0.3 | 0.6 | 0.6 | 0.6 | 0.6 | 0.6 | 0.6 | 0.7 | 0.8 | 0.8 | 0.8 | 0.5 | 0.2 | 0 | 0 | From eQ_Lib.dat in MASControl 2017
D_Rt3_All_DHW_DHW_Yr | Service Water Heating | FRACTION | Sat | 2014-01-01 | 2014-12-31 | Hourly | 0 | 0 | 0 | 0 | 0 | 0 | 0 | 0 | 0.05 | 0.4 | 0.7 | 0.7 | 0.7 | 0.7 | 0.9 | 0.9 | 0.9 | 0.7 | 0.5 | 0.4 | 0.1 | 0 | 0 | 0 | From eQ_Lib.dat in MASControl 2017
D_Rt3_All_DHW_DHW_Yr | Service Water Heating | FRACTION | Sun | 2014-01-01 | 2014-12-31 | Hourly | 0 | 0 | 0 | 0 | 0 | 0 | 0 | 0 | 0.1 | 0.3 | 0.4 | 0.6 | 0.9 | 1 | 1 | 1 | 0.8 | 0.4 | 0.2 | 0 | 0 | 0 | 0 | 0 | From eQ_Lib.dat in MASControl 2017
D_Rt3_All_DHW_DHW_Yr | Service Water Heating | FRACTION | WntrDsn | 2014-01-01 | 2014-12-31 | Hourly | 0 | 0 | 0 | 0 | 0 | 0 | 0 | 0 | 0.05 | 0.3 | 0.6 | 0.6 | 0.6 | 0.6 | 0.6 | 0.6 | 0.7 | 0.8 | 0.8 | 0.8 | 0.5 | 0.2 | 0 | 0 | From eQ_Lib.dat in MASControl 2017
D_Rt3_All_DHW_DHW_Yr | Service Water Heating | FRACTION | SmrDsn | 2014-01-01 | 2014-12-31 | Hourly | 0 | 0 | 0 | 0 | 0 | 0 | 0 | 0 | 0.05 | 0.3 | 0.6 | 0.6 | 0.6 | 0.6 | 0.6 | 0.6 | 0.7 | 0.8 | 0.8 | 0.8 | 0.5 | 0.2 | 0 | 0 | From eQ_Lib.dat in MASControl 2017
D_Rt3_All_DHW_DHW_Yr | Service Water Heating | FRACTION | Hol | 2014-01-01 | 2014-12-31 | Hourly | 0 | 0 | 0 | 0 | 0 | 0 | 0 | 0 | 0.1 | 0.3 | 0.4 | 0.6 | 0.9 | 1 | 1 | 1 | 0.8 | 0.4 | 0.2 | 0 | 0 | 0 | 0 | 0 | From eQ_Lib.dat in MASControl 2017
D_Rt3_All_Fan_Yr | Fan | ON/OFF/FLAG | Default¦Wkdy | 2014-01-01 | 2014-12-31 | Hourly | 0 | 0 | 0 | 0 | 0 | 0 | 0 | 0 | 1 | 1 | 1 | 1 | 1 | 1 | 1 | 1 | 1 | 1 | 1 | 1 | 1 | 1 | 0 | 0 | From eQ_Lib.dat in MASControl 2017
D_Rt3_All_Fan_Yr | Fan | ON/OFF/FLAG | Wknd | 2014-01-01 | 2014-12-31 | Hourly | 0 | 0 | 0 | 0 | 0 | 0 | 0 | 0 | 1 | 1 | 1 | 1 | 1 | 1 | 1 | 1 | 1 | 1 | 1 | 1 | 0 | 0 | 0 | 0 | From eQ_Lib.dat in MASControl 2017
D_Rt3_All_Fan_Yr | Fan | ON/OFF/FLAG | WntrDsn | 2014-01-01 | 2014-12-31 | Hourly | 0 | 0 | 0 | 0 | 0 | 0 | 0 | 0 | 1 | 1 | 1 | 1 | 1 | 1 | 1 | 1 | 1 | 1 | 1 | 1 | 1 | 1 | 0 | 0 | From eQ_Lib.dat in MASControl 2017
D_Rt3_All_Fan_Yr | Fan | ON/OFF/FLAG | SmrDsn | 2014-01-01 | 2014-12-31 | Hourly | 0 | 0 | 0 | 0 | 0 | 0 | 0 | 0 | 1 | 1 | 1 | 1 | 1 | 1 | 1 | 1 | 1 | 1 | 1 | 1 | 1 | 1 | 0 | 0 | From eQ_Lib.dat in MASControl 2017
D_Rt3_All_Fan_Yr | Fan | ON/OFF/FLAG | Hol | 2014-01-01 | 2014-12-31 | Hourly | 0 | 0 | 0 | 0 | 0 | 0 | 0 | 0 | 1 | 1 | 1 | 1 | 1 | 1 | 1 | 1 | 1 | 1 | 1 | 1 | 0 | 0 | 0 | 0 | From eQ_Lib.dat in MASControl 2017
D_Rt3_All_HTemp_Yr | Thermostat Setpoint | C | Default¦Wkdy | 2014-01-01 | 2014-12-31 | Hourly | 21.1 | 21.1 | 21.1 | 21.1 | 21.1 | 21.1 | 21.1 | 21.1 | 21.1 | 21.1 | 21.1 | 21.1 | 21.1 | 21.1 | 21.1 | 21.1 | 21.1 | 21.1 | 21.1 | 21.1 | 21.1 | 21.1 | 21.1 | 21.1 | From eQ_Lib.dat in MASControl 2017; Removed setback
D_Rt3_All_HTemp_Yr | Thermostat Setpoint | C | Wknd | 2014-01-01 | 2014-12-31 | Hourly | 21.1 | 21.1 | 21.1 | 21.1 | 21.1 | 21.1 | 21.1 | 21.1 | 21.1 | 21.1 | 21.1 | 21.1 | 21.1 | 21.1 | 21.1 | 21.1 | 21.1 | 21.1 | 21.1 | 21.1 | 21.1 | 21.1 | 21.1 | 21.1 | From eQ_Lib.dat in MASControl 2017; Removed setback
D_Rt3_All_HTemp_Yr | Thermostat Setpoint | C | WntrDsn | 2014-01-01 | 2014-12-31 | Hourly | 21.1 | 21.1 | 21.1 | 21.1 | 21.1 | 21.1 | 21.1 | 21.1 | 21.1 | 21.1 | 21.1 | 21.1 | 21.1 | 21.1 | 21.1 | 21.1 | 21.1 | 21.1 | 21.1 | 21.1 | 21.1 | 21.1 | 21.1 | 21.1 | From eQ_Lib.dat in MASControl 2017; Removed setback
D_Rt3_All_HTemp_Yr | Thermostat Setpoint | C | SmrDsn | 2014-01-01 | 2014-12-31 | Hourly | 21.1 | 21.1 | 21.1 | 21.1 | 21.1 | 21.1 | 21.1 | 21.1 | 21.1 | 21.1 | 21.1 | 21.1 | 21.1 | 21.1 | 21.1 | 21.1 | 21.1 | 21.1 | 21.1 | 21.1 | 21.1 | 21.1 | 21.1 | 21.1 | From eQ_Lib.dat in MASControl 2017; Removed setback
D_Rt3_All_HTemp_Yr | Thermostat Setpoint | C | Hol | 2014-01-01 | 2014-12-31 | Hourly | 21.1 | 21.1 | 21.1 | 21.1 | 21.1 | 21.1 | 21.1 | 21.1 | 21.1 | 21.1 | 21.1 | 21.1 | 21.1 | 21.1 | 21.1 | 21.1 | 21.1 | 21.1 | 21.1 | 21.1 | 21.1 | 21.1 | 21.1 | 21.1 | From eQ_Lib.dat in MASControl 2017; Removed setback
D_Rt3_All_MinOA_Yr | OutdoorAir | FRAC/DESIGN | Default¦Wkdy | 2014-01-01 | 2014-12-31 | Hourly | 0 | 0 | 0 | 0 | 0 | 0 | 0 | 0 | -999 | -999 | -999 | -999 | -999 | -999 | -999 | -999 | -999 | -999 | -999 | -999 | -999 | -999 | 0 | 0 | From eQ_Lib.dat in MASControl 2017
D_Rt3_All_MinOA_Yr | OutdoorAir | FRAC/DESIGN | Wknd | 2014-01-01 | 2014-12-31 | Hourly | 0 | 0 | 0 | 0 | 0 | 0 | 0 | 0 | -999 | -999 | -999 | -999 | -999 | -999 | -999 | -999 | -999 | -999 | -999 | -999 | 0 | 0 | 0 | 0 | From eQ_Lib.dat in MASControl 2017
D_Rt3_All_MinOA_Yr | OutdoorAir | FRAC/DESIGN | WntrDsn | 2014-01-01 | 2014-12-31 | Hourly | 0 | 0 | 0 | 0 | 0 | 0 | 0 | 0 | -999 | -999 | -999 | -999 | -999 | -999 | -999 | -999 | -999 | -999 | -999 | -999 | -999 | -999 | 0 | 0 | From eQ_Lib.dat in MASControl 2017
D_Rt3_All_MinOA_Yr | OutdoorAir | FRAC/DESIGN | SmrDsn | 2014-01-01 | 2014-12-31 | Hourly | 0 | 0 | 0 | 0 | 0 | 0 | 0 | 0 | -999 | -999 | -999 | -999 | -999 | -999 | -999 | -999 | -999 | -999 | -999 | -999 | -999 | -999 | 0 | 0 | From eQ_Lib.dat in MASControl 2017
D_Rt3_All_MinOA_Yr | OutdoorAir | FRAC/DESIGN | Hol | 2014-01-01 | 2014-12-31 | Hourly | 0 | 0 | 0 | 0 | 0 | 0 | 0 | 0 | -999 | -999 | -999 | -999 | -999 | -999 | -999 | -999 | -999 | -999 | -999 | -999 | 0 | 0 | 0 | 0 | From eQ_Lib.dat in MASControl 2017
D_Rt3_All_P_Inf_Yr | Infiltration | MULTIPLIER | Default¦Wkdy | 2014-01-01 | 2014-12-31 | Hourly | 1 | 1 | 1 | 1 | 1 | 1 | 1 | 1 | 0.5 | 0.5 | 0.5 | 0.5 | 0.5 | 0.5 | 0.5 | 0.5 | 0.5 | 0.5 | 0.5 | 0.5 | 0.5 | 0.5 | 1 | 1 | From eQ_Lib.dat in MASControl 2017
D_Rt3_All_P_Inf_Yr | Infiltration | MULTIPLIER | Wknd | 2014-01-01 | 2014-12-31 | Hourly | 1 | 1 | 1 | 1 | 1 | 1 | 1 | 1 | 0.5 | 0.5 | 0.5 | 0.5 | 0.5 | 0.5 | 0.5 | 0.5 | 0.5 | 0.5 | 0.5 | 0.5 | 1 | 1 | 1 | 1 | From eQ_Lib.dat in MASControl 2017
D_Rt3_All_P_Inf_Yr | Infiltration | MULTIPLIER | WntrDsn | 2014-01-01 | 2014-12-31 | Hourly | 1 | 1 | 1 | 1 | 1 | 1 | 1 | 1 | 0.5 | 0.5 | 0.5 | 0.5 | 0.5 | 0.5 | 0.5 | 0.5 | 0.5 | 0.5 | 0.5 | 0.5 | 0.5 | 0.5 | 1 | 1 | From eQ_Lib.dat in MASControl 2017
D_Rt3_All_P_Inf_Yr | Infiltration | MULTIPLIER | SmrDsn | 2014-01-01 | 2014-12-31 | Hourly | 1 | 1 | 1 | 1 | 1 | 1 | 1 | 1 | 0.5 | 0.5 | 0.5 | 0.5 | 0.5 | 0.5 | 0.5 | 0.5 | 0.5 | 0.5 | 0.5 | 0.5 | 0.5 | 0.5 | 1 | 1 | From eQ_Lib.dat in MASControl 2017
D_Rt3_All_P_Inf_Yr | Infiltration | MULTIPLIER | Hol | 2014-01-01 | 2014-12-31 | Hourly | 1 | 1 | 1 | 1 | 1 | 1 | 1 | 1 | 0.5 | 0.5 | 0.5 | 0.5 | 0.5 | 0.5 | 0.5 | 0.5 | 0.5 | 0.5 | 0.5 | 0.5 | 1 | 1 | 1 | 1 | From eQ_Lib.dat in MASControl 2017
D_Rt3_OffGen_LitCFL_Yr | Lighting | FRACTION | Default¦Wkdy | 2014-01-01 | 2014-12-31 | Hourly | 0.065 | 0.065 | 0.065 | 0.065 | 0.065 | 0.065 | 0.065 | 0.065 | 0.1997 | 0.55 | 0.55 | 0.55 | 0.55 | 0.55 | 0.55 | 0.55 | 0.55 | 0.55 | 0.55 | 0.55 | 0.3075 | 0.2536 | 0.065 | 0.065 | From eQ_Lib.dat in MASControl 2017
D_Rt3_OffGen_LitCFL_Yr | Lighting | FRACTION | Sat | 2014-01-01 | 2014-12-31 | Hourly | 0.065 | 0.065 | 0.065 | 0.065 | 0.065 | 0.065 | 0.065 | 0.065 | 0.1858 | 0.5 | 0.5 | 0.5 | 0.5 | 0.5 | 0.5 | 0.5 | 0.5 | 0.5 | 0.4275 | 0.3308 | 0.1858 | 0.065 | 0.065 | 0.065 | From eQ_Lib.dat in MASControl 2017
D_Rt3_OffGen_LitCFL_Yr | Lighting | FRACTION | Sun | 2014-01-01 | 2014-12-31 | Hourly | 0.065 | 0.065 | 0.065 | 0.065 | 0.065 | 0.065 | 0.065 | 0.065 | 0.1858 | 0.3792 | 0.5 | 0.5 | 0.5 | 0.5 | 0.5 | 0.5 | 0.5 | 0.5 | 0.3308 | 0.065 | 0.065 | 0.065 | 0.065 | 0.065 | From eQ_Lib.dat in MASControl 2017
D_Rt3_OffGen_LitCFL_Yr | Lighting | FRACTION | WntrDsn | 2014-01-01 | 2014-12-31 | Constant | 0 | [23 empty] | From eQ_Lib.dat in MASControl 2017
D_Rt3_OffGen_LitCFL_Yr | Lighting | FRACTION | SmrDsn | 2014-01-01 | 2014-12-31 | Constant | 1 | [23 empty] | From eQ_Lib.dat in MASControl 2017
D_Rt3_OffGen_LitCFL_Yr | Lighting | FRACTION | Hol | 2014-01-01 | 2014-12-31 | Hourly | 0.065 | 0.065 | 0.065 | 0.065 | 0.065 | 0.065 | 0.065 | 0.065 | 0.1858 | 0.3792 | 0.5 | 0.5 | 0.5 | 0.5 | 0.5 | 0.5 | 0.5 | 0.5 | 0.3308 | 0.065 | 0.065 | 0.065 | 0.065 | 0.065 | From eQ_Lib.dat in MASControl 2017
D_Rt3_OffGen_LitEx_Yr | Lighting | FRACTION | SmrDsn | 2014-01-01 | 2014-12-31 | Constant | 1 | [23 empty] | From eQ_Lib.dat in MASControl 2017
D_Rt3_OffGen_LitEx_Yr | Lighting | FRACTION | WntrDsn | 2014-01-01 | 2014-12-31 | Constant | 0 | [23 empty] | From eQ_Lib.dat in MASControl 2017
D_Rt3_OffGen_LitEx_Yr | Lighting | FRACTION | Default¦Hol | 2014-01-01 | 2014-12-31 | Constant | 1 | [23 empty] | From eQ_Lib.dat in MASControl 2017
D_Rt3_OffGen_LitLF_Yr | Lighting | FRACTION | Default¦Wkdy | 2014-01-01 | 2014-12-31 | Hourly | 0.05 | 0.05 | 0.05 | 0.05 | 0.05 | 0.05 | 0.05 | 0.05 | 0.1958 | 0.575 | 0.575 | 0.575 | 0.575 | 0.575 | 0.575 | 0.575 | 0.575 | 0.575 | 0.575 | 0.575 | 0.3125 | 0.2542 | 0.05 | 0.05 | From eQ_Lib.dat in MASControl 2017
D_Rt3_OffGen_LitLF_Yr | Lighting | FRACTION | Sat | 2014-01-01 | 2014-12-31 | Hourly | 0.05 | 0.05 | 0.05 | 0.05 | 0.05 | 0.05 | 0.05 | 0.05 | 0.1819 | 0.525 | 0.525 | 0.525 | 0.525 | 0.525 | 0.525 | 0.525 | 0.525 | 0.525 | 0.4458 | 0.3403 | 0.1819 | 0.05 | 0.05 | 0.05 | From eQ_Lib.dat in MASControl 2017
D_Rt3_OffGen_LitLF_Yr | Lighting | FRACTION | Sun | 2014-01-01 | 2014-12-31 | Hourly | 0.05 | 0.05 | 0.05 | 0.05 | 0.05 | 0.05 | 0.05 | 0.05 | 0.1819 | 0.3931 | 0.525 | 0.525 | 0.525 | 0.525 | 0.525 | 0.525 | 0.525 | 0.525 | 0.3403 | 0.05 | 0.05 | 0.05 | 0.05 | 0.05 | From eQ_Lib.dat in MASControl 2017
D_Rt3_OffGen_LitLF_Yr | Lighting | FRACTION | WntrDsn | 2014-01-01 | 2014-12-31 | Constant | 0 | [23 empty] | From eQ_Lib.dat in MASControl 2017
D_Rt3_OffGen_LitLF_Yr | Lighting | FRACTION | SmrDsn | 2014-01-01 | 2014-12-31 | Constant | 1 | [23 empty] | From eQ_Lib.dat in MASControl 2017
D_Rt3_OffGen_LitLF_Yr | Lighting | FRACTION | Hol | 2014-01-01 | 2014-12-31 | Hourly | 0.05 | 0.05 | 0.05 | 0.05 | 0.05 | 0.05 | 0.05 | 0.05 | 0.1819 | 0.3931 | 0.525 | 0.525 | 0.525 | 0.525 | 0.525 | 0.525 | 0.525 | 0.525 | 0.3403 | 0.05 | 0.05 | 0.05 | 0.05 | 0.05 | From eQ_Lib.dat in MASControl 2017
D_Rt3_OffGen_LitSp_Yr | Lighting | FRACTION | Default¦Wkdy | 2014-01-01 | 2014-12-31 | Hourly | 0.05 | 0.05 | 0.05 | 0.05 | 0.05 | 0.05 | 0.05 | 0.05 | 0.3 | 0.95 | 0.95 | 0.95 | 0.95 | 0.95 | 0.95 | 0.95 | 0.95 | 0.95 | 0.95 | 0.95 | 0.5 | 0.4 | 0.05 | 0.05 | From eQ_Lib.dat in MASControl 2017
D_Rt3_OffGen_LitSp_Yr | Lighting | FRACTION | Sat | 2014-01-01 | 2014-12-31 | Hourly | 0.05 | 0.05 | 0.05 | 0.05 | 0.05 | 0.05 | 0.05 | 0.05 | 0.3 | 0.95 | 0.95 | 0.95 | 0.95 | 0.95 | 0.95 | 0.95 | 0.95 | 0.95 | 0.8 | 0.6 | 0.3 | 0.05 | 0.05 | 0.05 | From eQ_Lib.dat in MASControl 2017
D_Rt3_OffGen_LitSp_Yr | Lighting | FRACTION | Sun | 2014-01-01 | 2014-12-31 | Hourly | 0.05 | 0.05 | 0.05 | 0.05 | 0.05 | 0.05 | 0.05 | 0.05 | 0.3 | 0.7 | 0.95 | 0.95 | 0.95 | 0.95 | 0.95 | 0.95 | 0.95 | 0.95 | 0.6 | 0.05 | 0.05 | 0.05 | 0.05 | 0.05 | From eQ_Lib.dat in MASControl 2017
D_Rt3_OffGen_LitSp_Yr | Lighting | FRACTION | WntrDsn | 2014-01-01 | 2014-12-31 | Constant | 0 | [23 empty] | From eQ_Lib.dat in MASControl 2017
D_Rt3_OffGen_LitSp_Yr | Lighting | FRACTION | SmrDsn | 2014-01-01 | 2014-12-31 | Constant | 1 | [23 empty] | From eQ_Lib.dat in MASControl 2017
D_Rt3_OffGen_LitSp_Yr | Lighting | FRACTION | Hol | 2014-01-01 | 2014-12-31 | Hourly | 0.05 | 0.05 | 0.05 | 0.05 | 0.05 | 0.05 | 0.05 | 0.05 | 0.3 | 0.7 | 0.95 | 0.95 | 0.95 | 0.95 | 0.95 | 0.95 | 0.95 | 0.95 | 0.6 | 0.05 | 0.05 | 0.05 | 0.05 | 0.05 | From eQ_Lib.dat in MASControl 2017
D_Rt3_OffGen_Misc_Yr | Equipment | FRACTION | Default¦Wkdy | 2014-01-01 | 2014-12-31 | Hourly | 0.4 | 0.4 | 0.4 | 0.4 | 0.4 | 0.4 | 0.4 | 0.4 | 0.7 | 0.95 | 0.95 | 0.95 | 0.95 | 0.95 | 0.95 | 0.95 | 0.95 | 0.95 | 0.8 | 0.6 | 0.5 | 0.4 | 0.4 | 0.4 | From eQ_Lib.dat in MASControl 2017; upped baseload to 0.4
D_Rt3_OffGen_Misc_Yr | Equipment | FRACTION | Sat | 2014-01-01 | 2014-12-31 | Hourly | 0.4 | 0.4 | 0.4 | 0.4 | 0.4 | 0.4 | 0.4 | 0.4 | 0.7 | 0.95 | 0.95 | 0.95 | 0.95 | 0.95 | 0.95 | 0.95 | 0.95 | 0.95 | 0.8 | 0.6 | 0.5 | 0.4 | 0.4 | 0.4 | From eQ_Lib.dat in MASControl 2017; upped baseload to 0.4
D_Rt3_OffGen_Misc_Yr | Equipment | FRACTION | Sun | 2014-01-01 | 2014-12-31 | Hourly | 0.4 | 0.4 | 0.4 | 0.4 | 0.4 | 0.4 | 0.4 | 0.4 | 0.6 | 0.7 | 0.95 | 0.95 | 0.95 | 0.95 | 0.95 | 0.95 | 0.95 | 0.95 | 0.6 | 0.4 | 0.4 | 0.4 | 0.4 | 0.4 | From eQ_Lib.dat in MASControl 2017; upped baseload to 0.4
D_Rt3_OffGen_Misc_Yr | Equipment | FRACTION | WntrDsn | 2014-01-01 | 2014-12-31 | Constant | 0 | [23 empty] | From eQ_Lib.dat in MASControl 2017; upped baseload to 0.4
D_Rt3_OffGen_Misc_Yr | Equipment | FRACTION | SmrDsn | 2014-01-01 | 2014-12-31 | Constant | 1 | [23 empty] | From eQ_Lib.dat in MASControl 2017; upped baseload to 0.4
D_Rt3_OffGen_Misc_Yr | Equipment | FRACTION | Hol | 2014-01-01 | 2014-12-31 | Hourly | 0.4 | 0.4 | 0.4 | 0.4 | 0.4 | 0.4 | 0.4 | 0.4 | 0.6 | 0.7 | 0.95 | 0.95 | 0.95 | 0.95 | 0.95 | 0.95 | 0.95 | 0.95 | 0.6 | 0.4 | 0.4 | 0.4 | 0.4 | 0.4 | From eQ_Lib.dat in MASControl 2017; upped baseload to 0.4
D_Rt3_OffGen_Occup_Yr | Occupancy | FRACTION | Default¦Wkdy | 2014-01-01 | 2014-12-31 | Hourly | 0 | 0 | 0 | 0 | 0 | 0 | 0 | 0 | 0.05 | 0.3 | 0.6 | 0.6 | 0.6 | 0.6 | 0.6 | 0.6 | 0.7 | 0.8 | 0.8 | 0.8 | 0.5 | 0.2 | 0 | 0 | From eQ_Lib.dat in MASControl 2017
D_Rt3_OffGen_Occup_Yr | Occupancy | FRACTION | Sat | 2014-01-01 | 2014-12-31 | Hourly | 0 | 0 | 0 | 0 | 0 | 0 | 0 | 0 | 0.05 | 0.4 | 0.7 | 0.7 | 0.7 | 0.7 | 0.9 | 0.9 | 0.9 | 0.7 | 0.5 | 0.4 | 0.1 | 0 | 0 | 0 | From eQ_Lib.dat in MASControl 2017
D_Rt3_OffGen_Occup_Yr | Occupancy | FRACTION | Sun | 2014-01-01 | 2014-12-31 | Hourly | 0 | 0 | 0 | 0 | 0 | 0 | 0 | 0 | 0.1 | 0.3 | 0.4 | 0.6 | 0.9 | 1 | 1 | 1 | 0.8 | 0.4 | 0.2 | 0 | 0 | 0 | 0 | 0 | From eQ_Lib.dat in MASControl 2017
D_Rt3_OffGen_Occup_Yr | Occupancy | FRACTION | WntrDsn | 2014-01-01 | 2014-12-31 | Constant | 0 | [23 empty] | From eQ_Lib.dat in MASControl 2017
D_Rt3_OffGen_Occup_Yr | Occupancy | FRACTION | SmrDsn | 2014-01-01 | 2014-12-31 | Constant | 1 | [23 empty] | From eQ_Lib.dat in MASControl 2017
D_Rt3_OffGen_Occup_Yr | Occupancy | FRACTION | Hol | 2014-01-01 | 2014-12-31 | Hourly | 0 | 0 | 0 | 0 | 0 | 0 | 0 | 0 | 0.1 | 0.3 | 0.4 | 0.6 | 0.9 | 1 | 1 | 1 | 0.8 | 0.4 | 0.2 | 0 | 0 | 0 | 0 | 0 | From eQ_Lib.dat in MASControl 2017
D_Rt3_Sales_LitCFL_Yr | Lighting | FRACTION | Default¦Wkdy | 2014-01-01 | 2014-12-31 | Hourly | 0.3 | 0.3 | 0.3 | 0.3 | 0.3 | 0.3 | 0.3 | 0.3 | 0.3972 | 0.65 | 0.65 | 0.65 | 0.65 | 0.65 | 0.65 | 0.65 | 0.65 | 0.65 | 0.65 | 0.65 | 0.475 | 0.4361 | 0.3 | 0.3 | From eQ_Lib.dat in MASControl 2017
D_Rt3_Sales_LitCFL_Yr | Lighting | FRACTION | Sat | 2014-01-01 | 2014-12-31 | Hourly | 0.3 | 0.3 | 0.3 | 0.3 | 0.3 | 0.3 | 0.3 | 0.3 | 0.3694 | 0.55 | 0.55 | 0.55 | 0.55 | 0.55 | 0.55 | 0.55 | 0.55 | 0.55 | 0.5083 | 0.4528 | 0.3694 | 0.3 | 0.3 | 0.3 | From eQ_Lib.dat in MASControl 2017
D_Rt3_Sales_LitCFL_Yr | Lighting | FRACTION | Sun | 2014-01-01 | 2014-12-31 | Hourly | 0.3 | 0.3 | 0.3 | 0.3 | 0.3 | 0.3 | 0.3 | 0.3 | 0.3694 | 0.4806 | 0.55 | 0.55 | 0.55 | 0.55 | 0.55 | 0.55 | 0.55 | 0.55 | 0.4528 | 0.3 | 0.3 | 0.3 | 0.3 | 0.3 | From eQ_Lib.dat in MASControl 2017
D_Rt3_Sales_LitCFL_Yr | Lighting | FRACTION | WntrDsn | 2014-01-01 | 2014-12-31 | Constant | 0 | [23 empty] | From eQ_Lib.dat in MASControl 2017
D_Rt3_Sales_LitCFL_Yr | Lighting | FRACTION | SmrDsn | 2014-01-01 | 2014-12-31 | Constant | 1 | [23 empty] | From eQ_Lib.dat in MASControl 2017
D_Rt3_Sales_LitCFL_Yr | Lighting | FRACTION | Hol | 2014-01-01 | 2014-12-31 | Hourly | 0.3 | 0.3 | 0.3 | 0.3 | 0.3 | 0.3 | 0.3 | 0.3 | 0.3694 | 0.4806 | 0.55 | 0.55 | 0.55 | 0.55 | 0.55 | 0.55 | 0.55 | 0.55 | 0.4528 | 0.3 | 0.3 | 0.3 | 0.3 | 0.3 | From eQ_Lib.dat in MASControl 2017
D_Rt3_Sales_LitEx_Yr | Lighting | FRACTION | SmrDsn | 2014-01-01 | 2014-12-31 | Constant | 1 | [23 empty] | From eQ_Lib.dat in MASControl 2017
D_Rt3_Sales_LitEx_Yr | Lighting | FRACTION | WntrDsn | 2014-01-01 | 2014-12-31 | Constant | 0 | [23 empty] | From eQ_Lib.dat in MASControl 2017
D_Rt3_Sales_LitEx_Yr | Lighting | FRACTION | Default¦Hol | 2014-01-01 | 2014-12-31 | Constant | 1 | [23 empty] | From eQ_Lib.dat in MASControl 2017
D_Rt3_Sales_LitLF_Yr | Lighting | FRACTION | Default¦Wkdy | 2014-01-01 | 2014-12-31 | Hourly | 0.05 | 0.05 | 0.05 | 0.05 | 0.05 | 0.05 | 0.05 | 0.05 | 0.2583 | 0.8 | 0.8 | 0.8 | 0.8 | 0.8 | 0.8 | 0.8 | 0.8 | 0.8 | 0.8 | 0.8 | 0.425 | 0.3417 | 0.05 | 0.05 | From eQ_Lib.dat in MASControl 2017
D_Rt3_Sales_LitLF_Yr | Lighting | FRACTION | Sat | 2014-01-01 | 2014-12-31 | Hourly | 0.05 | 0.05 | 0.05 | 0.05 | 0.05 | 0.05 | 0.05 | 0.05 | 0.2444 | 0.75 | 0.75 | 0.75 | 0.75 | 0.75 | 0.75 | 0.75 | 0.75 | 0.75 | 0.6333 | 0.4778 | 0.2444 | 0.05 | 0.05 | 0.05 | From eQ_Lib.dat in MASControl 2017
D_Rt3_Sales_LitLF_Yr | Lighting | FRACTION | Sun | 2014-01-01 | 2014-12-31 | Hourly | 0.05 | 0.05 | 0.05 | 0.05 | 0.05 | 0.05 | 0.05 | 0.05 | 0.2444 | 0.5556 | 0.75 | 0.75 | 0.75 | 0.75 | 0.75 | 0.75 | 0.75 | 0.75 | 0.4778 | 0.05 | 0.05 | 0.05 | 0.05 | 0.05 | From eQ_Lib.dat in MASControl 2017
D_Rt3_Sales_LitLF_Yr | Lighting | FRACTION | WntrDsn | 2014-01-01 | 2014-12-31 | Constant | 0 | [23 empty] | From eQ_Lib.dat in MASControl 2017
D_Rt3_Sales_LitLF_Yr | Lighting | FRACTION | SmrDsn | 2014-01-01 | 2014-12-31 | Constant | 1 | [23 empty] | From eQ_Lib.dat in MASControl 2017
D_Rt3_Sales_LitLF_Yr | Lighting | FRACTION | Hol | 2014-01-01 | 2014-12-31 | Hourly | 0.05 | 0.05 | 0.05 | 0.05 | 0.05 | 0.05 | 0.05 | 0.05 | 0.2444 | 0.5556 | 0.75 | 0.75 | 0.75 | 0.75 | 0.75 | 0.75 | 0.75 | 0.75 | 0.4778 | 0.05 | 0.05 | 0.05 | 0.05 | 0.05 | From eQ_Lib.dat in MASControl 2017
D_Rt3_Sales_LitSp_Yr | Lighting | FRACTION | Default¦Wkdy | 2014-01-01 | 2014-12-31 | Hourly | 0.05 | 0.05 | 0.05 | 0.05 | 0.05 | 0.05 | 0.05 | 0.05 | 0.3 | 0.95 | 0.95 | 0.95 | 0.95 | 0.95 | 0.95 | 0.95 | 0.95 | 0.95 | 0.95 | 0.95 | 0.5 | 0.4 | 0.05 | 0.05 | From eQ_Lib.dat in MASControl 2017
D_Rt3_Sales_LitSp_Yr | Lighting | FRACTION | Sat | 2014-01-01 | 2014-12-31 | Hourly | 0.05 | 0.05 | 0.05 | 0.05 | 0.05 | 0.05 | 0.05 | 0.05 | 0.3 | 0.95 | 0.95 | 0.95 | 0.95 | 0.95 | 0.95 | 0.95 | 0.95 | 0.95 | 0.8 | 0.6 | 0.3 | 0.05 | 0.05 | 0.05 | From eQ_Lib.dat in MASControl 2017
D_Rt3_Sales_LitSp_Yr | Lighting | FRACTION | Sun | 2014-01-01 | 2014-12-31 | Hourly | 0.05 | 0.05 | 0.05 | 0.05 | 0.05 | 0.05 | 0.05 | 0.05 | 0.3 | 0.7 | 0.95 | 0.95 | 0.95 | 0.95 | 0.95 | 0.95 | 0.95 | 0.95 | 0.6 | 0.05 | 0.05 | 0.05 | 0.05 | 0.05 | From eQ_Lib.dat in MASControl 2017
D_Rt3_Sales_LitSp_Yr | Lighting | FRACTION | WntrDsn | 2014-01-01 | 2014-12-31 | Constant | 0 | [23 empty] | From eQ_Lib.dat in MASControl 2017
D_Rt3_Sales_LitSp_Yr | Lighting | FRACTION | SmrDsn | 2014-01-01 | 2014-12-31 | Constant | 1 | [23 empty] | From eQ_Lib.dat in MASControl 2017
D_Rt3_Sales_LitSp_Yr | Lighting | FRACTION | Hol | 2014-01-01 | 2014-12-31 | Hourly | 0.05 | 0.05 | 0.05 | 0.05 | 0.05 | 0.05 | 0.05 | 0.05 | 0.3 | 0.7 | 0.95 | 0.95 | 0.95 | 0.95 | 0.95 | 0.95 | 0.95 | 0.95 | 0.6 | 0.05 | 0.05 | 0.05 | 0.05 | 0.05 | From eQ_Lib.dat in MASControl 2017
D_Rt3_Sales_Misc_Yr | Equipment | FRACTION | Default¦Wkdy | 2014-01-01 | 2014-12-31 | Hourly | 0.05 | 0.05 | 0.05 | 0.05 | 0.05 | 0.05 | 0.05 | 0.05 | 0.3 | 0.95 | 0.95 | 0.95 | 0.95 | 0.95 | 0.95 | 0.95 | 0.95 | 0.95 | 0.8 | 0.6 | 0.3 | 0.05 | 0.05 | 0.05 | From eQ_Lib.dat in MASControl 2017
D_Rt3_Sales_Misc_Yr | Equipment | FRACTION | Sat | 2014-01-01 | 2014-12-31 | Hourly | 0.05 | 0.05 | 0.05 | 0.05 | 0.05 | 0.05 | 0.05 | 0.05 | 0.3 | 0.95 | 0.95 | 0.95 | 0.95 | 0.95 | 0.95 | 0.95 | 0.95 | 0.95 | 0.8 | 0.6 | 0.3 | 0.05 | 0.05 | 0.05 | From eQ_Lib.dat in MASControl 2017
D_Rt3_Sales_Misc_Yr | Equipment | FRACTION | Sun | 2014-01-01 | 2014-12-31 | Hourly | 0.05 | 0.05 | 0.05 | 0.05 | 0.05 | 0.05 | 0.05 | 0.05 | 0.3 | 0.7 | 0.95 | 0.95 | 0.95 | 0.95 | 0.95 | 0.95 | 0.95 | 0.95 | 0.6 | 0.05 | 0.05 | 0.05 | 0.05 | 0.05 | From eQ_Lib.dat in MASControl 2017
D_Rt3_Sales_Misc_Yr | Equipment | FRACTION | WntrDsn | 2014-01-01 | 2014-12-31 | Constant | 0 | [23 empty] | From eQ_Lib.dat in MASControl 2017
D_Rt3_Sales_Misc_Yr | Equipment | FRACTION | SmrDsn | 2014-01-01 | 2014-12-31 | Constant | 1 | [23 empty] | From eQ_Lib.dat in MASControl 2017
D_Rt3_Sales_Misc_Yr | Equipment | FRACTION | Hol | 2014-01-01 | 2014-12-31 | Hourly | 0.05 | 0.05 | 0.05 | 0.05 | 0.05 | 0.05 | 0.05 | 0.05 | 0.3 | 0.7 | 0.95 | 0.95 | 0.95 | 0.95 | 0.95 | 0.95 | 0.95 | 0.95 | 0.6 | 0.05 | 0.05 | 0.05 | 0.05 | 0.05 | From eQ_Lib.dat in MASControl 2017
D_Rt3_Sales_Occup_Yr | Occupancy | FRACTION | Default¦Wkdy | 2014-01-01 | 2014-12-31 | Hourly | 0 | 0 | 0 | 0 | 0 | 0 | 0 | 0 | 0.05 | 0.3 | 0.6 | 0.6 | 0.6 | 0.6 | 0.6 | 0.6 | 0.7 | 0.8 | 0.8 | 0.8 | 0.5 | 0.2 | 0 | 0 | From eQ_Lib.dat in MASControl 2017
D_Rt3_Sales_Occup_Yr | Occupancy | FRACTION | Sat | 2014-01-01 | 2014-12-31 | Hourly | 0 | 0 | 0 | 0 | 0 | 0 | 0 | 0 | 0.05 | 0.4 | 0.7 | 0.7 | 0.7 | 0.7 | 0.9 | 0.9 | 0.9 | 0.7 | 0.5 | 0.4 | 0.1 | 0 | 0 | 0 | From eQ_Lib.dat in MASControl 2017
D_Rt3_Sales_Occup_Yr | Occupancy | FRACTION | Sun | 2014-01-01 | 2014-12-31 | Hourly | 0 | 0 | 0 | 0 | 0 | 0 | 0 | 0 | 0.1 | 0.3 | 0.4 | 0.6 | 0.9 | 1 | 1 | 1 | 0.8 | 0.4 | 0.2 | 0 | 0 | 0 | 0 | 0 | From eQ_Lib.dat in MASControl 2017
D_Rt3_Sales_Occup_Yr | Occupancy | FRACTION | WntrDsn | 2014-01-01 | 2014-12-31 | Constant | 0 | [23 empty] | From eQ_Lib.dat in MASControl 2017
D_Rt3_Sales_Occup_Yr | Occupancy | FRACTION | SmrDsn | 2014-01-01 | 2014-12-31 | Constant | 1 | [23 empty] | From eQ_Lib.dat in MASControl 2017
D_Rt3_Sales_Occup_Yr | Occupancy | FRACTION | Hol | 2014-01-01 | 2014-12-31 | Hourly | 0 | 0 | 0 | 0 | 0 | 0 | 0 | 0 | 0.1 | 0.3 | 0.4 | 0.6 | 0.9 | 1 | 1 | 1 | 0.8 | 0.4 | 0.2 | 0 | 0 | 0 | 0 | 0 | From eQ_Lib.dat in MASControl 2017
D_Rt3_Stor_LitCFL_Yr | Lighting | FRACTION | Default¦Wkdy | 2014-01-01 | 2014-12-31 | Hourly | 0.065 | 0.065 | 0.065 | 0.065 | 0.065 | 0.065 | 0.065 | 0.065 | 0.1997 | 0.55 | 0.55 | 0.55 | 0.55 | 0.55 | 0.55 | 0.55 | 0.55 | 0.55 | 0.55 | 0.55 | 0.3075 | 0.2536 | 0.065 | 0.065 | From eQ_Lib.dat in MASControl 2017
D_Rt3_Stor_LitCFL_Yr | Lighting | FRACTION | Sat | 2014-01-01 | 2014-12-31 | Hourly | 0.065 | 0.065 | 0.065 | 0.065 | 0.065 | 0.065 | 0.065 | 0.065 | 0.1858 | 0.5 | 0.5 | 0.5 | 0.5 | 0.5 | 0.5 | 0.5 | 0.5 | 0.5 | 0.4275 | 0.3308 | 0.1858 | 0.065 | 0.065 | 0.065 | From eQ_Lib.dat in MASControl 2017
D_Rt3_Stor_LitCFL_Yr | Lighting | FRACTION | Sun | 2014-01-01 | 2014-12-31 | Hourly | 0.065 | 0.065 | 0.065 | 0.065 | 0.065 | 0.065 | 0.065 | 0.065 | 0.1858 | 0.3792 | 0.5 | 0.5 | 0.5 | 0.5 | 0.5 | 0.5 | 0.5 | 0.5 | 0.3308 | 0.065 | 0.065 | 0.065 | 0.065 | 0.065 | From eQ_Lib.dat in MASControl 2017
D_Rt3_Stor_LitCFL_Yr | Lighting | FRACTION | WntrDsn | 2014-01-01 | 2014-12-31 | Constant | 0 | [23 empty] | From eQ_Lib.dat in MASControl 2017
D_Rt3_Stor_LitCFL_Yr | Lighting | FRACTION | SmrDsn | 2014-01-01 | 2014-12-31 | Constant | 1 | [23 empty] | From eQ_Lib.dat in MASControl 2017
D_Rt3_Stor_LitCFL_Yr | Lighting | FRACTION | Hol | 2014-01-01 | 2014-12-31 | Hourly | 0.065 | 0.065 | 0.065 | 0.065 | 0.065 | 0.065 | 0.065 | 0.065 | 0.1858 | 0.3792 | 0.5 | 0.5 | 0.5 | 0.5 | 0.5 | 0.5 | 0.5 | 0.5 | 0.3308 | 0.065 | 0.065 | 0.065 | 0.065 | 0.065 | From eQ_Lib.dat in MASControl 2017
D_Rt3_Stor_LitEx_Yr | Lighting | FRACTION | SmrDsn | 2014-01-01 | 2014-12-31 | Constant | 1 | [23 empty] | From eQ_Lib.dat in MASControl 2017
D_Rt3_Stor_LitEx_Yr | Lighting | FRACTION | WntrDsn | 2014-01-01 | 2014-12-31 | Constant | 0 | [23 empty] | From eQ_Lib.dat in MASControl 2017
D_Rt3_Stor_LitEx_Yr | Lighting | FRACTION | Default¦Hol | 2014-01-01 | 2014-12-31 | Constant | 1 | [23 empty] | From eQ_Lib.dat in MASControl 2017
D_Rt3_Stor_LitLF_Yr | Lighting | FRACTION | Default¦Wkdy | 2014-01-01 | 2014-12-31 | Hourly | 0.05 | 0.05 | 0.05 | 0.05 | 0.05 | 0.05 | 0.05 | 0.05 | 0.2028 | 0.6 | 0.6 | 0.6 | 0.6 | 0.6 | 0.6 | 0.6 | 0.6 | 0.6 | 0.6 | 0.6 | 0.325 | 0.2639 | 0.05 | 0.05 | From eQ_Lib.dat in MASControl 2017
D_Rt3_Stor_LitLF_Yr | Lighting | FRACTION | Sat | 2014-01-01 | 2014-12-31 | Hourly | 0.05 | 0.05 | 0.05 | 0.05 | 0.05 | 0.05 | 0.05 | 0.05 | 0.1889 | 0.55 | 0.55 | 0.55 | 0.55 | 0.55 | 0.55 | 0.55 | 0.55 | 0.55 | 0.4667 | 0.3556 | 0.1889 | 0.05 | 0.05 | 0.05 | From eQ_Lib.dat in MASControl 2017
D_Rt3_Stor_LitLF_Yr | Lighting | FRACTION | Sun | 2014-01-01 | 2014-12-31 | Hourly | 0.05 | 0.05 | 0.05 | 0.05 | 0.05 | 0.05 | 0.05 | 0.05 | 0.1889 | 0.4111 | 0.55 | 0.55 | 0.55 | 0.55 | 0.55 | 0.55 | 0.55 | 0.55 | 0.3556 | 0.05 | 0.05 | 0.05 | 0.05 | 0.05 | From eQ_Lib.dat in MASControl 2017
D_Rt3_Stor_LitLF_Yr | Lighting | FRACTION | WntrDsn | 2014-01-01 | 2014-12-31 | Constant | 0 | [23 empty] | From eQ_Lib.dat in MASControl 2017
D_Rt3_Stor_LitLF_Yr | Lighting | FRACTION | SmrDsn | 2014-01-01 | 2014-12-31 | Constant | 1 | [23 empty] | From eQ_Lib.dat in MASControl 2017
D_Rt3_Stor_LitLF_Yr | Lighting | FRACTION | Hol | 2014-01-01 | 2014-12-31 | Hourly | 0.05 | 0.05 | 0.05 | 0.05 | 0.05 | 0.05 | 0.05 | 0.05 | 0.1889 | 0.4111 | 0.55 | 0.55 | 0.55 | 0.55 | 0.55 | 0.55 | 0.55 | 0.55 | 0.3556 | 0.05 | 0.05 | 0.05 | 0.05 | 0.05 | From eQ_Lib.dat in MASControl 2017
D_Rt3_Stor_LitSp_Yr | Lighting | FRACTION | Default¦Wkdy | 2014-01-01 | 2014-12-31 | Hourly | 0.05 | 0.05 | 0.05 | 0.05 | 0.05 | 0.05 | 0.05 | 0.05 | 0.3 | 0.95 | 0.95 | 0.95 | 0.95 | 0.95 | 0.95 | 0.95 | 0.95 | 0.95 | 0.95 | 0.95 | 0.5 | 0.4 | 0.05 | 0.05 | From eQ_Lib.dat in MASControl 2017
D_Rt3_Stor_LitSp_Yr | Lighting | FRACTION | Sat | 2014-01-01 | 2014-12-31 | Hourly | 0.05 | 0.05 | 0.05 | 0.05 | 0.05 | 0.05 | 0.05 | 0.05 | 0.3 | 0.95 | 0.95 | 0.95 | 0.95 | 0.95 | 0.95 | 0.95 | 0.95 | 0.95 | 0.8 | 0.6 | 0.3 | 0.05 | 0.05 | 0.05 | From eQ_Lib.dat in MASControl 2017
D_Rt3_Stor_LitSp_Yr | Lighting | FRACTION | Sun | 2014-01-01 | 2014-12-31 | Hourly | 0.05 | 0.05 | 0.05 | 0.05 | 0.05 | 0.05 | 0.05 | 0.05 | 0.3 | 0.7 | 0.95 | 0.95 | 0.95 | 0.95 | 0.95 | 0.95 | 0.95 | 0.95 | 0.6 | 0.05 | 0.05 | 0.05 | 0.05 | 0.05 | From eQ_Lib.dat in MASControl 2017
D_Rt3_Stor_LitSp_Yr | Lighting | FRACTION | WntrDsn | 2014-01-01 | 2014-12-31 | Constant | 0 | [23 empty] | From eQ_Lib.dat in MASControl 2017
D_Rt3_Stor_LitSp_Yr | Lighting | FRACTION | SmrDsn | 2014-01-01 | 2014-12-31 | Constant | 1 | [23 empty] | From eQ_Lib.dat in MASControl 2017
D_Rt3_Stor_LitSp_Yr | Lighting | FRACTION | Hol | 2014-01-01 | 2014-12-31 | Hourly | 0.05 | 0.05 | 0.05 | 0.05 | 0.05 | 0.05 | 0.05 | 0.05 | 0.3 | 0.7 | 0.95 | 0.95 | 0.95 | 0.95 | 0.95 | 0.95 | 0.95 | 0.95 | 0.6 | 0.05 | 0.05 | 0.05 | 0.05 | 0.05 | From eQ_Lib.dat in MASControl 2017
D_Rt3_Stor_Misc_Yr | Equipment | FRACTION | Default¦Wkdy | 2014-01-01 | 2014-12-31 | Hourly | 0.05 | 0.05 | 0.05 | 0.05 | 0.05 | 0.05 | 0.05 | 0.05 | 0.3 | 0.95 | 0.95 | 0.95 | 0.95 | 0.95 | 0.95 | 0.95 | 0.95 | 0.95 | 0.8 | 0.6 | 0.3 | 0.05 | 0.05 | 0.05 | From eQ_Lib.dat in MASControl 2017
D_Rt3_Stor_Misc_Yr | Equipment | FRACTION | Sat | 2014-01-01 | 2014-12-31 | Hourly | 0.05 | 0.05 | 0.05 | 0.05 | 0.05 | 0.05 | 0.05 | 0.05 | 0.3 | 0.95 | 0.95 | 0.95 | 0.95 | 0.95 | 0.95 | 0.95 | 0.95 | 0.95 | 0.8 | 0.6 | 0.3 | 0.05 | 0.05 | 0.05 | From eQ_Lib.dat in MASControl 2017
D_Rt3_Stor_Misc_Yr | Equipment | FRACTION | Sun | 2014-01-01 | 2014-12-31 | Hourly | 0.05 | 0.05 | 0.05 | 0.05 | 0.05 | 0.05 | 0.05 | 0.05 | 0.3 | 0.7 | 0.95 | 0.95 | 0.95 | 0.95 | 0.95 | 0.95 | 0.95 | 0.95 | 0.6 | 0.05 | 0.05 | 0.05 | 0.05 | 0.05 | From eQ_Lib.dat in MASControl 2017
D_Rt3_Stor_Misc_Yr | Equipment | FRACTION | WntrDsn | 2014-01-01 | 2014-12-31 | Constant | 0 | [23 empty] | From eQ_Lib.dat in MASControl 2017
D_Rt3_Stor_Misc_Yr | Equipment | FRACTION | SmrDsn | 2014-01-01 | 2014-12-31 | Constant | 1 | [23 empty] | From eQ_Lib.dat in MASControl 2017
D_Rt3_Stor_Misc_Yr | Equipment | FRACTION | Hol | 2014-01-01 | 2014-12-31 | Hourly | 0.05 | 0.05 | 0.05 | 0.05 | 0.05 | 0.05 | 0.05 | 0.05 | 0.3 | 0.7 | 0.95 | 0.95 | 0.95 | 0.95 | 0.95 | 0.95 | 0.95 | 0.95 | 0.6 | 0.05 | 0.05 | 0.05 | 0.05 | 0.05 | From eQ_Lib.dat in MASControl 2017
D_Rt3_Stor_Occup_Yr | Occupancy | FRACTION | Default¦Wkdy | 2014-01-01 | 2014-12-31 | Hourly | 0 | 0 | 0 | 0 | 0 | 0 | 0 | 0 | 0.05 | 0.3 | 0.6 | 0.6 | 0.6 | 0.6 | 0.6 | 0.6 | 0.7 | 0.8 | 0.8 | 0.8 | 0.5 | 0.2 | 0 | 0 | From eQ_Lib.dat in MASControl 2017
D_Rt3_Stor_Occup_Yr | Occupancy | FRACTION | Sat | 2014-01-01 | 2014-12-31 | Hourly | 0 | 0 | 0 | 0 | 0 | 0 | 0 | 0 | 0.05 | 0.4 | 0.7 | 0.7 | 0.7 | 0.7 | 0.9 | 0.9 | 0.9 | 0.7 | 0.5 | 0.4 | 0.1 | 0 | 0 | 0 | From eQ_Lib.dat in MASControl 2017
D_Rt3_Stor_Occup_Yr | Occupancy | FRACTION | Sun | 2014-01-01 | 2014-12-31 | Hourly | 0 | 0 | 0 | 0 | 0 | 0 | 0 | 0 | 0.1 | 0.3 | 0.4 | 0.6 | 0.9 | 1 | 1 | 1 | 0.8 | 0.4 | 0.2 | 0 | 0 | 0 | 0 | 0 | From eQ_Lib.dat in MASControl 2017
D_Rt3_Stor_Occup_Yr | Occupancy | FRACTION | WntrDsn | 2014-01-01 | 2014-12-31 | Constant | 0 | [23 empty] | From eQ_Lib.dat in MASControl 2017
D_Rt3_Stor_Occup_Yr | Occupancy | FRACTION | SmrDsn | 2014-01-01 | 2014-12-31 | Constant | 1 | [23 empty] | From eQ_Lib.dat in MASControl 2017
D_Rt3_Stor_Occup_Yr | Occupancy | FRACTION | Hol | 2014-01-01 | 2014-12-31 | Hourly | 0 | 0 | 0 | 0 | 0 | 0 | 0 | 0 | 0.1 | 0.3 | 0.4 | 0.6 | 0.9 | 1 | 1 | 1 | 0.8 | 0.4 | 0.2 | 0 | 0 | 0 | 0 | 0 | From eQ_Lib.dat in MASControl 2017
D_RtL_All_C_Inf_Yr | Infiltration | MULTIPLIER | Default¦SmrDsn¦WntrDsn¦Hol | 2014-01-01 | 2014-12-31 | Hourly | 1 | 1 | 1 | 1 | 1 | 1 | 1 | 1 | 0.5 | 0.5 | 0.5 | 0.5 | 0.5 | 0.5 | 0.5 | 0.5 | 0.5 | 0.5 | 0.5 | 0.5 | 0.5 | 0.5 | 0.5 | 1 | From eQ_Lib.dat in MASControl 2017
D_RtL_All_CTemp_Yr | Thermostat Setpoint | C | Default¦SmrDsn¦WntrDsn¦Hol | 2014-01-01 | 2014-12-31 | Hourly | 24.4 | 24.4 | 24.4 | 24.4 | 24.4 | 24.4 | 24.4 | 24.4 | 24.4 | 24.4 | 24.4 | 24.4 | 24.4 | 24.4 | 24.4 | 24.4 | 24.4 | 24.4 | 24.4 | 24.4 | 24.4 | 24.4 | 24.4 | 24.4 | From eQ_Lib.dat in MASControl 2017; Removed setback
D_RtL_All_DHW_DHW_Yr | Service Water Heating | FRACTION | Default¦SmrDsn¦WntrDsn¦Hol | 2014-01-01 | 2014-12-31 | Hourly | 0.05 | 0.05 | 0.05 | 0.05 | 0.05 | 0.05 | 0.2 | 0.5 | 0.5 | 0.25 | 0.2 | 0.1 | 0.1 | 0.1 | 0.1 | 0.1 | 0.2 | 0.3 | 0.4 | 0.3 | 0.25 | 0.2 | 0.1 | 0.05 | From eQ_Lib.dat in MASControl 2017
D_RtL_All_Fan_Yr | Fan | ON/OFF/FLAG | Default¦SmrDsn¦WntrDsn¦Hol | 2014-01-01 | 2014-12-31 | Hourly | 0 | 0 | 0 | 0 | 0 | 0 | 0 | 0 | 1 | 1 | 1 | 1 | 1 | 1 | 1 | 1 | 1 | 1 | 1 | 1 | 1 | 1 | 1 | 0 | From eQ_Lib.dat in MASControl 2017
D_RtL_All_HTemp_Yr | Thermostat Setpoint | C | Default¦SmrDsn¦WntrDsn¦Hol | 2014-01-01 | 2014-12-31 | Hourly | 21.1 | 21.1 | 21.1 | 21.1 | 21.1 | 21.1 | 21.1 | 21.1 | 21.1 | 21.1 | 21.1 | 21.1 | 21.1 | 21.1 | 21.1 | 21.1 | 21.1 | 21.1 | 21.1 | 21.1 | 21.1 | 21.1 | 21.1 | 21.1 | From eQ_Lib.dat in MASControl 2017; Removed setback
D_RtL_All_MinOA_Yr | OutdoorAir | FRAC/DESIGN | Default¦SmrDsn¦WntrDsn¦Hol | 2014-01-01 | 2014-12-31 | Hourly | 0 | 0 | 0 | 0 | 0 | 0 | 0 | 0 | -999 | -999 | -999 | -999 | -999 | -999 | -999 | -999 | -999 | -999 | -999 | -999 | -999 | -999 | -999 | 0 | From eQ_Lib.dat in MASControl 2017
D_RtL_All_P_Inf_Yr | Infiltration | MULTIPLIER | Default¦SmrDsn¦WntrDsn¦Hol | 2014-01-01 | 2014-12-31 | Hourly | 1 | 1 | 1 | 1 | 1 | 1 | 1 | 1 | 0.5 | 0.5 | 0.5 | 0.5 | 0.5 | 0.5 | 0.5 | 0.5 | 0.5 | 0.5 | 0.5 | 0.5 | 0.5 | 0.5 | 0.5 | 1 | From eQ_Lib.dat in MASControl 2017
D_RtL_AutoShop_LitCFL_Yr | Lighting | FRACTION | Default¦Wkdy | 2014-01-01 | 2014-12-31 | Hourly | 0.3 | 0.3 | 0.3 | 0.3 | 0.3 | 0.3 | 0.3 | 0.3 | 0.6 | 0.6 | 0.6 | 0.6 | 0.6 | 0.6 | 0.6 | 0.6 | 0.6 | 0.6 | 0.6 | 0.6 | 0.6 | 0.6 | 0.3632 | 0.3 | From eQ_Lib.dat in MASControl 2017
D_RtL_AutoShop_LitCFL_Yr | Lighting | FRACTION | Wknd | 2014-01-01 | 2014-12-31 | Hourly | 0.3 | 0.3 | 0.3 | 0.3 | 0.3 | 0.3 | 0.3 | 0.3 | 0.5 | 0.5 | 0.5 | 0.5 | 0.5 | 0.5 | 0.5 | 0.5 | 0.5 | 0.5 | 0.5 | 0.5 | 0.5 | 0.5 | 0.3421 | 0.3 | From eQ_Lib.dat in MASControl 2017
D_RtL_AutoShop_LitCFL_Yr | Lighting | FRACTION | WntrDsn | 2014-01-01 | 2014-12-31 | Constant | 0 | [23 empty] | From eQ_Lib.dat in MASControl 2017
D_RtL_AutoShop_LitCFL_Yr | Lighting | FRACTION | SmrDsn | 2014-01-01 | 2014-12-31 | Constant | 1 | [23 empty] | From eQ_Lib.dat in MASControl 2017
D_RtL_AutoShop_LitCFL_Yr | Lighting | FRACTION | Hol | 2014-01-01 | 2014-12-31 | Hourly | 0.3 | 0.3 | 0.3 | 0.3 | 0.3 | 0.3 | 0.3 | 0.3 | 0.5 | 0.5 | 0.5 | 0.5 | 0.5 | 0.5 | 0.5 | 0.5 | 0.5 | 0.5 | 0.5 | 0.5 | 0.5 | 0.5 | 0.3421 | 0.3 | From eQ_Lib.dat in MASControl 2017
D_RtL_AutoShop_LitEx_Yr | Lighting | FRACTION | SmrDsn | 2014-01-01 | 2014-12-31 | Constant | 1 | [23 empty] | From eQ_Lib.dat in MASControl 2017
D_RtL_AutoShop_LitEx_Yr | Lighting | FRACTION | WntrDsn | 2014-01-01 | 2014-12-31 | Constant | 0 | [23 empty] | From eQ_Lib.dat in MASControl 2017
D_RtL_AutoShop_LitEx_Yr | Lighting | FRACTION | Default¦Hol | 2014-01-01 | 2014-12-31 | Constant | 1 | [23 empty] | From eQ_Lib.dat in MASControl 2017
D_RtL_AutoShop_LitLF_Yr | Lighting | FRACTION | Default¦Wkdy | 2014-01-01 | 2014-12-31 | Hourly | 0.05 | 0.05 | 0.05 | 0.05 | 0.05 | 0.05 | 0.05 | 0.05 | 0.65 | 0.65 | 0.65 | 0.65 | 0.65 | 0.65 | 0.65 | 0.65 | 0.65 | 0.65 | 0.65 | 0.65 | 0.65 | 0.65 | 0.1763 | 0.05 | From eQ_Lib.dat in MASControl 2017
D_RtL_AutoShop_LitLF_Yr | Lighting | FRACTION | Wknd | 2014-01-01 | 2014-12-31 | Hourly | 0.05 | 0.05 | 0.05 | 0.05 | 0.05 | 0.05 | 0.05 | 0.05 | 0.575 | 0.575 | 0.575 | 0.575 | 0.575 | 0.575 | 0.575 | 0.575 | 0.575 | 0.575 | 0.575 | 0.575 | 0.575 | 0.575 | 0.1605 | 0.05 | From eQ_Lib.dat in MASControl 2017
D_RtL_AutoShop_LitLF_Yr | Lighting | FRACTION | WntrDsn | 2014-01-01 | 2014-12-31 | Constant | 0 | [23 empty] | From eQ_Lib.dat in MASControl 2017
D_RtL_AutoShop_LitLF_Yr | Lighting | FRACTION | SmrDsn | 2014-01-01 | 2014-12-31 | Constant | 1 | [23 empty] | From eQ_Lib.dat in MASControl 2017
D_RtL_AutoShop_LitLF_Yr | Lighting | FRACTION | Hol | 2014-01-01 | 2014-12-31 | Hourly | 0.05 | 0.05 | 0.05 | 0.05 | 0.05 | 0.05 | 0.05 | 0.05 | 0.575 | 0.575 | 0.575 | 0.575 | 0.575 | 0.575 | 0.575 | 0.575 | 0.575 | 0.575 | 0.575 | 0.575 | 0.575 | 0.575 | 0.1605 | 0.05 | From eQ_Lib.dat in MASControl 2017
D_RtL_AutoShop_LitSp_Yr | Lighting | FRACTION | SmrDsn | 2014-01-01 | 2014-12-31 | Constant | 1 | [23 empty] | From eQ_Lib.dat in MASControl 2017
D_RtL_AutoShop_LitSp_Yr | Lighting | FRACTION | WntrDsn | 2014-01-01 | 2014-12-31 | Constant | 0 | [23 empty] | From eQ_Lib.dat in MASControl 2017
D_RtL_AutoShop_LitSp_Yr | Lighting | FRACTION | Default¦Hol | 2014-01-01 | 2014-12-31 | Hourly | 0.05 | 0.05 | 0.05 | 0.05 | 0.05 | 0.05 | 0.05 | 0.05 | 1 | 1 | 1 | 1 | 1 | 1 | 1 | 1 | 1 | 1 | 1 | 1 | 1 | 1 | 0.25 | 0.05 | From eQ_Lib.dat in MASControl 2017
D_RtL_AutoShop_Misc_Yr | Equipment | FRACTION | SmrDsn | 2014-01-01 | 2014-12-31 | Constant | 1 | [23 empty] | From eQ_Lib.dat in MASControl 2017
D_RtL_AutoShop_Misc_Yr | Equipment | FRACTION | WntrDsn | 2014-01-01 | 2014-12-31 | Constant | 0 | [23 empty] | From eQ_Lib.dat in MASControl 2017
D_RtL_AutoShop_Misc_Yr | Equipment | FRACTION | Default¦Hol | 2014-01-01 | 2014-12-31 | Hourly | 0.05 | 0.05 | 0.05 | 0.05 | 0.05 | 0.05 | 0.05 | 0.05 | 1 | 1 | 1 | 1 | 1 | 1 | 1 | 1 | 1 | 1 | 1 | 1 | 1 | 1 | 0.25 | 0.05 | From eQ_Lib.dat in MASControl 2017
D_RtL_AutoShop_Occup_Yr | Occupancy | FRACTION | SmrDsn | 2014-01-01 | 2014-12-31 | Constant | 1 | [23 empty] | From eQ_Lib.dat in MASControl 2017
D_RtL_AutoShop_Occup_Yr | Occupancy | FRACTION | WntrDsn | 2014-01-01 | 2014-12-31 | Constant | 0 | [23 empty] | From eQ_Lib.dat in MASControl 2017
D_RtL_AutoShop_Occup_Yr | Occupancy | FRACTION | Default¦Hol | 2014-01-01 | 2014-12-31 | Hourly | 0 | 0 | 0 | 0 | 0 | 0 | 0 | 0 | 0.7 | 0.8 | 0.9 | 1 | 1 | 1 | 1 | 1 | 1 | 1 | 1 | 1 | 1 | 0.9 | 0.8 | 0 | From eQ_Lib.dat in MASControl 2017
D_RtL_Din_LitCFL_Yr | Lighting | FRACTION | Default¦Wkdy | 2014-01-01 | 2014-12-31 | Hourly | 0.315 | 0.315 | 0.315 | 0.315 | 0.315 | 0.315 | 0.315 | 0.315 | 0.315 | 0.6 | 0.6 | 0.6 | 0.6 | 0.6 | 0.6 | 0.6 | 0.6 | 0.6 | 0.6 | 0.6 | 0.6 | 0.6 | 0.3 | 0.3 | From eQ_Lib.dat in MASControl 2017
D_RtL_Din_LitCFL_Yr | Lighting | FRACTION | Wknd | 2014-01-01 | 2014-12-31 | Hourly | 0.31 | 0.31 | 0.31 | 0.31 | 0.31 | 0.31 | 0.31 | 0.31 | 0.31 | 0.5 | 0.5 | 0.5 | 0.5 | 0.5 | 0.5 | 0.5 | 0.5 | 0.5 | 0.5 | 0.5 | 0.5 | 0.5 | 0.3 | 0.3 | From eQ_Lib.dat in MASControl 2017
D_RtL_Din_LitCFL_Yr | Lighting | FRACTION | WntrDsn | 2014-01-01 | 2014-12-31 | Constant | 0 | [23 empty] | From eQ_Lib.dat in MASControl 2017
D_RtL_Din_LitCFL_Yr | Lighting | FRACTION | SmrDsn | 2014-01-01 | 2014-12-31 | Constant | 1 | [23 empty] | From eQ_Lib.dat in MASControl 2017
D_RtL_Din_LitCFL_Yr | Lighting | FRACTION | Hol | 2014-01-01 | 2014-12-31 | Hourly | 0.31 | 0.31 | 0.31 | 0.31 | 0.31 | 0.31 | 0.31 | 0.31 | 0.31 | 0.5 | 0.5 | 0.5 | 0.5 | 0.5 | 0.5 | 0.5 | 0.5 | 0.5 | 0.5 | 0.5 | 0.5 | 0.5 | 0.3 | 0.3 | From eQ_Lib.dat in MASControl 2017
D_RtL_Din_LitEx_Yr | Lighting | FRACTION | SmrDsn | 2014-01-01 | 2014-12-31 | Constant | 1 | [23 empty] | From eQ_Lib.dat in MASControl 2017
D_RtL_Din_LitEx_Yr | Lighting | FRACTION | WntrDsn | 2014-01-01 | 2014-12-31 | Constant | 0 | [23 empty] | From eQ_Lib.dat in MASControl 2017
D_RtL_Din_LitEx_Yr | Lighting | FRACTION | Default¦Hol | 2014-01-01 | 2014-12-31 | Constant | 1 | [23 empty] | From eQ_Lib.dat in MASControl 2017
D_RtL_Din_LitLF_Yr | Lighting | FRACTION | Default¦Wkdy | 2014-01-01 | 2014-12-31 | Hourly | 0.0363 | 0.0363 | 0.0363 | 0.0363 | 0.0363 | 0.0363 | 0.0363 | 0.0363 | 0.0363 | 0.725 | 0.725 | 0.725 | 0.725 | 0.725 | 0.725 | 0.725 | 0.725 | 0.725 | 0.725 | 0.725 | 0.725 | 0.725 | 0 | 0 | From eQ_Lib.dat in MASControl 2017
D_RtL_Din_LitLF_Yr | Lighting | FRACTION | Wknd | 2014-01-01 | 2014-12-31 | Hourly | 0.03 | 0.03 | 0.03 | 0.03 | 0.03 | 0.03 | 0.03 | 0.03 | 0.03 | 0.6 | 0.6 | 0.6 | 0.6 | 0.6 | 0.6 | 0.6 | 0.6 | 0.6 | 0.6 | 0.6 | 0.6 | 0.6 | 0 | 0 | From eQ_Lib.dat in MASControl 2017
D_RtL_Din_LitLF_Yr | Lighting | FRACTION | WntrDsn | 2014-01-01 | 2014-12-31 | Constant | 0 | [23 empty] | From eQ_Lib.dat in MASControl 2017
D_RtL_Din_LitLF_Yr | Lighting | FRACTION | SmrDsn | 2014-01-01 | 2014-12-31 | Constant | 1 | [23 empty] | From eQ_Lib.dat in MASControl 2017
D_RtL_Din_LitLF_Yr | Lighting | FRACTION | Hol | 2014-01-01 | 2014-12-31 | Hourly | 0.03 | 0.03 | 0.03 | 0.03 | 0.03 | 0.03 | 0.03 | 0.03 | 0.03 | 0.6 | 0.6 | 0.6 | 0.6 | 0.6 | 0.6 | 0.6 | 0.6 | 0.6 | 0.6 | 0.6 | 0.6 | 0.6 | 0 | 0 | From eQ_Lib.dat in MASControl 2017
D_RtL_Din_LitSp_Yr | Lighting | FRACTION | SmrDsn | 2014-01-01 | 2014-12-31 | Constant | 1 | [23 empty] | From eQ_Lib.dat in MASControl 2017
D_RtL_Din_LitSp_Yr | Lighting | FRACTION | WntrDsn | 2014-01-01 | 2014-12-31 | Constant | 0 | [23 empty] | From eQ_Lib.dat in MASControl 2017
D_RtL_Din_LitSp_Yr | Lighting | FRACTION | Default¦Hol | 2014-01-01 | 2014-12-31 | Hourly | 0.05 | 0.05 | 0.05 | 0.05 | 0.05 | 0.05 | 0.05 | 0.05 | 0.05 | 1 | 1 | 1 | 1 | 1 | 1 | 1 | 1 | 1 | 1 | 1 | 1 | 1 | 0 | 0 | From eQ_Lib.dat in MASControl 2017
D_RtL_Din_Misc_Yr | Equipment | FRACTION | SmrDsn | 2014-01-01 | 2014-12-31 | Constant | 1 | [23 empty] | From eQ_Lib.dat in MASControl 2017
D_RtL_Din_Misc_Yr | Equipment | FRACTION | WntrDsn | 2014-01-01 | 2014-12-31 | Constant | 0 | [23 empty] | From eQ_Lib.dat in MASControl 2017
D_RtL_Din_Misc_Yr | Equipment | FRACTION | Default¦Hol | 2014-01-01 | 2014-12-31 | Hourly | 0.05 | 0.05 | 0.05 | 0.05 | 0.05 | 0.05 | 0.05 | 0.05 | 0.05 | 0.1 | 1 | 1 | 1 | 1 | 1 | 1 | 1 | 1 | 1 | 1 | 1 | 1 | 0 | 0 | From eQ_Lib.dat in MASControl 2017
D_RtL_Din_Occup_Yr | Occupancy | FRACTION | SmrDsn | 2014-01-01 | 2014-12-31 | Constant | 1 | [23 empty] | From eQ_Lib.dat in MASControl 2017
D_RtL_Din_Occup_Yr | Occupancy | FRACTION | WntrDsn | 2014-01-01 | 2014-12-31 | Constant | 0 | [23 empty] | From eQ_Lib.dat in MASControl 2017
D_RtL_Din_Occup_Yr | Occupancy | FRACTION | Default¦Hol | 2014-01-01 | 2014-12-31 | Hourly | 0 | 0 | 0 | 0 | 0 | 0 | 0 | 0 | 0.05 | 0.2 | 0.3 | 0.3 | 0.5 | 0.5 | 0.4 | 0.4 | 0.4 | 0.4 | 0.5 | 0.5 | 0.5 | 0.05 | 0 | 0 | From eQ_Lib.dat in MASControl 2017
D_RtL_OffGen_LitCFL_Yr | Lighting | FRACTION | Default¦Wkdy | 2014-01-01 | 2014-12-31 | Hourly | 0.065 | 0.065 | 0.065 | 0.065 | 0.065 | 0.065 | 0.065 | 0.1024 | 0.775 | 0.775 | 0.775 | 0.775 | 0.775 | 0.775 | 0.775 | 0.775 | 0.775 | 0.775 | 0.065 | 0.065 | 0.065 | 0.065 | 0.065 | 0.065 | From eQ_Lib.dat in MASControl 2017
D_RtL_OffGen_LitCFL_Yr | Lighting | FRACTION | Sat | 2014-01-01 | 2014-12-31 | Hourly | 0.065 | 0.065 | 0.065 | 0.065 | 0.065 | 0.065 | 0.065 | 0.065 | 0.3747 | 0.65 | 0.65 | 0.65 | 0.65 | 0.65 | 0.65 | 0.65 | 0.65 | 0.65 | 0.0994 | 0.065 | 0.065 | 0.065 | 0.065 | 0.065 | From eQ_Lib.dat in MASControl 2017
D_RtL_OffGen_LitCFL_Yr | Lighting | FRACTION | Sun | 2014-01-01 | 2014-12-31 | Hourly | 0.065 | 0.065 | 0.065 | 0.065 | 0.065 | 0.065 | 0.065 | 0.065 | 0.13 | 0.65 | 0.65 | 0.13 | 0.13 | 0.065 | 0.065 | 0.065 | 0.065 | 0.065 | 0.065 | 0.065 | 0.065 | 0.065 | 0.065 | 0.065 | From eQ_Lib.dat in MASControl 2017
D_RtL_OffGen_LitCFL_Yr | Lighting | FRACTION | WntrDsn | 2014-01-01 | 2014-12-31 | Constant | 0 | [23 empty] | From eQ_Lib.dat in MASControl 2017
D_RtL_OffGen_LitCFL_Yr | Lighting | FRACTION | SmrDsn | 2014-01-01 | 2014-12-31 | Constant | 1 | [23 empty] | From eQ_Lib.dat in MASControl 2017
D_RtL_OffGen_LitCFL_Yr | Lighting | FRACTION | Hol | 2014-01-01 | 2014-12-31 | Hourly | 0.065 | 0.065 | 0.065 | 0.065 | 0.065 | 0.065 | 0.065 | 0.065 | 0.13 | 0.65 | 0.65 | 0.13 | 0.13 | 0.065 | 0.065 | 0.065 | 0.065 | 0.065 | 0.065 | 0.065 | 0.065 | 0.065 | 0.065 | 0.065 | From eQ_Lib.dat in MASControl 2017
D_RtL_OffGen_LitEx_Yr | Lighting | FRACTION | SmrDsn | 2014-01-01 | 2014-12-31 | Constant | 1 | [23 empty] | From eQ_Lib.dat in MASControl 2017
D_RtL_OffGen_LitEx_Yr | Lighting | FRACTION | WntrDsn | 2014-01-01 | 2014-12-31 | Constant | 0 | [23 empty] | From eQ_Lib.dat in MASControl 2017
D_RtL_OffGen_LitEx_Yr | Lighting | FRACTION | Default¦Hol | 2014-01-01 | 2014-12-31 | Constant | 1 | [23 empty] | From eQ_Lib.dat in MASControl 2017
D_RtL_OffGen_LitLF_Yr | Lighting | FRACTION | Default¦Wkdy | 2014-01-01 | 2014-12-31 | Hourly | 0.05 | 0.05 | 0.05 | 0.05 | 0.05 | 0.05 | 0.05 | 0.0921 | 0.85 | 0.85 | 0.85 | 0.85 | 0.85 | 0.85 | 0.85 | 0.85 | 0.85 | 0.85 | 0.05 | 0.05 | 0.05 | 0.05 | 0.05 | 0.05 | From eQ_Lib.dat in MASControl 2017
D_RtL_OffGen_LitLF_Yr | Lighting | FRACTION | Sat | 2014-01-01 | 2014-12-31 | Hourly | 0.05 | 0.05 | 0.05 | 0.05 | 0.05 | 0.05 | 0.05 | 0.05 | 0.2618 | 0.45 | 0.45 | 0.45 | 0.45 | 0.45 | 0.45 | 0.45 | 0.45 | 0.45 | 0.0735 | 0.05 | 0.05 | 0.05 | 0.05 | 0.05 | From eQ_Lib.dat in MASControl 2017
D_RtL_OffGen_LitLF_Yr | Lighting | FRACTION | Sun | 2014-01-01 | 2014-12-31 | Hourly | 0.05 | 0.05 | 0.05 | 0.05 | 0.05 | 0.05 | 0.05 | 0.05 | 0.0944 | 0.45 | 0.45 | 0.0944 | 0.0944 | 0.05 | 0.05 | 0.05 | 0.05 | 0.05 | 0.05 | 0.05 | 0.05 | 0.05 | 0.05 | 0.05 | From eQ_Lib.dat in MASControl 2017
D_RtL_OffGen_LitLF_Yr | Lighting | FRACTION | WntrDsn | 2014-01-01 | 2014-12-31 | Constant | 0 | [23 empty] | From eQ_Lib.dat in MASControl 2017
D_RtL_OffGen_LitLF_Yr | Lighting | FRACTION | SmrDsn | 2014-01-01 | 2014-12-31 | Constant | 1 | [23 empty] | From eQ_Lib.dat in MASControl 2017
D_RtL_OffGen_LitLF_Yr | Lighting | FRACTION | Hol | 2014-01-01 | 2014-12-31 | Hourly | 0.05 | 0.05 | 0.05 | 0.05 | 0.05 | 0.05 | 0.05 | 0.05 | 0.0944 | 0.45 | 0.45 | 0.0944 | 0.0944 | 0.05 | 0.05 | 0.05 | 0.05 | 0.05 | 0.05 | 0.05 | 0.05 | 0.05 | 0.05 | 0.05 | From eQ_Lib.dat in MASControl 2017
D_RtL_OffGen_LitSp_Yr | Lighting | FRACTION | Default¦Wkdy | 2014-01-01 | 2014-12-31 | Hourly | 0.05 | 0.05 | 0.05 | 0.05 | 0.05 | 0.05 | 0.05 | 0.1 | 1 | 1 | 1 | 1 | 1 | 1 | 1 | 1 | 1 | 1 | 0.05 | 0.05 | 0.05 | 0.05 | 0.05 | 0.05 | From eQ_Lib.dat in MASControl 2017
D_RtL_OffGen_LitSp_Yr | Lighting | FRACTION | Sat | 2014-01-01 | 2014-12-31 | Hourly | 0.05 | 0.05 | 0.05 | 0.05 | 0.05 | 0.05 | 0.05 | 0.05 | 0.5 | 0.9 | 0.9 | 0.9 | 0.9 | 0.9 | 0.9 | 0.9 | 0.9 | 0.9 | 0.1 | 0.05 | 0.05 | 0.05 | 0.05 | 0.05 | From eQ_Lib.dat in MASControl 2017
D_RtL_OffGen_LitSp_Yr | Lighting | FRACTION | Sun | 2014-01-01 | 2014-12-31 | Hourly | 0.05 | 0.05 | 0.05 | 0.05 | 0.05 | 0.05 | 0.05 | 0.05 | 0.1 | 0.5 | 0.5 | 0.1 | 0.1 | 0.05 | 0.05 | 0.05 | 0.05 | 0.05 | 0.05 | 0.05 | 0.05 | 0.05 | 0.05 | 0.05 | From eQ_Lib.dat in MASControl 2017
D_RtL_OffGen_LitSp_Yr | Lighting | FRACTION | WntrDsn | 2014-01-01 | 2014-12-31 | Constant | 0 | [23 empty] | From eQ_Lib.dat in MASControl 2017
D_RtL_OffGen_LitSp_Yr | Lighting | FRACTION | SmrDsn | 2014-01-01 | 2014-12-31 | Constant | 1 | [23 empty] | From eQ_Lib.dat in MASControl 2017
D_RtL_OffGen_LitSp_Yr | Lighting | FRACTION | Hol | 2014-01-01 | 2014-12-31 | Hourly | 0.05 | 0.05 | 0.05 | 0.05 | 0.05 | 0.05 | 0.05 | 0.05 | 0.1 | 0.5 | 0.5 | 0.1 | 0.1 | 0.05 | 0.05 | 0.05 | 0.05 | 0.05 | 0.05 | 0.05 | 0.05 | 0.05 | 0.05 | 0.05 | From eQ_Lib.dat in MASControl 2017
D_RtL_OffGen_Misc_Yr | Equipment | FRACTION | Default¦Wkdy | 2014-01-01 | 2014-12-31 | Hourly | 0.4 | 0.4 | 0.4 | 0.4 | 0.4 | 0.4 | 0.4 | 0.4 | 0.7 | 0.95 | 0.95 | 0.95 | 0.95 | 0.95 | 0.95 | 0.95 | 0.95 | 0.95 | 0.4 | 0.4 | 0.4 | 0.4 | 0.4 | 0.4 | From eQ_Lib.dat in MASControl 2017; upped baseload to 0.4; reduced max to 0.95
D_RtL_OffGen_Misc_Yr | Equipment | FRACTION | Sat | 2014-01-01 | 2014-12-31 | Hourly | 0.4 | 0.4 | 0.4 | 0.4 | 0.4 | 0.4 | 0.4 | 0.4 | 0.6 | 0.75 | 0.75 | 0.75 | 0.75 | 0.75 | 0.75 | 0.75 | 0.75 | 0.75 | 0.4 | 0.4 | 0.4 | 0.4 | 0.4 | 0.4 | From eQ_Lib.dat in MASControl 2017; upped baseload to 0.4; reduced max to 0.96
D_RtL_OffGen_Misc_Yr | Equipment | FRACTION | Sun | 2014-01-01 | 2014-12-31 | Constant | 0.4 | [23 empty] | From eQ_Lib.dat in MASControl 2017; upped baseload to 0.4; reduced max to 0.97
D_RtL_OffGen_Misc_Yr | Equipment | FRACTION | WntrDsn | 2014-01-01 | 2014-12-31 | Constant | 0 | [23 empty] | From eQ_Lib.dat in MASControl 2017; upped baseload to 0.4; reduced max to 0.98
D_RtL_OffGen_Misc_Yr | Equipment | FRACTION | SmrDsn | 2014-01-01 | 2014-12-31 | Constant | 1 | [23 empty] | From eQ_Lib.dat in MASControl 2017; upped baseload to 0.4; reduced max to 0.99
D_RtL_OffGen_Misc_Yr | Equipment | FRACTION | Hol | 2014-01-01 | 2014-12-31 | Constant | 0.4 | [23 empty] | From eQ_Lib.dat in MASControl 2017; upped baseload to 0.4; reduced max to 0.100
D_RtL_OffGen_Occup_Yr | Occupancy | FRACTION | Default¦Wkdy | 2014-01-01 | 2014-12-31 | Hourly | 0 | 0 | 0 | 0 | 0 | 0 | 0 | 0 | 0.5 | 0.75 | 0.75 | 0.75 | 0.75 | 0.75 | 0.75 | 0.75 | 0.75 | 0.5 | 0 | 0 | 0 | 0 | 0 | 0 | From eQ_Lib.dat in MASControl 2017
D_RtL_OffGen_Occup_Yr | Occupancy | FRACTION | Sat | 2014-01-01 | 2014-12-31 | Hourly | 0 | 0 | 0 | 0 | 0 | 0 | 0 | 0 | 0.05 | 0.5 | 0.5 | 0.5 | 0.5 | 0.5 | 0.5 | 0.5 | 0.5 | 0.3 | 0 | 0 | 0 | 0 | 0 | 0 | From eQ_Lib.dat in MASControl 2017
D_RtL_OffGen_Occup_Yr | Occupancy | FRACTION | Sun | 2014-01-01 | 2014-12-31 | Hourly | 0 | 0 | 0 | 0 | 0 | 0 | 0 | 0 | 0.1 | 0.15 | 0.15 | 0.05 | 0.05 | 0 | 0 | 0 | 0 | 0 | 0 | 0 | 0 | 0 | 0 | 0 | From eQ_Lib.dat in MASControl 2017
D_RtL_OffGen_Occup_Yr | Occupancy | FRACTION | WntrDsn | 2014-01-01 | 2014-12-31 | Constant | 0 | [23 empty] | From eQ_Lib.dat in MASControl 2017
D_RtL_OffGen_Occup_Yr | Occupancy | FRACTION | SmrDsn | 2014-01-01 | 2014-12-31 | Constant | 1 | [23 empty] | From eQ_Lib.dat in MASControl 2017
D_RtL_OffGen_Occup_Yr | Occupancy | FRACTION | Hol | 2014-01-01 | 2014-12-31 | Hourly | 0 | 0 | 0 | 0 | 0 | 0 | 0 | 0 | 0.1 | 0.15 | 0.15 | 0.05 | 0.05 | 0 | 0 | 0 | 0 | 0 | 0 | 0 | 0 | 0 | 0 | 0 | From eQ_Lib.dat in MASControl 2017
D_RtL_Pharm_LitCFL_Yr | Lighting | FRACTION | Default¦Wkdy | 2014-01-01 | 2014-12-31 | Hourly | 0.3 | 0.3 | 0.3 | 0.3 | 0.3 | 0.3 | 0.3 | 0.3 | 0.6 | 0.6 | 0.6 | 0.6 | 0.6 | 0.6 | 0.6 | 0.6 | 0.6 | 0.6 | 0.6 | 0.6 | 0.6 | 0.6 | 0.3 | 0.3 | From eQ_Lib.dat in MASControl 2017
D_RtL_Pharm_LitCFL_Yr | Lighting | FRACTION | Wknd | 2014-01-01 | 2014-12-31 | Hourly | 0.3 | 0.3 | 0.3 | 0.3 | 0.3 | 0.3 | 0.3 | 0.3 | 0.5 | 0.5 | 0.5 | 0.5 | 0.5 | 0.5 | 0.5 | 0.5 | 0.5 | 0.5 | 0.5 | 0.5 | 0.5 | 0.5 | 0.3 | 0.3 | From eQ_Lib.dat in MASControl 2017
D_RtL_Pharm_LitCFL_Yr | Lighting | FRACTION | WntrDsn | 2014-01-01 | 2014-12-31 | Constant | 0 | [23 empty] | From eQ_Lib.dat in MASControl 2017
D_RtL_Pharm_LitCFL_Yr | Lighting | FRACTION | SmrDsn | 2014-01-01 | 2014-12-31 | Constant | 1 | [23 empty] | From eQ_Lib.dat in MASControl 2017
D_RtL_Pharm_LitCFL_Yr | Lighting | FRACTION | Hol | 2014-01-01 | 2014-12-31 | Hourly | 0.3 | 0.3 | 0.3 | 0.3 | 0.3 | 0.3 | 0.3 | 0.3 | 0.5 | 0.5 | 0.5 | 0.5 | 0.5 | 0.5 | 0.5 | 0.5 | 0.5 | 0.5 | 0.5 | 0.5 | 0.5 | 0.5 | 0.3 | 0.3 | From eQ_Lib.dat in MASControl 2017
D_RtL_Pharm_LitEx_Yr | Lighting | FRACTION | SmrDsn | 2014-01-01 | 2014-12-31 | Constant | 1 | [23 empty] | From eQ_Lib.dat in MASControl 2017
D_RtL_Pharm_LitEx_Yr | Lighting | FRACTION | WntrDsn | 2014-01-01 | 2014-12-31 | Constant | 0 | [23 empty] | From eQ_Lib.dat in MASControl 2017
D_RtL_Pharm_LitEx_Yr | Lighting | FRACTION | Default¦Hol | 2014-01-01 | 2014-12-31 | Constant | 1 | [23 empty] | From eQ_Lib.dat in MASControl 2017
D_RtL_Pharm_LitLF_Yr | Lighting | FRACTION | Default¦Wkdy | 2014-01-01 | 2014-12-31 | Hourly | 0.05 | 0.05 | 0.05 | 0.05 | 0.05 | 0.05 | 0.05 | 0.05 | 0.675 | 0.675 | 0.675 | 0.675 | 0.675 | 0.675 | 0.675 | 0.675 | 0.675 | 0.675 | 0.675 | 0.675 | 0.675 | 0.675 | 0.05 | 0.05 | From eQ_Lib.dat in MASControl 2017
D_RtL_Pharm_LitLF_Yr | Lighting | FRACTION | Wknd | 2014-01-01 | 2014-12-31 | Hourly | 0.05 | 0.05 | 0.05 | 0.05 | 0.05 | 0.05 | 0.05 | 0.05 | 0.575 | 0.575 | 0.575 | 0.575 | 0.575 | 0.575 | 0.575 | 0.575 | 0.575 | 0.575 | 0.575 | 0.575 | 0.575 | 0.575 | 0.05 | 0.05 | From eQ_Lib.dat in MASControl 2017
D_RtL_Pharm_LitLF_Yr | Lighting | FRACTION | WntrDsn | 2014-01-01 | 2014-12-31 | Constant | 0 | [23 empty] | From eQ_Lib.dat in MASControl 2017
D_RtL_Pharm_LitLF_Yr | Lighting | FRACTION | SmrDsn | 2014-01-01 | 2014-12-31 | Constant | 1 | [23 empty] | From eQ_Lib.dat in MASControl 2017
D_RtL_Pharm_LitLF_Yr | Lighting | FRACTION | Hol | 2014-01-01 | 2014-12-31 | Hourly | 0.05 | 0.05 | 0.05 | 0.05 | 0.05 | 0.05 | 0.05 | 0.05 | 0.575 | 0.575 | 0.575 | 0.575 | 0.575 | 0.575 | 0.575 | 0.575 | 0.575 | 0.575 | 0.575 | 0.575 | 0.575 | 0.575 | 0.05 | 0.05 | From eQ_Lib.dat in MASControl 2017
D_RtL_Pharm_LitSp_Yr | Lighting | FRACTION | SmrDsn | 2014-01-01 | 2014-12-31 | Constant | 1 | [23 empty] | From eQ_Lib.dat in MASControl 2017
D_RtL_Pharm_LitSp_Yr | Lighting | FRACTION | WntrDsn | 2014-01-01 | 2014-12-31 | Constant | 0 | [23 empty] | From eQ_Lib.dat in MASControl 2017
D_RtL_Pharm_LitSp_Yr | Lighting | FRACTION | Default¦Hol | 2014-01-01 | 2014-12-31 | Hourly | 0.05 | 0.05 | 0.05 | 0.05 | 0.05 | 0.05 | 0.05 | 0.05 | 1 | 1 | 1 | 1 | 1 | 1 | 1 | 1 | 1 | 1 | 1 | 1 | 1 | 1 | 0.05 | 0.05 | From eQ_Lib.dat in MASControl 2017
D_RtL_Pharm_Misc_Yr | Equipment | FRACTION | SmrDsn | 2014-01-01 | 2014-12-31 | Constant | 1 | [23 empty] | From eQ_Lib.dat in MASControl 2017
D_RtL_Pharm_Misc_Yr | Equipment | FRACTION | WntrDsn | 2014-01-01 | 2014-12-31 | Constant | 0 | [23 empty] | From eQ_Lib.dat in MASControl 2017
D_RtL_Pharm_Misc_Yr | Equipment | FRACTION | Default¦Hol | 2014-01-01 | 2014-12-31 | Hourly | 0 | 0 | 0 | 0 | 0 | 0 | 0 | 0 | 1 | 1 | 1 | 1 | 1 | 1 | 1 | 1 | 1 | 1 | 1 | 1 | 1 | 1 | 0 | 0 | From eQ_Lib.dat in MASControl 2017
D_RtL_Pharm_Occup_Yr | Occupancy | FRACTION | SmrDsn | 2014-01-01 | 2014-12-31 | Constant | 1 | [23 empty] | From eQ_Lib.dat in MASControl 2017
D_RtL_Pharm_Occup_Yr | Occupancy | FRACTION | WntrDsn | 2014-01-01 | 2014-12-31 | Constant | 0 | [23 empty] | From eQ_Lib.dat in MASControl 2017
D_RtL_Pharm_Occup_Yr | Occupancy | FRACTION | Default¦Hol | 2014-01-01 | 2014-12-31 | Hourly | 0 | 0 | 0 | 0 | 0 | 0 | 0 | 0 | 0.1 | 0.3 | 0.5 | 0.5 | 0.6 | 0.6 | 0.5 | 0.5 | 0.5 | 0.5 | 0.8 | 0.8 | 0.8 | 0.1 | 0 | 0 | From eQ_Lib.dat in MASControl 2017
D_RtL_Sales_LitCFL_Yr | Lighting | FRACTION | Default¦Wkdy | 2014-01-01 | 2014-12-31 | Hourly | 0.3 | 0.3 | 0.3 | 0.3 | 0.3 | 0.3 | 0.3 | 0.3 | 0.7 | 0.7 | 0.7 | 0.7 | 0.7 | 0.7 | 0.7 | 0.7 | 0.7 | 0.7 | 0.7 | 0.7 | 0.7 | 0.7 | 0.3 | 0.3 | From eQ_Lib.dat in MASControl 2017
D_RtL_Sales_LitCFL_Yr | Lighting | FRACTION | Wknd | 2014-01-01 | 2014-12-31 | Hourly | 0.3 | 0.3 | 0.3 | 0.3 | 0.3 | 0.3 | 0.3 | 0.3 | 0.6 | 0.6 | 0.6 | 0.6 | 0.6 | 0.6 | 0.6 | 0.6 | 0.6 | 0.6 | 0.6 | 0.6 | 0.6 | 0.6 | 0.3 | 0.3 | From eQ_Lib.dat in MASControl 2017
D_RtL_Sales_LitCFL_Yr | Lighting | FRACTION | WntrDsn | 2014-01-01 | 2014-12-31 | Constant | 0 | [23 empty] | From eQ_Lib.dat in MASControl 2017
D_RtL_Sales_LitCFL_Yr | Lighting | FRACTION | SmrDsn | 2014-01-01 | 2014-12-31 | Constant | 1 | [23 empty] | From eQ_Lib.dat in MASControl 2017
D_RtL_Sales_LitCFL_Yr | Lighting | FRACTION | Hol | 2014-01-01 | 2014-12-31 | Hourly | 0.3 | 0.3 | 0.3 | 0.3 | 0.3 | 0.3 | 0.3 | 0.3 | 0.6 | 0.6 | 0.6 | 0.6 | 0.6 | 0.6 | 0.6 | 0.6 | 0.6 | 0.6 | 0.6 | 0.6 | 0.6 | 0.6 | 0.3 | 0.3 | From eQ_Lib.dat in MASControl 2017
D_RtL_Sales_LitEx_Yr | Lighting | FRACTION | SmrDsn | 2014-01-01 | 2014-12-31 | Constant | 1 | [23 empty] | From eQ_Lib.dat in MASControl 2017
D_RtL_Sales_LitEx_Yr | Lighting | FRACTION | WntrDsn | 2014-01-01 | 2014-12-31 | Constant | 0 | [23 empty] | From eQ_Lib.dat in MASControl 2017
D_RtL_Sales_LitEx_Yr | Lighting | FRACTION | Default¦Hol | 2014-01-01 | 2014-12-31 | Constant | 1 | [23 empty] | From eQ_Lib.dat in MASControl 2017
D_RtL_Sales_LitLF_Yr | Lighting | FRACTION | Default¦Wkdy | 2014-01-01 | 2014-12-31 | Hourly | 0.05 | 0.05 | 0.05 | 0.05 | 0.05 | 0.05 | 0.05 | 0.05 | 0.875 | 0.875 | 0.875 | 0.875 | 0.875 | 0.875 | 0.875 | 0.875 | 0.875 | 0.875 | 0.875 | 0.875 | 0.875 | 0.875 | 0.05 | 0.05 | From eQ_Lib.dat in MASControl 2017
D_RtL_Sales_LitLF_Yr | Lighting | FRACTION | Wknd | 2014-01-01 | 2014-12-31 | Hourly | 0.05 | 0.05 | 0.05 | 0.05 | 0.05 | 0.05 | 0.05 | 0.05 | 0.75 | 0.75 | 0.75 | 0.75 | 0.75 | 0.75 | 0.75 | 0.75 | 0.75 | 0.75 | 0.75 | 0.75 | 0.75 | 0.75 | 0.05 | 0.05 | From eQ_Lib.dat in MASControl 2017
D_RtL_Sales_LitLF_Yr | Lighting | FRACTION | WntrDsn | 2014-01-01 | 2014-12-31 | Constant | 0 | [23 empty] | From eQ_Lib.dat in MASControl 2017
D_RtL_Sales_LitLF_Yr | Lighting | FRACTION | SmrDsn | 2014-01-01 | 2014-12-31 | Constant | 1 | [23 empty] | From eQ_Lib.dat in MASControl 2017
D_RtL_Sales_LitLF_Yr | Lighting | FRACTION | Hol | 2014-01-01 | 2014-12-31 | Hourly | 0.05 | 0.05 | 0.05 | 0.05 | 0.05 | 0.05 | 0.05 | 0.05 | 0.75 | 0.75 | 0.75 | 0.75 | 0.75 | 0.75 | 0.75 | 0.75 | 0.75 | 0.75 | 0.75 | 0.75 | 0.75 | 0.75 | 0.05 | 0.05 | From eQ_Lib.dat in MASControl 2017
D_RtL_Sales_LitSp_Yr | Lighting | FRACTION | SmrDsn | 2014-01-01 | 2014-12-31 | Constant | 1 | [23 empty] | From eQ_Lib.dat in MASControl 2017
D_RtL_Sales_LitSp_Yr | Lighting | FRACTION | WntrDsn | 2014-01-01 | 2014-12-31 | Constant | 0 | [23 empty] | From eQ_Lib.dat in MASControl 2017
D_RtL_Sales_LitSp_Yr | Lighting | FRACTION | Default¦Hol | 2014-01-01 | 2014-12-31 | Hourly | 0.05 | 0.05 | 0.05 | 0.05 | 0.05 | 0.05 | 0.05 | 0.05 | 1 | 1 | 1 | 1 | 1 | 1 | 1 | 1 | 1 | 1 | 1 | 1 | 1 | 1 | 0.05 | 0.05 | From eQ_Lib.dat in MASControl 2017
D_RtL_Sales_Misc_Yr | Equipment | FRACTION | SmrDsn | 2014-01-01 | 2014-12-31 | Constant | 1 | [23 empty] | From eQ_Lib.dat in MASControl 2017
D_RtL_Sales_Misc_Yr | Equipment | FRACTION | WntrDsn | 2014-01-01 | 2014-12-31 | Constant | 0 | [23 empty] | From eQ_Lib.dat in MASControl 2017
D_RtL_Sales_Misc_Yr | Equipment | FRACTION | Default¦Hol | 2014-01-01 | 2014-12-31 | Hourly | 0 | 0 | 0 | 0 | 0 | 0 | 0 | 0 | 1 | 1 | 1 | 1 | 1 | 1 | 1 | 1 | 1 | 1 | 1 | 1 | 1 | 1 | 0 | 0 | From eQ_Lib.dat in MASControl 2017
D_RtL_Sales_Occup_Yr | Occupancy | FRACTION | SmrDsn | 2014-01-01 | 2014-12-31 | Constant | 1 | [23 empty] | From eQ_Lib.dat in MASControl 2017
D_RtL_Sales_Occup_Yr | Occupancy | FRACTION | WntrDsn | 2014-01-01 | 2014-12-31 | Constant | 0 | [23 empty] | From eQ_Lib.dat in MASControl 2017
D_RtL_Sales_Occup_Yr | Occupancy | FRACTION | Default¦Hol | 2014-01-01 | 2014-12-31 | Hourly | 0 | 0 | 0 | 0 | 0 | 0 | 0 | 0 | 0.1 | 0.3 | 0.5 | 0.5 | 0.6 | 0.6 | 0.5 | 0.5 | 0.5 | 0.5 | 0.8 | 0.8 | 0.8 | 0.1 | 0 | 0 | From eQ_Lib.dat in MASControl 2017
D_RtL_Stock_LitCFL_Yr | Lighting | FRACTION | Default¦Wkdy | 2014-01-01 | 2014-12-31 | Hourly | 0.065 | 0.065 | 0.065 | 0.065 | 0.065 | 0.065 | 0.065 | 0.065 | 0.5 | 0.5 | 0.5 | 0.5 | 0.5 | 0.5 | 0.5 | 0.5 | 0.5 | 0.5 | 0.5 | 0.5 | 0.5 | 0.5 | 0.065 | 0.065 | From eQ_Lib.dat in MASControl 2017
D_RtL_Stock_LitCFL_Yr | Lighting | FRACTION | Wknd | 2014-01-01 | 2014-12-31 | Hourly | 0.065 | 0.065 | 0.065 | 0.065 | 0.065 | 0.065 | 0.065 | 0.065 | 0.4 | 0.4 | 0.4 | 0.4 | 0.4 | 0.4 | 0.4 | 0.4 | 0.4 | 0.4 | 0.4 | 0.4 | 0.4 | 0.4 | 0.065 | 0.065 | From eQ_Lib.dat in MASControl 2017
D_RtL_Stock_LitCFL_Yr | Lighting | FRACTION | WntrDsn | 2014-01-01 | 2014-12-31 | Constant | 0 | [23 empty] | From eQ_Lib.dat in MASControl 2017
D_RtL_Stock_LitCFL_Yr | Lighting | FRACTION | SmrDsn | 2014-01-01 | 2014-12-31 | Constant | 1 | [23 empty] | From eQ_Lib.dat in MASControl 2017
D_RtL_Stock_LitCFL_Yr | Lighting | FRACTION | Hol | 2014-01-01 | 2014-12-31 | Hourly | 0.065 | 0.065 | 0.065 | 0.065 | 0.065 | 0.065 | 0.065 | 0.065 | 0.4 | 0.4 | 0.4 | 0.4 | 0.4 | 0.4 | 0.4 | 0.4 | 0.4 | 0.4 | 0.4 | 0.4 | 0.4 | 0.4 | 0.065 | 0.065 | From eQ_Lib.dat in MASControl 2017
D_RtL_Stock_LitEx_Yr | Lighting | FRACTION | SmrDsn | 2014-01-01 | 2014-12-31 | Constant | 1 | [23 empty] | From eQ_Lib.dat in MASControl 2017
D_RtL_Stock_LitEx_Yr | Lighting | FRACTION | WntrDsn | 2014-01-01 | 2014-12-31 | Constant | 0 | [23 empty] | From eQ_Lib.dat in MASControl 2017
D_RtL_Stock_LitEx_Yr | Lighting | FRACTION | Default¦Hol | 2014-01-01 | 2014-12-31 | Constant | 1 | [23 empty] | From eQ_Lib.dat in MASControl 2017
D_RtL_Stock_LitLF_Yr | Lighting | FRACTION | SmrDsn | 2014-01-01 | 2014-12-31 | Constant | 1 | [23 empty] | From eQ_Lib.dat in MASControl 2017
D_RtL_Stock_LitLF_Yr | Lighting | FRACTION | WntrDsn | 2014-01-01 | 2014-12-31 | Constant | 0 | [23 empty] | From eQ_Lib.dat in MASControl 2017
D_RtL_Stock_LitLF_Yr | Lighting | FRACTION | Default¦Hol | 2014-01-01 | 2014-12-31 | Hourly | 0.05 | 0.05 | 0.05 | 0.05 | 0.05 | 0.05 | 0.05 | 0.05 | 0.5 | 0.5 | 0.5 | 0.5 | 0.5 | 0.5 | 0.5 | 0.5 | 0.5 | 0.5 | 0.5 | 0.5 | 0.5 | 0.5 | 0.05 | 0.05 | From eQ_Lib.dat in MASControl 2017
D_RtL_Stock_LitSp_Yr | Lighting | FRACTION | SmrDsn | 2014-01-01 | 2014-12-31 | Constant | 1 | [23 empty] | From eQ_Lib.dat in MASControl 2017
D_RtL_Stock_LitSp_Yr | Lighting | FRACTION | WntrDsn | 2014-01-01 | 2014-12-31 | Constant | 0 | [23 empty] | From eQ_Lib.dat in MASControl 2017
D_RtL_Stock_LitSp_Yr | Lighting | FRACTION | Default¦Hol | 2014-01-01 | 2014-12-31 | Hourly | 0.05 | 0.05 | 0.05 | 0.05 | 0.05 | 0.05 | 0.05 | 0.05 | 1 | 1 | 1 | 1 | 1 | 1 | 1 | 1 | 1 | 1 | 1 | 1 | 1 | 1 | 0.05 | 0.05 | From eQ_Lib.dat in MASControl 2017
D_RtL_Stock_Misc_Yr | Equipment | FRACTION | SmrDsn | 2014-01-01 | 2014-12-31 | Constant | 1 | [23 empty] | From eQ_Lib.dat in MASControl 2017
D_RtL_Stock_Misc_Yr | Equipment | FRACTION | WntrDsn | 2014-01-01 | 2014-12-31 | Constant | 0 | [23 empty] | From eQ_Lib.dat in MASControl 2017
D_RtL_Stock_Misc_Yr | Equipment | FRACTION | Default¦Hol | 2014-01-01 | 2014-12-31 | Hourly | 0 | 0 | 0 | 0 | 0 | 0 | 0 | 0 | 1 | 1 | 1 | 1 | 1 | 1 | 1 | 1 | 1 | 1 | 1 | 1 | 1 | 1 | 0 | 0 | From eQ_Lib.dat in MASControl 2017
D_RtL_Stock_Occup_Yr | Occupancy | FRACTION | SmrDsn | 2014-01-01 | 2014-12-31 | Constant | 1 | [23 empty] | From eQ_Lib.dat in MASControl 2017
D_RtL_Stock_Occup_Yr | Occupancy | FRACTION | WntrDsn | 2014-01-01 | 2014-12-31 | Constant | 0 | [23 empty] | From eQ_Lib.dat in MASControl 2017
D_RtL_Stock_Occup_Yr | Occupancy | FRACTION | Default¦Hol | 2014-01-01 | 2014-12-31 | Hourly | 0 | 0 | 0 | 0 | 0 | 0 | 0 | 0 | 0.6 | 0.6 | 0.6 | 0.6 | 0.6 | 0.6 | 0.6 | 0.6 | 0.6 | 0 | 0 | 0 | 0 | 0 | 0 | 0 | From eQ_Lib.dat in MASControl 2017
D_RtS_All_C_Inf_Yr | Infiltration | MULTIPLIER | Default¦SmrDsn¦WntrDsn¦Hol | 2014-01-01 | 2014-12-31 | Hourly | 1 | 1 | 1 | 1 | 1 | 1 | 1 | 1 | 0.5 | 0.5 | 0.5 | 0.5 | 0.5 | 0.5 | 0.5 | 0.5 | 0.5 | 0.5 | 0.5 | 0.5 | 0.5 | 1 | 1 | 1 | From eQ_Lib.dat in MASControl 2017
D_RtS_All_CTemp_Yr | Thermostat Setpoint | C | Default¦SmrDsn¦WntrDsn¦Hol | 2014-01-01 | 2014-12-31 | Hourly | 24.4 | 24.4 | 24.4 | 24.4 | 24.4 | 24.4 | 24.4 | 24.4 | 24.4 | 24.4 | 24.4 | 24.4 | 24.4 | 24.4 | 24.4 | 24.4 | 24.4 | 24.4 | 24.4 | 24.4 | 24.4 | 24.4 | 24.4 | 24.4 | From eQ_Lib.dat in MASControl 2017; Removed setback
D_RtS_All_DHW_DHW_Yr | Service Water Heating | FRACTION | Default¦Wkdy | 2014-01-01 | 2014-12-31 | Hourly | 0 | 0 | 0 | 0 | 0 | 0 | 0 | 0 | 0.05 | 0.2 | 0.6 | 0.6 | 0.6 | 0.6 | 0.6 | 0.6 | 0.6 | 0.6 | 0.6 | 0.6 | 0.05 | 0 | 0 | 0 | From eQ_Lib.dat in MASControl 2017
D_RtS_All_DHW_DHW_Yr | Service Water Heating | FRACTION | Sat | 2014-01-01 | 2014-12-31 | Hourly | 0 | 0 | 0 | 0 | 0 | 0 | 0 | 0 | 0.05 | 0.1 | 0.7 | 0.4 | 0.7 | 0.7 | 0.9 | 0.9 | 0.9 | 0.8 | 0.7 | 0.65 | 0 | 0 | 0 | 0 | From eQ_Lib.dat in MASControl 2017
D_RtS_All_DHW_DHW_Yr | Service Water Heating | FRACTION | Sun | 2014-01-01 | 2014-12-31 | Hourly | 0 | 0 | 0 | 0 | 0 | 0 | 0 | 0 | 0 | 0.05 | 0.4 | 0.7 | 0.9 | 0.95 | 0.95 | 0.9 | 0.7 | 0.3 | 0.1 | 0.05 | 0 | 0 | 0 | 0 | From eQ_Lib.dat in MASControl 2017
D_RtS_All_DHW_DHW_Yr | Service Water Heating | FRACTION | WntrDsn | 2014-01-01 | 2014-12-31 | Hourly | 0 | 0 | 0 | 0 | 0 | 0 | 0 | 0 | 0.05 | 0.2 | 0.6 | 0.6 | 0.6 | 0.6 | 0.6 | 0.6 | 0.6 | 0.6 | 0.6 | 0.6 | 0.05 | 0 | 0 | 0 | From eQ_Lib.dat in MASControl 2017
D_RtS_All_DHW_DHW_Yr | Service Water Heating | FRACTION | SmrDsn | 2014-01-01 | 2014-12-31 | Hourly | 0 | 0 | 0 | 0 | 0 | 0 | 0 | 0 | 0.05 | 0.2 | 0.6 | 0.6 | 0.6 | 0.6 | 0.6 | 0.6 | 0.6 | 0.6 | 0.6 | 0.6 | 0.05 | 0 | 0 | 0 | From eQ_Lib.dat in MASControl 2017
D_RtS_All_DHW_DHW_Yr | Service Water Heating | FRACTION | Hol | 2014-01-01 | 2014-12-31 | Hourly | 0 | 0 | 0 | 0 | 0 | 0 | 0 | 0 | 0 | 0.05 | 0.4 | 0.7 | 0.9 | 0.95 | 0.95 | 0.9 | 0.7 | 0.3 | 0.1 | 0.05 | 0 | 0 | 0 | 0 | From eQ_Lib.dat in MASControl 2017
D_RtS_All_Fan_Yr | Fan | ON/OFF/FLAG | Default¦SmrDsn¦WntrDsn¦Hol | 2014-01-01 | 2014-12-31 | Hourly | 0 | 0 | 0 | 0 | 0 | 0 | 0 | 0 | 1 | 1 | 1 | 1 | 1 | 1 | 1 | 1 | 1 | 1 | 1 | 1 | 1 | 0 | 0 | 0 | From eQ_Lib.dat in MASControl 2017
D_RtS_All_HTemp_Yr | Thermostat Setpoint | C | Default¦SmrDsn¦WntrDsn¦Hol | 2014-01-01 | 2014-12-31 | Hourly | 21.1 | 21.1 | 21.1 | 21.1 | 21.1 | 21.1 | 21.1 | 21.1 | 21.1 | 21.1 | 21.1 | 21.1 | 21.1 | 21.1 | 21.1 | 21.1 | 21.1 | 21.1 | 21.1 | 21.1 | 21.1 | 21.1 | 21.1 | 21.1 | From eQ_Lib.dat in MASControl 2017; Removed setback
D_RtS_All_LitCFL_Yr | Lighting | FRACTION | Default¦Wkdy | 2014-01-01 | 2014-12-31 | Hourly | 0.3 | 0.3 | 0.3 | 0.3 | 0.3 | 0.3 | 0.3 | 0.3 | 0.3706 | 0.7 | 0.7 | 0.7 | 0.7 | 0.7 | 0.7 | 0.7 | 0.7 | 0.6529 | 0.6059 | 0.6059 | 0.3706 | 0.3 | 0.3 | 0.3 | From eQ_Lib.dat in MASControl 2017
D_RtS_All_LitCFL_Yr | Lighting | FRACTION | Sat | 2014-01-01 | 2014-12-31 | Hourly | 0.3 | 0.3 | 0.3 | 0.3 | 0.3 | 0.3 | 0.3 | 0.3 | 0.3529 | 0.6 | 0.6 | 0.6 | 0.6 | 0.6 | 0.6 | 0.6 | 0.6 | 0.5294 | 0.4588 | 0.4765 | 0.3 | 0.3 | 0.3 | 0.3 | From eQ_Lib.dat in MASControl 2017
D_RtS_All_LitCFL_Yr | Lighting | FRACTION | Sun | 2014-01-01 | 2014-12-31 | Hourly | 0.3 | 0.3 | 0.3 | 0.3 | 0.3 | 0.3 | 0.3 | 0.3 | 0.3 | 0.3882 | 0.5294 | 0.6 | 0.6 | 0.6 | 0.6 | 0.6 | 0.5647 | 0.4588 | 0.3882 | 0.3529 | 0.3 | 0.3 | 0.3 | 0.3 | From eQ_Lib.dat in MASControl 2017
D_RtS_All_LitCFL_Yr | Lighting | FRACTION | WntrDsn | 2014-01-01 | 2014-12-31 | Constant | 0 | [23 empty] | From eQ_Lib.dat in MASControl 2017
D_RtS_All_LitCFL_Yr | Lighting | FRACTION | SmrDsn | 2014-01-01 | 2014-12-31 | Constant | 1 | [23 empty] | From eQ_Lib.dat in MASControl 2017
D_RtS_All_LitCFL_Yr | Lighting | FRACTION | Hol | 2014-01-01 | 2014-12-31 | Hourly | 0.3 | 0.3 | 0.3 | 0.3 | 0.3 | 0.3 | 0.3 | 0.3 | 0.3 | 0.3882 | 0.5294 | 0.6 | 0.6 | 0.6 | 0.6 | 0.6 | 0.5647 | 0.4588 | 0.3882 | 0.3529 | 0.3 | 0.3 | 0.3 | 0.3 | From eQ_Lib.dat in MASControl 2017
D_RtS_All_LitEx_Yr | Lighting | FRACTION | SmrDsn | 2014-01-01 | 2014-12-31 | Constant | 1 | [23 empty] | From eQ_Lib.dat in MASControl 2017
D_RtS_All_LitEx_Yr | Lighting | FRACTION | WntrDsn | 2014-01-01 | 2014-12-31 | Constant | 0 | [23 empty] | From eQ_Lib.dat in MASControl 2017
D_RtS_All_LitEx_Yr | Lighting | FRACTION | Default¦Hol | 2014-01-01 | 2014-12-31 | Constant | 1 | [23 empty] | From eQ_Lib.dat in MASControl 2017
D_RtS_All_LitLF_Yr | Lighting | FRACTION | Default¦Wkdy | 2014-01-01 | 2014-12-31 | Hourly | 0.05 | 0.05 | 0.05 | 0.05 | 0.05 | 0.05 | 0.05 | 0.05 | 0.1956 | 0.875 | 0.875 | 0.875 | 0.875 | 0.875 | 0.875 | 0.875 | 0.875 | 0.7779 | 0.6809 | 0.6809 | 0.1956 | 0.05 | 0.05 | 0.05 | From eQ_Lib.dat in MASControl 2017
D_RtS_All_LitLF_Yr | Lighting | FRACTION | Sat | 2014-01-01 | 2014-12-31 | Hourly | 0.05 | 0.05 | 0.05 | 0.05 | 0.05 | 0.05 | 0.05 | 0.05 | 0.1735 | 0.75 | 0.75 | 0.75 | 0.75 | 0.75 | 0.75 | 0.75 | 0.75 | 0.5853 | 0.4206 | 0.4618 | 0.05 | 0.05 | 0.05 | 0.05 | From eQ_Lib.dat in MASControl 2017
D_RtS_All_LitLF_Yr | Lighting | FRACTION | Sun | 2014-01-01 | 2014-12-31 | Hourly | 0.05 | 0.05 | 0.05 | 0.05 | 0.05 | 0.05 | 0.05 | 0.05 | 0.05 | 0.2559 | 0.5853 | 0.75 | 0.75 | 0.75 | 0.75 | 0.75 | 0.6676 | 0.4206 | 0.2559 | 0.1735 | 0.05 | 0.05 | 0.05 | 0.05 | From eQ_Lib.dat in MASControl 2017
D_RtS_All_LitLF_Yr | Lighting | FRACTION | WntrDsn | 2014-01-01 | 2014-12-31 | Constant | 0 | [23 empty] | From eQ_Lib.dat in MASControl 2017
D_RtS_All_LitLF_Yr | Lighting | FRACTION | SmrDsn | 2014-01-01 | 2014-12-31 | Constant | 1 | [23 empty] | From eQ_Lib.dat in MASControl 2017
D_RtS_All_LitLF_Yr | Lighting | FRACTION | Hol | 2014-01-01 | 2014-12-31 | Hourly | 0.05 | 0.05 | 0.05 | 0.05 | 0.05 | 0.05 | 0.05 | 0.05 | 0.05 | 0.2559 | 0.5853 | 0.75 | 0.75 | 0.75 | 0.75 | 0.75 | 0.6676 | 0.4206 | 0.2559 | 0.1735 | 0.05 | 0.05 | 0.05 | 0.05 | From eQ_Lib.dat in MASControl 2017
D_RtS_All_LitSp_Yr | Lighting | FRACTION | Default¦Wkdy | 2014-01-01 | 2014-12-31 | Hourly | 0.05 | 0.05 | 0.05 | 0.05 | 0.05 | 0.05 | 0.05 | 0.05 | 0.2 | 0.9 | 0.9 | 0.9 | 0.9 | 0.9 | 0.9 | 0.9 | 0.9 | 0.8 | 0.7 | 0.7 | 0.2 | 0.05 | 0.05 | 0.05 | From eQ_Lib.dat in MASControl 2017
D_RtS_All_LitSp_Yr | Lighting | FRACTION | Sat | 2014-01-01 | 2014-12-31 | Hourly | 0.05 | 0.05 | 0.05 | 0.05 | 0.05 | 0.05 | 0.05 | 0.05 | 0.2 | 0.9 | 0.9 | 0.9 | 0.9 | 0.9 | 0.9 | 0.9 | 0.9 | 0.7 | 0.5 | 0.55 | 0.05 | 0.05 | 0.05 | 0.05 | From eQ_Lib.dat in MASControl 2017
D_RtS_All_LitSp_Yr | Lighting | FRACTION | Sun | 2014-01-01 | 2014-12-31 | Hourly | 0.05 | 0.05 | 0.05 | 0.05 | 0.05 | 0.05 | 0.05 | 0.05 | 0.05 | 0.3 | 0.7 | 0.9 | 0.9 | 0.9 | 0.9 | 0.9 | 0.8 | 0.5 | 0.3 | 0.2 | 0.05 | 0.05 | 0.05 | 0.05 | From eQ_Lib.dat in MASControl 2017
D_RtS_All_LitSp_Yr | Lighting | FRACTION | WntrDsn | 2014-01-01 | 2014-12-31 | Constant | 0 | [23 empty] | From eQ_Lib.dat in MASControl 2017
D_RtS_All_LitSp_Yr | Lighting | FRACTION | SmrDsn | 2014-01-01 | 2014-12-31 | Constant | 1 | [23 empty] | From eQ_Lib.dat in MASControl 2017
D_RtS_All_LitSp_Yr | Lighting | FRACTION | Hol | 2014-01-01 | 2014-12-31 | Hourly | 0.05 | 0.05 | 0.05 | 0.05 | 0.05 | 0.05 | 0.05 | 0.05 | 0.05 | 0.3 | 0.7 | 0.9 | 0.9 | 0.9 | 0.9 | 0.9 | 0.8 | 0.5 | 0.3 | 0.2 | 0.05 | 0.05 | 0.05 | 0.05 | From eQ_Lib.dat in MASControl 2017
D_RtS_All_MinOA_Yr | OutdoorAir | FRAC/DESIGN | Default¦SmrDsn¦WntrDsn¦Hol | 2014-01-01 | 2014-12-31 | Hourly | 0 | 0 | 0 | 0 | 0 | 0 | 0 | 0 | -999 | -999 | -999 | -999 | -999 | -999 | -999 | -999 | -999 | -999 | -999 | -999 | -999 | 0 | 0 | 0 | From eQ_Lib.dat in MASControl 2017
D_RtS_All_Misc_Yr | Equipment | FRACTION | Default¦Wkdy | 2014-01-01 | 2014-12-31 | Hourly | 0.4 | 0.4 | 0.4 | 0.4 | 0.4 | 0.4 | 0.4 | 0.4 | 0.6 | 0.9 | 0.9 | 0.9 | 0.9 | 0.9 | 0.9 | 0.9 | 0.9 | 0.8 | 0.7 | 0.7 | 0.6 | 0.4 | 0.4 | 0.4 | From eQ_Lib.dat in MASControl 2017; upped baseload to 0.4
D_RtS_All_Misc_Yr | Equipment | FRACTION | Sat | 2014-01-01 | 2014-12-31 | Hourly | 0.4 | 0.4 | 0.4 | 0.4 | 0.4 | 0.4 | 0.4 | 0.4 | 0.6 | 0.9 | 0.9 | 0.9 | 0.9 | 0.9 | 0.9 | 0.9 | 0.9 | 0.7 | 0.5 | 0.55 | 0.4 | 0.4 | 0.4 | 0.4 | From eQ_Lib.dat in MASControl 2017; upped baseload to 0.4
D_RtS_All_Misc_Yr | Equipment | FRACTION | Sun | 2014-01-01 | 2014-12-31 | Hourly | 0.4 | 0.4 | 0.4 | 0.4 | 0.4 | 0.4 | 0.4 | 0.4 | 0.4 | 0.6 | 0.7 | 0.9 | 0.9 | 0.9 | 0.9 | 0.9 | 0.8 | 0.7 | 0.6 | 0.5 | 0.4 | 0.4 | 0.4 | 0.4 | From eQ_Lib.dat in MASControl 2017; upped baseload to 0.4
D_RtS_All_Misc_Yr | Equipment | FRACTION | WntrDsn | 2014-01-01 | 2014-12-31 | Constant | 0 | [23 empty] | From eQ_Lib.dat in MASControl 2017; upped baseload to 0.4
D_RtS_All_Misc_Yr | Equipment | FRACTION | SmrDsn | 2014-01-01 | 2014-12-31 | Constant | 1 | [23 empty] | From eQ_Lib.dat in MASControl 2017; upped baseload to 0.4
D_RtS_All_Misc_Yr | Equipment | FRACTION | Hol | 2014-01-01 | 2014-12-31 | Hourly | 0.4 | 0.4 | 0.4 | 0.4 | 0.4 | 0.4 | 0.4 | 0.4 | 0.4 | 0.6 | 0.7 | 0.9 | 0.9 | 0.9 | 0.9 | 0.9 | 0.8 | 0.7 | 0.6 | 0.5 | 0.4 | 0.4 | 0.4 | 0.4 | From eQ_Lib.dat in MASControl 2017; upped baseload to 0.4
D_RtS_All_Occup_Yr | Occupancy | FRACTION | Default¦Wkdy | 2014-01-01 | 2014-12-31 | Hourly | 0 | 0 | 0 | 0 | 0 | 0 | 0 | 0 | 0.05 | 0.2 | 0.6 | 0.6 | 0.6 | 0.6 | 0.6 | 0.6 | 0.6 | 0.6 | 0.6 | 0.6 | 0.05 | 0 | 0 | 0 | From eQ_Lib.dat in MASControl 2017
D_RtS_All_Occup_Yr | Occupancy | FRACTION | Sat | 2014-01-01 | 2014-12-31 | Hourly | 0 | 0 | 0 | 0 | 0 | 0 | 0 | 0 | 0.05 | 0.1 | 0.7 | 0.4 | 0.7 | 0.7 | 0.9 | 0.9 | 0.9 | 0.8 | 0.7 | 0.65 | 0 | 0 | 0 | 0 | From eQ_Lib.dat in MASControl 2017
D_RtS_All_Occup_Yr | Occupancy | FRACTION | Sun | 2014-01-01 | 2014-12-31 | Hourly | 0 | 0 | 0 | 0 | 0 | 0 | 0 | 0 | 0 | 0.05 | 0.4 | 0.7 | 0.9 | 0.95 | 0.95 | 0.9 | 0.7 | 0.3 | 0.1 | 0.05 | 0 | 0 | 0 | 0 | From eQ_Lib.dat in MASControl 2017
D_RtS_All_Occup_Yr | Occupancy | FRACTION | WntrDsn | 2014-01-01 | 2014-12-31 | Constant | 0 | [23 empty] | From eQ_Lib.dat in MASControl 2017
D_RtS_All_Occup_Yr | Occupancy | FRACTION | SmrDsn | 2014-01-01 | 2014-12-31 | Constant | 1 | [23 empty] | From eQ_Lib.dat in MASControl 2017
D_RtS_All_Occup_Yr | Occupancy | FRACTION | Hol | 2014-01-01 | 2014-12-31 | Hourly | 0 | 0 | 0 | 0 | 0 | 0 | 0 | 0 | 0 | 0.05 | 0.4 | 0.7 | 0.9 | 0.95 | 0.95 | 0.9 | 0.7 | 0.3 | 0.1 | 0.05 | 0 | 0 | 0 | 0 | From eQ_Lib.dat in MASControl 2017
D_RtS_All_P_Inf_Yr | Infiltration | MULTIPLIER | Default¦SmrDsn¦WntrDsn¦Hol | 2014-01-01 | 2014-12-31 | Hourly | 1 | 1 | 1 | 1 | 1 | 1 | 1 | 1 | 0.5 | 0.5 | 0.5 | 0.5 | 0.5 | 0.5 | 0.5 | 0.5 | 0.5 | 0.5 | 0.5 | 0.5 | 0.5 | 1 | 1 | 1 | From eQ_Lib.dat in MASControl 2017
D_SCn_All_C_Inf_Yr | Infiltration | MULTIPLIER | Default¦Wkdy | 2014-01-01 | 2014-12-31 | Hourly | 1 | 1 | 1 | 1 | 1 | 1 | 0.5 | 0.5 | 0.5 | 0.5 | 0.5 | 0.5 | 0.5 | 0.5 | 0.5 | 0.5 | 0.5 | 0.5 | 0.5 | 1 | 1 | 1 | 1 | 1 | From eQ_Lib.dat in MASControl 2017
D_SCn_All_C_Inf_Yr | Infiltration | MULTIPLIER | Wknd | 2014-01-01 | 2014-12-31 | Hourly | 1 | 1 | 1 | 1 | 1 | 1 | 0.5 | 0.5 | 0.5 | 0.5 | 0.5 | 0.5 | 0.5 | 0.5 | 0.5 | 0.5 | 0.5 | 0.5 | 0.5 | 1 | 1 | 1 | 1 | 1 | From eQ_Lib.dat in MASControl 2017
D_SCn_All_C_Inf_Yr | Infiltration | MULTIPLIER | WntrDsn | 2014-01-01 | 2014-12-31 | Hourly | 1 | 1 | 1 | 1 | 1 | 1 | 0.5 | 0.5 | 0.5 | 0.5 | 0.5 | 0.5 | 0.5 | 0.5 | 0.5 | 0.5 | 0.5 | 0.5 | 0.5 | 1 | 1 | 1 | 1 | 1 | From eQ_Lib.dat in MASControl 2017
D_SCn_All_C_Inf_Yr | Infiltration | MULTIPLIER | SmrDsn | 2014-01-01 | 2014-12-31 | Hourly | 1 | 1 | 1 | 1 | 1 | 1 | 0.5 | 0.5 | 0.5 | 0.5 | 0.5 | 0.5 | 0.5 | 0.5 | 0.5 | 0.5 | 0.5 | 0.5 | 0.5 | 1 | 1 | 1 | 1 | 1 | From eQ_Lib.dat in MASControl 2017
D_SCn_All_C_Inf_Yr | Infiltration | MULTIPLIER | Hol | 2014-01-01 | 2014-12-31 | Hourly | 1 | 1 | 1 | 1 | 1 | 1 | 1 | 1 | 0.5 | 0.5 | 0.5 | 0.5 | 0.5 | 0.5 | 0.5 | 0.5 | 0.5 | 1 | 1 | 1 | 1 | 1 | 1 | 1 | From eQ_Lib.dat in MASControl 2017
D_SCn_All_CTemp_Yr | Thermostat Setpoint | C | Default¦Wkdy | 2014-01-01 | 2014-12-31 | Hourly | 24.4 | 24.4 | 24.4 | 24.4 | 24.4 | 24.4 | 24.4 | 24.4 | 24.4 | 24.4 | 24.4 | 24.4 | 24.4 | 24.4 | 24.4 | 24.4 | 24.4 | 24.4 | 24.4 | 24.4 | 24.4 | 24.4 | 24.4 | 24.4 | From eQ_Lib.dat in MASControl 2017; Removed setback
D_SCn_All_CTemp_Yr | Thermostat Setpoint | C | Wknd | 2014-01-01 | 2014-12-31 | Hourly | 24.4 | 24.4 | 24.4 | 24.4 | 24.4 | 24.4 | 24.4 | 24.4 | 24.4 | 24.4 | 24.4 | 24.4 | 24.4 | 24.4 | 24.4 | 24.4 | 24.4 | 24.4 | 24.4 | 24.4 | 24.4 | 24.4 | 24.4 | 24.4 | From eQ_Lib.dat in MASControl 2017; Removed setback
D_SCn_All_CTemp_Yr | Thermostat Setpoint | C | WntrDsn | 2014-01-01 | 2014-12-31 | Hourly | 24.4 | 24.4 | 24.4 | 24.4 | 24.4 | 24.4 | 24.4 | 24.4 | 24.4 | 24.4 | 24.4 | 24.4 | 24.4 | 24.4 | 24.4 | 24.4 | 24.4 | 24.4 | 24.4 | 24.4 | 24.4 | 24.4 | 24.4 | 24.4 | From eQ_Lib.dat in MASControl 2017; Removed setback
D_SCn_All_CTemp_Yr | Thermostat Setpoint | C | SmrDsn | 2014-01-01 | 2014-12-31 | Hourly | 24.4 | 24.4 | 24.4 | 24.4 | 24.4 | 24.4 | 24.4 | 24.4 | 24.4 | 24.4 | 24.4 | 24.4 | 24.4 | 24.4 | 24.4 | 24.4 | 24.4 | 24.4 | 24.4 | 24.4 | 24.4 | 24.4 | 24.4 | 24.4 | From eQ_Lib.dat in MASControl 2017; Removed setback
D_SCn_All_CTemp_Yr | Thermostat Setpoint | C | Hol | 2014-01-01 | 2014-12-31 | Hourly | 24.4 | 24.4 | 24.4 | 24.4 | 24.4 | 24.4 | 24.4 | 24.4 | 24.4 | 24.4 | 24.4 | 24.4 | 24.4 | 24.4 | 24.4 | 24.4 | 24.4 | 24.4 | 24.4 | 24.4 | 24.4 | 24.4 | 24.4 | 24.4 | From eQ_Lib.dat in MASControl 2017; Removed setback
D_SCn_All_DHW_DHW_Yr | Service Water Heating | FRACTION | Default¦Wkdy | 2014-01-01 | 2014-12-31 | Hourly | 0 | 0 | 0 | 0 | 0 | 0 | 0.4 | 0.8 | 0.8 | 0.8 | 0.8 | 0.8 | 0.8 | 0.8 | 0.8 | 0.8 | 0.8 | 0.4 | 0 | 0 | 0 | 0 | 0 | 0 | From eQ_Lib.dat in MASControl 2017
D_SCn_All_DHW_DHW_Yr | Service Water Heating | FRACTION | Wknd | 2014-01-01 | 2014-12-31 | Constant | 0 | [23 empty] | From eQ_Lib.dat in MASControl 2017
D_SCn_All_DHW_DHW_Yr | Service Water Heating | FRACTION | WntrDsn | 2014-01-01 | 2014-12-31 | Hourly | 0 | 0 | 0 | 0 | 0 | 0 | 0.4 | 0.8 | 0.8 | 0.8 | 0.8 | 0.8 | 0.8 | 0.8 | 0.8 | 0.8 | 0.8 | 0.4 | 0 | 0 | 0 | 0 | 0 | 0 | From eQ_Lib.dat in MASControl 2017
D_SCn_All_DHW_DHW_Yr | Service Water Heating | FRACTION | SmrDsn | 2014-01-01 | 2014-12-31 | Hourly | 0 | 0 | 0 | 0 | 0 | 0 | 0.4 | 0.8 | 0.8 | 0.8 | 0.8 | 0.8 | 0.8 | 0.8 | 0.8 | 0.8 | 0.8 | 0.4 | 0 | 0 | 0 | 0 | 0 | 0 | From eQ_Lib.dat in MASControl 2017
D_SCn_All_DHW_DHW_Yr | Service Water Heating | FRACTION | Hol | 2014-01-01 | 2014-12-31 | Constant | 0 | [23 empty] | From eQ_Lib.dat in MASControl 2017
D_SCn_All_Fan_Yr | Fan | ON/OFF/FLAG | Default¦Wkdy | 2014-01-01 | 2014-12-31 | Hourly | 0 | 0 | 0 | 0 | 0 | 0 | 1 | 1 | 1 | 1 | 1 | 1 | 1 | 1 | 1 | 1 | 1 | 1 | 1 | 0 | 0 | 0 | 0 | 0 | From eQ_Lib.dat in MASControl 2017
D_SCn_All_Fan_Yr | Fan | ON/OFF/FLAG | Wknd | 2014-01-01 | 2014-12-31 | Hourly | 0 | 0 | 0 | 0 | 0 | 0 | 1 | 1 | 1 | 1 | 1 | 1 | 1 | 1 | 1 | 1 | 1 | 1 | 1 | 0 | 0 | 0 | 0 | 0 | From eQ_Lib.dat in MASControl 2017
D_SCn_All_Fan_Yr | Fan | ON/OFF/FLAG | WntrDsn | 2014-01-01 | 2014-12-31 | Hourly | 0 | 0 | 0 | 0 | 0 | 0 | 1 | 1 | 1 | 1 | 1 | 1 | 1 | 1 | 1 | 1 | 1 | 1 | 1 | 0 | 0 | 0 | 0 | 0 | From eQ_Lib.dat in MASControl 2017
D_SCn_All_Fan_Yr | Fan | ON/OFF/FLAG | SmrDsn | 2014-01-01 | 2014-12-31 | Hourly | 0 | 0 | 0 | 0 | 0 | 0 | 1 | 1 | 1 | 1 | 1 | 1 | 1 | 1 | 1 | 1 | 1 | 1 | 1 | 0 | 0 | 0 | 0 | 0 | From eQ_Lib.dat in MASControl 2017
D_SCn_All_Fan_Yr | Fan | ON/OFF/FLAG | Hol | 2014-01-01 | 2014-12-31 | Hourly | 0 | 0 | 0 | 0 | 0 | 0 | 0 | 0 | 1 | 1 | 1 | 1 | 1 | 1 | 1 | 1 | 1 | 0 | 0 | 0 | 0 | 0 | 0 | 0 | From eQ_Lib.dat in MASControl 2017
D_SCn_All_HTemp_Yr | Thermostat Setpoint | C | Default¦Wkdy | 2014-01-01 | 2014-12-31 | Hourly | 21.1 | 21.1 | 21.1 | 21.1 | 21.1 | 21.1 | 21.1 | 21.1 | 21.1 | 21.1 | 21.1 | 21.1 | 21.1 | 21.1 | 21.1 | 21.1 | 21.1 | 21.1 | 21.1 | 21.1 | 21.1 | 21.1 | 21.1 | 21.1 | From eQ_Lib.dat in MASControl 2017; Removed setback
D_SCn_All_HTemp_Yr | Thermostat Setpoint | C | Wknd | 2014-01-01 | 2014-12-31 | Hourly | 21.1 | 21.1 | 21.1 | 21.1 | 21.1 | 21.1 | 21.1 | 21.1 | 21.1 | 21.1 | 21.1 | 21.1 | 21.1 | 21.1 | 21.1 | 21.1 | 21.1 | 21.1 | 21.1 | 21.1 | 21.1 | 21.1 | 21.1 | 21.1 | From eQ_Lib.dat in MASControl 2017; Removed setback
D_SCn_All_HTemp_Yr | Thermostat Setpoint | C | WntrDsn | 2014-01-01 | 2014-12-31 | Hourly | 21.1 | 21.1 | 21.1 | 21.1 | 21.1 | 21.1 | 21.1 | 21.1 | 21.1 | 21.1 | 21.1 | 21.1 | 21.1 | 21.1 | 21.1 | 21.1 | 21.1 | 21.1 | 21.1 | 21.1 | 21.1 | 21.1 | 21.1 | 21.1 | From eQ_Lib.dat in MASControl 2017; Removed setback
D_SCn_All_HTemp_Yr | Thermostat Setpoint | C | SmrDsn | 2014-01-01 | 2014-12-31 | Hourly | 21.1 | 21.1 | 21.1 | 21.1 | 21.1 | 21.1 | 21.1 | 21.1 | 21.1 | 21.1 | 21.1 | 21.1 | 21.1 | 21.1 | 21.1 | 21.1 | 21.1 | 21.1 | 21.1 | 21.1 | 21.1 | 21.1 | 21.1 | 21.1 | From eQ_Lib.dat in MASControl 2017; Removed setback
D_SCn_All_HTemp_Yr | Thermostat Setpoint | C | Hol | 2014-01-01 | 2014-12-31 | Hourly | 21.1 | 21.1 | 21.1 | 21.1 | 21.1 | 21.1 | 21.1 | 21.1 | 21.1 | 21.1 | 21.1 | 21.1 | 21.1 | 21.1 | 21.1 | 21.1 | 21.1 | 21.1 | 21.1 | 21.1 | 21.1 | 21.1 | 21.1 | 21.1 | From eQ_Lib.dat in MASControl 2017; Removed setback
D_SCn_All_LitCFL_Yr | Lighting | FRACTION | Default¦Wkdy | 2014-01-01 | 2014-12-31 | Hourly | 0.08 | 0.08 | 0.08 | 0.08 | 0.08 | 0.08 | 0.575 | 0.575 | 0.575 | 0.575 | 0.575 | 0.575 | 0.575 | 0.575 | 0.575 | 0.575 | 0.575 | 0.575 | 0.08 | 0.08 | 0.08 | 0.08 | 0.08 | 0.08 | From eQ_Lib.dat in MASControl 2017; set Wknd to baseload
D_SCn_All_LitCFL_Yr | Lighting | FRACTION | Wknd¦Hol | 2014-01-01 | 2014-12-31 | Constant | 0.065 | [23 empty] | From eQ_Lib.dat in MASControl 2017; set Wknd to baseload
D_SCn_All_LitCFL_Yr | Lighting | FRACTION | WntrDsn | 2014-01-01 | 2014-12-31 | Constant | 0 | [23 empty] | From eQ_Lib.dat in MASControl 2017; set Wknd to baseload
D_SCn_All_LitCFL_Yr | Lighting | FRACTION | SmrDsn | 2014-01-01 | 2014-12-31 | Constant | 1 | [23 empty] | From eQ_Lib.dat in MASControl 2017; set Wknd to baseload
D_SCn_All_LitEx_Yr | Lighting | FRACTION | SmrDsn | 2014-01-01 | 2014-12-31 | Constant | 1 | [23 empty] | From eQ_Lib.dat in MASControl 2017
D_SCn_All_LitEx_Yr | Lighting | FRACTION | WntrDsn | 2014-01-01 | 2014-12-31 | Constant | 0 | [23 empty] | From eQ_Lib.dat in MASControl 2017
D_SCn_All_LitEx_Yr | Lighting | FRACTION | Default¦Hol | 2014-01-01 | 2014-12-31 | Constant | 1 | [23 empty] | From eQ_Lib.dat in MASControl 2017
D_SCn_All_LitLF_Yr | Lighting | FRACTION | Default¦Wkdy | 2014-01-01 | 2014-12-31 | Hourly | 0.145 | 0.145 | 0.145 | 0.145 | 0.145 | 0.145 | 0.7 | 0.7 | 0.7 | 0.7 | 0.7 | 0.7 | 0.7 | 0.7 | 0.7 | 0.7 | 0.7 | 0.7 | 0.145 | 0.145 | 0.145 | 0.145 | 0.145 | 0.145 | From eQ_Lib.dat in MASControl 2017
D_SCn_All_LitLF_Yr | Lighting | FRACTION | Wknd¦Hol | 2014-01-01 | 2014-12-31 | Constant | 0.055 | [23 empty] | From eQ_Lib.dat in MASControl 2017; set Wknd to baseload
D_SCn_All_LitLF_Yr | Lighting | FRACTION | WntrDsn | 2014-01-01 | 2014-12-31 | Constant | 0 | [23 empty] | From eQ_Lib.dat in MASControl 2017; set Wknd to baseload
D_SCn_All_LitLF_Yr | Lighting | FRACTION | SmrDsn | 2014-01-01 | 2014-12-31 | Constant | 1 | [23 empty] | From eQ_Lib.dat in MASControl 2017; set Wknd to baseload
D_SCn_All_LitSp_Yr | Lighting | FRACTION | SmrDsn | 2014-01-01 | 2014-12-31 | Constant | 1 | [23 empty] | From eQ_Lib.dat in MASControl 2017
D_SCn_All_LitSp_Yr | Lighting | FRACTION | WntrDsn | 2014-01-01 | 2014-12-31 | Constant | 0 | [23 empty] | From eQ_Lib.dat in MASControl 2017
D_SCn_All_LitSp_Yr | Lighting | FRACTION | Default¦Hol | 2014-01-01 | 2014-12-31 | Hourly | 0.05 | 0.05 | 0.05 | 0.05 | 0.05 | 0.05 | 1 | 1 | 1 | 1 | 1 | 1 | 1 | 1 | 1 | 1 | 1 | 1 | 0.05 | 0.05 | 0.05 | 0.05 | 0.05 | 0.05 | From eQ_Lib.dat in MASControl 2017
D_SCn_All_MinOA_Yr | OutdoorAir | FRAC/DESIGN | Default¦Wkdy | 2014-01-01 | 2014-12-31 | Hourly | 0 | 0 | 0 | 0 | 0 | 0 | -999 | -999 | -999 | -999 | -999 | -999 | -999 | -999 | -999 | -999 | -999 | -999 | -999 | 0 | 0 | 0 | 0 | 0 | From eQ_Lib.dat in MASControl 2017
D_SCn_All_MinOA_Yr | OutdoorAir | FRAC/DESIGN | Wknd | 2014-01-01 | 2014-12-31 | Hourly | 0 | 0 | 0 | 0 | 0 | 0 | -999 | -999 | -999 | -999 | -999 | -999 | -999 | -999 | -999 | -999 | -999 | -999 | -999 | 0 | 0 | 0 | 0 | 0 | From eQ_Lib.dat in MASControl 2017
D_SCn_All_MinOA_Yr | OutdoorAir | FRAC/DESIGN | WntrDsn | 2014-01-01 | 2014-12-31 | Hourly | 0 | 0 | 0 | 0 | 0 | 0 | -999 | -999 | -999 | -999 | -999 | -999 | -999 | -999 | -999 | -999 | -999 | -999 | -999 | 0 | 0 | 0 | 0 | 0 | From eQ_Lib.dat in MASControl 2017
D_SCn_All_MinOA_Yr | OutdoorAir | FRAC/DESIGN | SmrDsn | 2014-01-01 | 2014-12-31 | Hourly | 0 | 0 | 0 | 0 | 0 | 0 | -999 | -999 | -999 | -999 | -999 | -999 | -999 | -999 | -999 | -999 | -999 | -999 | -999 | 0 | 0 | 0 | 0 | 0 | From eQ_Lib.dat in MASControl 2017
D_SCn_All_MinOA_Yr | OutdoorAir | FRAC/DESIGN | Hol | 2014-01-01 | 2014-12-31 | Hourly | 0 | 0 | 0 | 0 | 0 | 0 | 0 | 0 | -999 | -999 | -999 | -999 | -999 | -999 | -999 | -999 | -999 | 0 | 0 | 0 | 0 | 0 | 0 | 0 | From eQ_Lib.dat in MASControl 2017
D_SCn_All_Misc_Yr | Equipment | FRACTION | SmrDsn | 2014-01-01 | 2014-12-31 | Constant | 1 | [23 empty] | Matched to NBI plug load study - average of Low/Mid plug loads
D_SCn_All_Misc_Yr | Equipment | FRACTION | WntrDsn | 2014-01-01 | 2014-12-31 | Constant | 0 | [23 empty] | Matched to NBI plug load study - average of Low/Mid plug loads
D_SCn_All_Misc_Yr | Equipment | FRACTION | Default¦Wkdy | 2014-01-01 | 2014-12-31 | Hourly | 0.4 | 0.4 | 0.4 | 0.4 | 0.4 | 0.4 | 0.4 | 0.5 | 0.8 | 0.875 | 0.9 | 0.925 | 0.9 | 0.9 | 0.875 | 0.85 | 0.8 | 0.6 | 0.5 | 0.45 | 0.45 | 0.425 | 0.4 | 0.4 | Matched to NBI plug load study - average of Low/Mid plug loads
D_SCn_All_Misc_Yr | Equipment | FRACTION | Wknd¦Hol | 2014-01-01 | 2014-12-31 | Constant | 0.4 | [23 empty] | Matched to NBI plug load study - average of Low/Mid plug loads
D_SCn_All_Occup_Yr | Occupancy | FRACTION | SmrDsn | 2014-01-01 | 2014-12-31 | Constant | 1 | [23 empty] | From eQ_Lib.dat in MASControl 2017
D_SCn_All_Occup_Yr | Occupancy | FRACTION | WntrDsn | 2014-01-01 | 2014-12-31 | Constant | 0 | [23 empty] | From eQ_Lib.dat in MASControl 2017
D_SCn_All_Occup_Yr | Occupancy | FRACTION | Default¦Hol | 2014-01-01 | 2014-12-31 | Hourly | 0 | 0 | 0 | 0 | 0 | 0 | 0.4 | 0.8 | 0.8 | 0.8 | 0.8 | 0.8 | 0.8 | 0.8 | 0.8 | 0.8 | 0.8 | 0.4 | 0 | 0 | 0 | 0 | 0 | 0 | From eQ_Lib.dat in MASControl 2017
D_SCn_All_P_Inf_Yr | Infiltration | MULTIPLIER | Default¦Wkdy | 2014-01-01 | 2014-12-31 | Hourly | 1 | 1 | 1 | 1 | 1 | 1 | 0.5 | 0.5 | 0.5 | 0.5 | 0.5 | 0.5 | 0.5 | 0.5 | 0.5 | 0.5 | 0.5 | 0.5 | 0.5 | 1 | 1 | 1 | 1 | 1 | From eQ_Lib.dat in MASControl 2017
D_SCn_All_P_Inf_Yr | Infiltration | MULTIPLIER | Wknd | 2014-01-01 | 2014-12-31 | Hourly | 1 | 1 | 1 | 1 | 1 | 1 | 0.5 | 0.5 | 0.5 | 0.5 | 0.5 | 0.5 | 0.5 | 0.5 | 0.5 | 0.5 | 0.5 | 0.5 | 0.5 | 1 | 1 | 1 | 1 | 1 | From eQ_Lib.dat in MASControl 2017
D_SCn_All_P_Inf_Yr | Infiltration | MULTIPLIER | WntrDsn | 2014-01-01 | 2014-12-31 | Hourly | 1 | 1 | 1 | 1 | 1 | 1 | 0.5 | 0.5 | 0.5 | 0.5 | 0.5 | 0.5 | 0.5 | 0.5 | 0.5 | 0.5 | 0.5 | 0.5 | 0.5 | 1 | 1 | 1 | 1 | 1 | From eQ_Lib.dat in MASControl 2017
D_SCn_All_P_Inf_Yr | Infiltration | MULTIPLIER | SmrDsn | 2014-01-01 | 2014-12-31 | Hourly | 1 | 1 | 1 | 1 | 1 | 1 | 0.5 | 0.5 | 0.5 | 0.5 | 0.5 | 0.5 | 0.5 | 0.5 | 0.5 | 0.5 | 0.5 | 0.5 | 0.5 | 1 | 1 | 1 | 1 | 1 | From eQ_Lib.dat in MASControl 2017
D_SCn_All_P_Inf_Yr | Infiltration | MULTIPLIER | Hol | 2014-01-01 | 2014-12-31 | Hourly | 1 | 1 | 1 | 1 | 1 | 1 | 1 | 1 | 0.5 | 0.5 | 0.5 | 0.5 | 0.5 | 0.5 | 0.5 | 0.5 | 0.5 | 1 | 1 | 1 | 1 | 1 | 1 | 1 | From eQ_Lib.dat in MASControl 2017
D_SFm_All_C_Inf_Yr | Infiltration | MULTIPLIER | Default¦SmrDsn¦WntrDsn¦Hol | 2014-01-01 | 2014-12-31 | Constant | 0.5 | [23 empty] | From eQ_Lib.dat in MASControl 2017
D_SFm_All_DHW_Bath_Yr | Service Water Heating | FRACTION | Default¦SmrDsn¦WntrDsn¦Hol | 2014-01-01 | 2014-12-31 | Hourly | 0.0077 | 0.0039 | 0.0039 | 0.0039 | 0.0077 | 0.0193 | 0.0463 | 0.0579 | 0.0656 | 0.0579 | 0.0463 | 0.0347 | 0.0309 | 0.0232 | 0.0232 | 0.0232 | 0.0386 | 0.0463 | 0.0772 | 0.1004 | 0.1004 | 0.0772 | 0.0656 | 0.0386 | From eQ_Lib.dat in MASControl 2017
D_SFm_All_DHW_CWshr_Yr | Clothes Washing SHR | FRACTION | Default¦SmrDsn¦WntrDsn¦Hol | 2014-01-01 | 2014-12-31 | Hourly | 0.0093 | 0.0075 | 0.0037 | 0.0037 | 0.0075 | 0.0112 | 0.0224 | 0.0486 | 0.0729 | 0.086 | 0.0841 | 0.0748 | 0.0673 | 0.0598 | 0.0523 | 0.0486 | 0.0505 | 0.0486 | 0.0486 | 0.0486 | 0.0486 | 0.0467 | 0.0318 | 0.0168 | From eQ_Lib.dat in MASControl 2017
D_SFm_All_DHW_DWshr_Yr | Dishwashing SHR | FRACTION | Default¦SmrDsn¦WntrDsn¦Hol | 2014-01-01 | 2014-12-31 | Hourly | 0.0154 | 0.0068 | 0.0051 | 0.0034 | 0.0034 | 0.0102 | 0.0205 | 0.0307 | 0.058 | 0.0648 | 0.0563 | 0.0478 | 0.041 | 0.0461 | 0.0375 | 0.0358 | 0.0375 | 0.0495 | 0.087 | 0.1109 | 0.0904 | 0.0666 | 0.0444 | 0.0307 | From eQ_Lib.dat in MASControl 2017
D_SFm_All_DHW_Shwr_Yr | Service Water Heating | FRACTION | Default¦SmrDsn¦WntrDsn¦Hol | 2014-01-01 | 2014-12-31 | Hourly | 0.0107 | 0.0049 | 0.0034 | 0.0049 | 0.0136 | 0.0515 | 0.1176 | 0.1166 | 0.0948 | 0.0743 | 0.0598 | 0.0471 | 0.034 | 0.0292 | 0.0253 | 0.0262 | 0.0301 | 0.0389 | 0.0423 | 0.0423 | 0.0418 | 0.0408 | 0.0292 | 0.0209 | From eQ_Lib.dat in MASControl 2017
D_SFm_All_DHW_Sink_Yr | Service Water Heating | FRACTION | Default¦SmrDsn¦WntrDsn¦Hol | 2014-01-01 | 2014-12-31 | Hourly | 0.0142 | 0.0068 | 0.0051 | 0.0051 | 0.0068 | 0.0181 | 0.0425 | 0.0623 | 0.0657 | 0.0618 | 0.0544 | 0.0499 | 0.0487 | 0.0453 | 0.0414 | 0.0431 | 0.0482 | 0.0652 | 0.0748 | 0.0691 | 0.0567 | 0.0482 | 0.0397 | 0.0272 | From eQ_Lib.dat in MASControl 2017
D_SFm_All_Fan_Yr | Fan | ON/OFF/FLAG | Default¦SmrDsn¦WntrDsn¦Hol | 2014-01-01 | 2014-12-31 | Constant | 1 | [23 empty] | From eQ_Lib.dat in MASControl 2017
D_SFm_All_P_Inf_Yr | Infiltration | MULTIPLIER | Default¦SmrDsn¦WntrDsn¦Hol | 2014-01-01 | 2014-12-31 | Constant | 0.5 | [23 empty] | From eQ_Lib.dat in MASControl 2017
D_SFm_Bedrm_ILit_Yr |  | FRACTION | Default¦Wkdy | 2014-01-01 | 2014-01-31 | Hourly | 0.04164 | 0.02437 | 0.01692 | 0.01249 | 0.01344 | 0.01479 | 0.01793 | 0.03724 | 0.04538 | 0.04045 | 0.03645 | 0.03878 | 0.03764 | 0.03657 | 0.03384 | 0.03502 | 0.03803 | 0.0459 | 0.06052 | 0.07667 | 0.09991 | 0.10911 | 0.09281 | 0.0713 | From eQ_Lib.dat in MASControl 2017
D_SFm_Bedrm_ILit_Yr |  | FRACTION | Wknd | 2014-01-01 | 2014-01-31 | Hourly | 0.04861 | 0.03318 | 0.02199 | 0.01506 | 0.01259 | 0.01323 | 0.01388 | 0.01964 | 0.02821 | 0.0369 | 0.03581 | 0.03777 | 0.03903 | 0.04081 | 0.03701 | 0.03462 | 0.03694 | 0.04475 | 0.05777 | 0.07008 | 0.09052 | 0.09992 | 0.09342 | 0.06758 | From eQ_Lib.dat in MASControl 2017
D_SFm_Bedrm_ILit_Yr |  | FRACTION | Default¦Wkdy | 2014-02-01 | 2014-02-28 | Hourly | 0.04213 | 0.02452 | 0.01695 | 0.01258 | 0.0133 | 0.01477 | 0.0183 | 0.03683 | 0.04446 | 0.03961 | 0.03574 | 0.03742 | 0.03631 | 0.03532 | 0.03294 | 0.03395 | 0.03665 | 0.04339 | 0.05731 | 0.07252 | 0.0945 | 0.10706 | 0.09347 | 0.07163 | From eQ_Lib.dat in MASControl 2017
D_SFm_Bedrm_ILit_Yr |  | FRACTION | Wknd | 2014-02-01 | 2014-02-28 | Hourly | 0.04927 | 0.03307 | 0.02183 | 0.01552 | 0.01292 | 0.01314 | 0.01402 | 0.01979 | 0.02822 | 0.03616 | 0.0358 | 0.03766 | 0.0386 | 0.04014 | 0.03689 | 0.03465 | 0.03678 | 0.04287 | 0.05459 | 0.06608 | 0.08595 | 0.09817 | 0.09304 | 0.0686 | From eQ_Lib.dat in MASControl 2017
D_SFm_Bedrm_ILit_Yr |  | FRACTION | Default¦Wkdy | 2014-03-01 | 2014-03-31 | Hourly | 0.04284 | 0.02474 | 0.017 | 0.01271 | 0.01309 | 0.01475 | 0.01883 | 0.03625 | 0.04313 | 0.03839 | 0.03471 | 0.03546 | 0.0344 | 0.0335 | 0.03165 | 0.0324 | 0.03463 | 0.03976 | 0.05267 | 0.06648 | 0.08664 | 0.10407 | 0.09442 | 0.07212 | From eQ_Lib.dat in MASControl 2017
D_SFm_Bedrm_ILit_Yr |  | FRACTION | Wknd | 2014-03-01 | 2014-03-31 | Hourly | 0.05024 | 0.03291 | 0.0216 | 0.01621 | 0.01342 | 0.01301 | 0.01421 | 0.02003 | 0.02824 | 0.03506 | 0.03579 | 0.03749 | 0.03797 | 0.03916 | 0.03672 | 0.03471 | 0.03654 | 0.0401 | 0.04991 | 0.06018 | 0.07923 | 0.09559 | 0.09249 | 0.0701 | From eQ_Lib.dat in MASControl 2017
D_SFm_Bedrm_ILit_Yr |  | FRACTION | Default¦Wkdy | 2014-04-01 | 2014-04-30 | Hourly | 0.04361 | 0.02498 | 0.01704 | 0.01286 | 0.01286 | 0.01472 | 0.01941 | 0.03561 | 0.04169 | 0.03708 | 0.03361 | 0.03334 | 0.03232 | 0.03153 | 0.03026 | 0.03074 | 0.03245 | 0.03584 | 0.04766 | 0.05997 | 0.07816 | 0.10085 | 0.09544 | 0.07264 | From eQ_Lib.dat in MASControl 2017
D_SFm_Bedrm_ILit_Yr |  | FRACTION | Wknd | 2014-04-01 | 2014-04-30 | Hourly | 0.05129 | 0.03274 | 0.02135 | 0.01694 | 0.01396 | 0.01287 | 0.01443 | 0.02028 | 0.02826 | 0.03388 | 0.03577 | 0.03731 | 0.03729 | 0.0381 | 0.03653 | 0.03476 | 0.0363 | 0.03712 | 0.04488 | 0.05386 | 0.07201 | 0.09281 | 0.0919 | 0.07172 | From eQ_Lib.dat in MASControl 2017
D_SFm_Bedrm_ILit_Yr |  | FRACTION | Default¦Wkdy | 2014-05-01 | 2014-05-31 | Hourly | 0.04421 | 0.02516 | 0.01708 | 0.01298 | 0.01268 | 0.01469 | 0.01987 | 0.03511 | 0.04058 | 0.03606 | 0.03275 | 0.0317 | 0.03071 | 0.03001 | 0.02917 | 0.02944 | 0.03076 | 0.0328 | 0.04376 | 0.05492 | 0.07157 | 0.09836 | 0.09624 | 0.07305 | From eQ_Lib.dat in MASControl 2017
D_SFm_Bedrm_ILit_Yr |  | FRACTION | Wknd | 2014-05-01 | 2014-05-31 | Hourly | 0.05212 | 0.0326 | 0.02115 | 0.01753 | 0.01438 | 0.01276 | 0.0146 | 0.02048 | 0.02827 | 0.03294 | 0.03577 | 0.03717 | 0.03675 | 0.03725 | 0.03639 | 0.0348 | 0.0361 | 0.03475 | 0.04088 | 0.04883 | 0.06627 | 0.09061 | 0.09143 | 0.073 | From eQ_Lib.dat in MASControl 2017
D_SFm_Bedrm_ILit_Yr |  | FRACTION | Default¦Wkdy | 2014-06-01 | 2014-06-30 | Hourly | 0.0445 | 0.02525 | 0.0171 | 0.01303 | 0.01259 | 0.01469 | 0.02007 | 0.03488 | 0.04004 | 0.03559 | 0.03234 | 0.03092 | 0.02995 | 0.02929 | 0.02866 | 0.02883 | 0.02997 | 0.03135 | 0.04191 | 0.05252 | 0.06844 | 0.09717 | 0.09661 | 0.07324 | From eQ_Lib.dat in MASControl 2017
D_SFm_Bedrm_ILit_Yr |  | FRACTION | Wknd | 2014-06-01 | 2014-06-30 | Hourly | 0.05248 | 0.03254 | 0.02106 | 0.01778 | 0.01456 | 0.01271 | 0.01467 | 0.02056 | 0.02828 | 0.03253 | 0.03576 | 0.0371 | 0.03652 | 0.03689 | 0.03632 | 0.03482 | 0.03602 | 0.03374 | 0.03916 | 0.04667 | 0.0638 | 0.08966 | 0.09123 | 0.07355 | From eQ_Lib.dat in MASControl 2017
D_SFm_Bedrm_ILit_Yr |  | FRACTION | Default¦Wkdy | 2014-07-01 | 2014-07-31 | Hourly | 0.04436 | 0.02521 | 0.01709 | 0.01301 | 0.01263 | 0.01469 | 0.01997 | 0.03498 | 0.0403 | 0.03581 | 0.03253 | 0.03129 | 0.03031 | 0.02963 | 0.02891 | 0.02912 | 0.03035 | 0.03204 | 0.0428 | 0.05367 | 0.06994 | 0.09774 | 0.09643 | 0.07315 | From eQ_Lib.dat in MASControl 2017
D_SFm_Bedrm_ILit_Yr |  | FRACTION | Wknd | 2014-07-01 | 2014-07-31 | Hourly | 0.05233 | 0.03256 | 0.0211 | 0.01767 | 0.01448 | 0.01274 | 0.01464 | 0.02053 | 0.02828 | 0.0327 | 0.03577 | 0.03712 | 0.03661 | 0.03704 | 0.03635 | 0.03482 | 0.03605 | 0.03416 | 0.03987 | 0.04756 | 0.06482 | 0.09005 | 0.09131 | 0.07332 | From eQ_Lib.dat in MASControl 2017
D_SFm_Bedrm_ILit_Yr |  | FRACTION | Default¦Wkdy | 2014-08-01 | 2014-08-31 | Hourly | 0.04386 | 0.02506 | 0.01706 | 0.01291 | 0.01278 | 0.01471 | 0.0196 | 0.0354 | 0.04123 | 0.03666 | 0.03325 | 0.03266 | 0.03165 | 0.0309 | 0.02981 | 0.0302 | 0.03175 | 0.03457 | 0.04604 | 0.05787 | 0.07542 | 0.09981 | 0.09577 | 0.07281 | From eQ_Lib.dat in MASControl 2017
D_SFm_Bedrm_ILit_Yr |  | FRACTION | Wknd | 2014-08-01 | 2014-08-31 | Hourly | 0.05162 | 0.03268 | 0.02127 | 0.01717 | 0.01412 | 0.01283 | 0.0145 | 0.02036 | 0.02827 | 0.03351 | 0.03577 | 0.03725 | 0.03708 | 0.03777 | 0.03648 | 0.03477 | 0.03622 | 0.03619 | 0.0433 | 0.05188 | 0.06975 | 0.09195 | 0.09172 | 0.07222 | From eQ_Lib.dat in MASControl 2017
D_SFm_Bedrm_ILit_Yr |  | FRACTION | Default¦Wkdy | 2014-09-01 | 2014-09-30 | Hourly | 0.04312 | 0.02483 | 0.01701 | 0.01277 | 0.013 | 0.01473 | 0.01904 | 0.03601 | 0.04261 | 0.03792 | 0.03432 | 0.03469 | 0.03365 | 0.03279 | 0.03115 | 0.0318 | 0.03384 | 0.03834 | 0.05086 | 0.06413 | 0.08357 | 0.10291 | 0.09478 | 0.0723 | From eQ_Lib.dat in MASControl 2017
D_SFm_Bedrm_ILit_Yr |  | FRACTION | Wknd | 2014-09-01 | 2014-09-30 | Hourly | 0.05065 | 0.03284 | 0.02151 | 0.01649 | 0.01363 | 0.01296 | 0.01429 | 0.02012 | 0.02825 | 0.0346 | 0.03578 | 0.03742 | 0.03771 | 0.03875 | 0.03665 | 0.03473 | 0.03645 | 0.03895 | 0.04797 | 0.05775 | 0.07645 | 0.09452 | 0.09226 | 0.07072 | From eQ_Lib.dat in MASControl 2017
D_SFm_Bedrm_ILit_Yr |  | FRACTION | Default¦Wkdy | 2014-10-01 | 2014-10-31 | Hourly | 0.04235 | 0.02459 | 0.01696 | 0.01262 | 0.01323 | 0.01477 | 0.01846 | 0.03665 | 0.04406 | 0.03924 | 0.03543 | 0.03683 | 0.03573 | 0.03476 | 0.03255 | 0.03348 | 0.03603 | 0.04228 | 0.0559 | 0.07068 | 0.0921 | 0.10615 | 0.09376 | 0.07178 | From eQ_Lib.dat in MASControl 2017
D_SFm_Bedrm_ILit_Yr |  | FRACTION | Wknd | 2014-10-01 | 2014-10-31 | Hourly | 0.04962 | 0.03301 | 0.02175 | 0.01577 | 0.01311 | 0.01309 | 0.01409 | 0.01988 | 0.02823 | 0.03576 | 0.03579 | 0.0376 | 0.03837 | 0.03979 | 0.03683 | 0.03467 | 0.03669 | 0.04186 | 0.05289 | 0.06395 | 0.08352 | 0.09723 | 0.09285 | 0.06914 | From eQ_Lib.dat in MASControl 2017
D_SFm_Bedrm_ILit_Yr |  | FRACTION | Default¦Wkdy | 2014-11-01 | 2014-11-30 | Hourly | 0.04177 | 0.02441 | 0.01693 | 0.01251 | 0.0134 | 0.01479 | 0.01803 | 0.03713 | 0.04513 | 0.04022 | 0.03626 | 0.03841 | 0.03728 | 0.03623 | 0.03359 | 0.03473 | 0.03766 | 0.04522 | 0.05965 | 0.07555 | 0.09844 | 0.10856 | 0.09299 | 0.07139 | From eQ_Lib.dat in MASControl 2017
D_SFm_Bedrm_ILit_Yr |  | FRACTION | Wknd | 2014-11-01 | 2014-11-30 | Hourly | 0.04876 | 0.03316 | 0.02196 | 0.01516 | 0.01266 | 0.01321 | 0.01392 | 0.01967 | 0.02821 | 0.03673 | 0.03581 | 0.03775 | 0.03893 | 0.04066 | 0.03698 | 0.03463 | 0.0369 | 0.04432 | 0.05704 | 0.06916 | 0.08947 | 0.09952 | 0.09333 | 0.06781 | From eQ_Lib.dat in MASControl 2017
D_SFm_Bedrm_ILit_Yr |  | FRACTION | Default¦Wkdy | 2014-12-01 | 2014-12-31 | Hourly | 0.04149 | 0.02433 | 0.01691 | 0.01246 | 0.01348 | 0.01479 | 0.01782 | 0.03736 | 0.04566 | 0.0407 | 0.03666 | 0.03918 | 0.03804 | 0.03694 | 0.0341 | 0.03533 | 0.03844 | 0.04664 | 0.06147 | 0.07791 | 0.10152 | 0.10973 | 0.09262 | 0.0712 | From eQ_Lib.dat in MASControl 2017
D_SFm_Bedrm_ILit_Yr |  | FRACTION | Wknd | 2014-12-01 | 2014-12-31 | Hourly | 0.04843 | 0.03322 | 0.02204 | 0.01492 | 0.01249 | 0.01325 | 0.01385 | 0.01959 | 0.0282 | 0.03711 | 0.03581 | 0.0378 | 0.03915 | 0.04099 | 0.03704 | 0.03461 | 0.03698 | 0.04528 | 0.05866 | 0.0712 | 0.09179 | 0.10042 | 0.09352 | 0.06729 | From eQ_Lib.dat in MASControl 2017
D_SFm_Bedrm_ILit_Yr |  | FRACTION | WntrDsn | 2014-01-01 | 2014-12-31 | Hourly | 0.0445 | 0.02525 | 0.0171 | 0.01303 | 0.01259 | 0.01469 | 0.02007 | 0.03488 | 0.04004 | 0.03559 | 0.03234 | 0.03092 | 0.02995 | 0.02929 | 0.02866 | 0.02883 | 0.02997 | 0.03135 | 0.04191 | 0.05252 | 0.06844 | 0.09717 | 0.09661 | 0.07324 | From eQ_Lib.dat in MASControl 2017
D_SFm_Bedrm_ILit_Yr |  | FRACTION | SmrDsn | 2014-01-01 | 2014-12-31 | Hourly | 0.04149 | 0.02433 | 0.01691 | 0.01246 | 0.01348 | 0.01479 | 0.01782 | 0.03736 | 0.04566 | 0.0407 | 0.03666 | 0.03918 | 0.03804 | 0.03694 | 0.0341 | 0.03533 | 0.03844 | 0.04664 | 0.06147 | 0.07791 | 0.10152 | 0.10973 | 0.09262 | 0.0712 | From eQ_Lib.dat in MASControl 2017
D_SFm_Bedrm_ILit_Yr |  | FRACTION | Hol | 2014-01-01 | 2014-12-31 | Hourly | 0.05248 | 0.03254 | 0.02106 | 0.01778 | 0.01456 | 0.01271 | 0.01467 | 0.02056 | 0.02828 | 0.03253 | 0.03576 | 0.0371 | 0.03652 | 0.03689 | 0.03632 | 0.03482 | 0.03602 | 0.03374 | 0.03916 | 0.04667 | 0.0638 | 0.08966 | 0.09123 | 0.07355 | From eQ_Lib.dat in MASControl 2017
D_SFm_Bedrm_Occup_Yr | Occupancy | FRACTION | Default¦Wkdy | 2014-01-01 | 2014-01-31 | Hourly | 1 | 1 | 1 | 1 | 1 | 1 | 0.5 | 0.33 | 0 | 0 | 0 | 0 | 0 | 0 | 0 | 0 | 0 | 0 | 0 | 0 | 0 | 0 | 0.5 | 1 | From eQ_Lib.dat in MASControl 2017
D_SFm_Bedrm_Occup_Yr | Occupancy | FRACTION | Wknd | 2014-01-01 | 2014-01-31 | Hourly | 1 | 1 | 1 | 1 | 1 | 1 | 1 | 0.5 | 0 | 0 | 0 | 0 | 0 | 0 | 0 | 0 | 0 | 0 | 0 | 0 | 0 | 0 | 0.5 | 1 | From eQ_Lib.dat in MASControl 2017
D_SFm_Bedrm_Occup_Yr | Occupancy | FRACTION | Default¦Wkdy | 2014-02-01 | 2014-02-28 | Hourly | 1 | 1 | 1 | 1 | 1 | 1 | 0.5 | 0.33 | 0 | 0 | 0 | 0 | 0 | 0 | 0 | 0 | 0 | 0 | 0 | 0 | 0 | 0 | 0.5 | 1 | From eQ_Lib.dat in MASControl 2017
D_SFm_Bedrm_Occup_Yr | Occupancy | FRACTION | Wknd | 2014-02-01 | 2014-02-28 | Hourly | 1 | 1 | 1 | 1 | 1 | 1 | 1 | 0.5 | 0 | 0 | 0 | 0 | 0 | 0 | 0 | 0 | 0 | 0 | 0 | 0 | 0 | 0 | 0.5 | 1 | From eQ_Lib.dat in MASControl 2017
D_SFm_Bedrm_Occup_Yr | Occupancy | FRACTION | Default¦Wkdy | 2014-03-01 | 2014-03-31 | Hourly | 1 | 1 | 1 | 1 | 1 | 1 | 0.5 | 0.33 | 0 | 0 | 0 | 0 | 0 | 0 | 0 | 0 | 0 | 0 | 0 | 0 | 0 | 0 | 0.5 | 1 | From eQ_Lib.dat in MASControl 2017
D_SFm_Bedrm_Occup_Yr | Occupancy | FRACTION | Wknd | 2014-03-01 | 2014-03-31 | Hourly | 1 | 1 | 1 | 1 | 1 | 1 | 1 | 0.5 | 0 | 0 | 0 | 0 | 0 | 0 | 0 | 0 | 0 | 0 | 0 | 0 | 0 | 0 | 0.5 | 1 | From eQ_Lib.dat in MASControl 2017
D_SFm_Bedrm_Occup_Yr | Occupancy | FRACTION | Default¦Wkdy | 2014-04-01 | 2014-04-30 | Hourly | 1 | 1 | 1 | 1 | 1 | 1 | 0.5 | 0.33 | 0 | 0 | 0 | 0 | 0 | 0 | 0 | 0 | 0 | 0 | 0 | 0 | 0 | 0 | 0.5 | 1 | From eQ_Lib.dat in MASControl 2017
D_SFm_Bedrm_Occup_Yr | Occupancy | FRACTION | Wknd | 2014-04-01 | 2014-04-30 | Hourly | 1 | 1 | 1 | 1 | 1 | 1 | 1 | 0.5 | 0 | 0 | 0 | 0 | 0 | 0 | 0 | 0 | 0 | 0 | 0 | 0 | 0 | 0 | 0.5 | 1 | From eQ_Lib.dat in MASControl 2017
D_SFm_Bedrm_Occup_Yr | Occupancy | FRACTION | Default¦Wkdy | 2014-05-01 | 2014-05-31 | Hourly | 1 | 1 | 1 | 1 | 1 | 1 | 0.5 | 0.33 | 0 | 0 | 0 | 0 | 0 | 0 | 0 | 0 | 0 | 0 | 0 | 0 | 0 | 0 | 0.5 | 1 | From eQ_Lib.dat in MASControl 2017
D_SFm_Bedrm_Occup_Yr | Occupancy | FRACTION | Wknd | 2014-05-01 | 2014-05-31 | Hourly | 1 | 1 | 1 | 1 | 1 | 1 | 1 | 0.5 | 0 | 0 | 0 | 0 | 0 | 0 | 0 | 0 | 0 | 0 | 0 | 0 | 0 | 0 | 0.5 | 1 | From eQ_Lib.dat in MASControl 2017
D_SFm_Bedrm_Occup_Yr | Occupancy | FRACTION | Default¦Wkdy | 2014-06-01 | 2014-06-30 | Hourly | 1 | 1 | 1 | 1 | 1 | 1 | 0.5 | 0.33 | 0 | 0 | 0 | 0 | 0 | 0 | 0 | 0 | 0 | 0 | 0 | 0 | 0 | 0 | 0.5 | 1 | From eQ_Lib.dat in MASControl 2017
D_SFm_Bedrm_Occup_Yr | Occupancy | FRACTION | Wknd | 2014-06-01 | 2014-06-30 | Hourly | 1 | 1 | 1 | 1 | 1 | 1 | 1 | 0.5 | 0 | 0 | 0 | 0 | 0 | 0 | 0 | 0 | 0 | 0 | 0 | 0 | 0 | 0 | 0.5 | 1 | From eQ_Lib.dat in MASControl 2017
D_SFm_Bedrm_Occup_Yr | Occupancy | FRACTION | Default¦Wkdy | 2014-07-01 | 2014-07-31 | Hourly | 1 | 1 | 1 | 1 | 1 | 1 | 0.5 | 0.33 | 0 | 0 | 0 | 0 | 0 | 0 | 0 | 0 | 0 | 0 | 0 | 0 | 0 | 0 | 0.5 | 1 | From eQ_Lib.dat in MASControl 2017
D_SFm_Bedrm_Occup_Yr | Occupancy | FRACTION | Wknd | 2014-07-01 | 2014-07-31 | Hourly | 1 | 1 | 1 | 1 | 1 | 1 | 1 | 0.5 | 0 | 0 | 0 | 0 | 0 | 0 | 0 | 0 | 0 | 0 | 0 | 0 | 0 | 0 | 0.5 | 1 | From eQ_Lib.dat in MASControl 2017
D_SFm_Bedrm_Occup_Yr | Occupancy | FRACTION | Default¦Wkdy | 2014-08-01 | 2014-08-31 | Hourly | 1 | 1 | 1 | 1 | 1 | 1 | 0.5 | 0.33 | 0 | 0 | 0 | 0 | 0 | 0 | 0 | 0 | 0 | 0 | 0 | 0 | 0 | 0 | 0.5 | 1 | From eQ_Lib.dat in MASControl 2017
D_SFm_Bedrm_Occup_Yr | Occupancy | FRACTION | Wknd | 2014-08-01 | 2014-08-31 | Hourly | 1 | 1 | 1 | 1 | 1 | 1 | 1 | 0.5 | 0 | 0 | 0 | 0 | 0 | 0 | 0 | 0 | 0 | 0 | 0 | 0 | 0 | 0 | 0.5 | 1 | From eQ_Lib.dat in MASControl 2017
D_SFm_Bedrm_Occup_Yr | Occupancy | FRACTION | Default¦Wkdy | 2014-09-01 | 2014-09-30 | Hourly | 1 | 1 | 1 | 1 | 1 | 1 | 0.5 | 0.33 | 0 | 0 | 0 | 0 | 0 | 0 | 0 | 0 | 0 | 0 | 0 | 0 | 0 | 0 | 0.5 | 1 | From eQ_Lib.dat in MASControl 2017
D_SFm_Bedrm_Occup_Yr | Occupancy | FRACTION | Wknd | 2014-09-01 | 2014-09-30 | Hourly | 1 | 1 | 1 | 1 | 1 | 1 | 1 | 0.5 | 0 | 0 | 0 | 0 | 0 | 0 | 0 | 0 | 0 | 0 | 0 | 0 | 0 | 0 | 0.5 | 1 | From eQ_Lib.dat in MASControl 2017
D_SFm_Bedrm_Occup_Yr | Occupancy | FRACTION | Default¦Wkdy | 2014-10-01 | 2014-10-31 | Hourly | 1 | 1 | 1 | 1 | 1 | 1 | 0.5 | 0.33 | 0 | 0 | 0 | 0 | 0 | 0 | 0 | 0 | 0 | 0 | 0 | 0 | 0 | 0 | 0.5 | 1 | From eQ_Lib.dat in MASControl 2017
D_SFm_Bedrm_Occup_Yr | Occupancy | FRACTION | Wknd | 2014-10-01 | 2014-10-31 | Hourly | 1 | 1 | 1 | 1 | 1 | 1 | 1 | 0.5 | 0 | 0 | 0 | 0 | 0 | 0 | 0 | 0 | 0 | 0 | 0 | 0 | 0 | 0 | 0.5 | 1 | From eQ_Lib.dat in MASControl 2017
D_SFm_Bedrm_Occup_Yr | Occupancy | FRACTION | Default¦Wkdy | 2014-11-01 | 2014-11-30 | Hourly | 1 | 1 | 1 | 1 | 1 | 1 | 0.5 | 0.33 | 0 | 0 | 0 | 0 | 0 | 0 | 0 | 0 | 0 | 0 | 0 | 0 | 0 | 0 | 0.5 | 1 | From eQ_Lib.dat in MASControl 2017
D_SFm_Bedrm_Occup_Yr | Occupancy | FRACTION | Wknd | 2014-11-01 | 2014-11-30 | Hourly | 1 | 1 | 1 | 1 | 1 | 1 | 1 | 0.5 | 0 | 0 | 0 | 0 | 0 | 0 | 0 | 0 | 0 | 0 | 0 | 0 | 0 | 0 | 0.5 | 1 | From eQ_Lib.dat in MASControl 2017
D_SFm_Bedrm_Occup_Yr | Occupancy | FRACTION | Default¦Wkdy | 2014-12-01 | 2014-12-31 | Hourly | 1 | 1 | 1 | 1 | 1 | 1 | 0.5 | 0.33 | 0 | 0 | 0 | 0 | 0 | 0 | 0 | 0 | 0 | 0 | 0 | 0 | 0 | 0 | 0.5 | 1 | From eQ_Lib.dat in MASControl 2017
D_SFm_Bedrm_Occup_Yr | Occupancy | FRACTION | Wknd | 2014-12-01 | 2014-12-31 | Hourly | 1 | 1 | 1 | 1 | 1 | 1 | 1 | 0.5 | 0 | 0 | 0 | 0 | 0 | 0 | 0 | 0 | 0 | 0 | 0 | 0 | 0 | 0 | 0.5 | 1 | From eQ_Lib.dat in MASControl 2017
D_SFm_Bedrm_Occup_Yr | Occupancy | FRACTION | WntrDsn | 2014-01-01 | 2014-12-31 | Constant | 0 | [23 empty] | From eQ_Lib.dat in MASControl 2017
D_SFm_Bedrm_Occup_Yr | Occupancy | FRACTION | SmrDsn | 2014-01-01 | 2014-12-31 | Constant | 1 | [23 empty] | From eQ_Lib.dat in MASControl 2017
D_SFm_Bedrm_Occup_Yr | Occupancy | FRACTION | Hol | 2014-01-01 | 2014-12-31 | Hourly | 1 | 1 | 1 | 1 | 1 | 1 | 1 | 0.5 | 0 | 0 | 0 | 0 | 0 | 0 | 0 | 0 | 0 | 0 | 0 | 0 | 0 | 0 | 0.5 | 1 | From eQ_Lib.dat in MASControl 2017
D_SFm_Bedrm_Plugs_Yr | Equipment | FRACTION | SmrDsn | 2014-01-01 | 2014-12-31 | Constant | 1 | [23 empty] | From eQ_Lib.dat in MASControl 2017
D_SFm_Bedrm_Plugs_Yr | Equipment | FRACTION | WntrDsn | 2014-01-01 | 2014-12-31 | Constant | 0 | [23 empty] | From eQ_Lib.dat in MASControl 2017
D_SFm_Bedrm_Plugs_Yr | Equipment | FRACTION | Default¦Hol | 2014-01-01 | 2014-12-31 | Hourly | 0.037 | 0.035 | 0.034 | 0.034 | 0.032 | 0.036 | 0.042 | 0.044 | 0.037 | 0.032 | 0.033 | 0.033 | 0.032 | 0.033 | 0.035 | 0.037 | 0.044 | 0.053 | 0.058 | 0.06 | 0.062 | 0.06 | 0.052 | 0.045 | From eQ_Lib.dat in MASControl 2017
D_SFm_Gar_ILit_Yr |  | FRACTION | Default¦Wkdy | 2014-01-01 | 2014-01-31 | Hourly | 0.04164 | 0.02437 | 0.01692 | 0.01249 | 0.01344 | 0.01479 | 0.01793 | 0.03724 | 0.04538 | 0.04045 | 0.03645 | 0.03878 | 0.03764 | 0.03657 | 0.03384 | 0.03502 | 0.03803 | 0.0459 | 0.06052 | 0.07667 | 0.09991 | 0.10911 | 0.09281 | 0.0713 | From eQ_Lib.dat in MASControl 2017
D_SFm_Gar_ILit_Yr |  | FRACTION | Wknd | 2014-01-01 | 2014-01-31 | Hourly | 0.04861 | 0.03318 | 0.02199 | 0.01506 | 0.01259 | 0.01323 | 0.01388 | 0.01964 | 0.02821 | 0.0369 | 0.03581 | 0.03777 | 0.03903 | 0.04081 | 0.03701 | 0.03462 | 0.03694 | 0.04475 | 0.05777 | 0.07008 | 0.09052 | 0.09992 | 0.09342 | 0.06758 | From eQ_Lib.dat in MASControl 2017
D_SFm_Gar_ILit_Yr |  | FRACTION | Default¦Wkdy | 2014-02-01 | 2014-02-28 | Hourly | 0.04213 | 0.02452 | 0.01695 | 0.01258 | 0.0133 | 0.01477 | 0.0183 | 0.03683 | 0.04446 | 0.03961 | 0.03574 | 0.03742 | 0.03631 | 0.03532 | 0.03294 | 0.03395 | 0.03665 | 0.04339 | 0.05731 | 0.07252 | 0.0945 | 0.10706 | 0.09347 | 0.07163 | From eQ_Lib.dat in MASControl 2017
D_SFm_Gar_ILit_Yr |  | FRACTION | Wknd | 2014-02-01 | 2014-02-28 | Hourly | 0.04927 | 0.03307 | 0.02183 | 0.01552 | 0.01292 | 0.01314 | 0.01402 | 0.01979 | 0.02822 | 0.03616 | 0.0358 | 0.03766 | 0.0386 | 0.04014 | 0.03689 | 0.03465 | 0.03678 | 0.04287 | 0.05459 | 0.06608 | 0.08595 | 0.09817 | 0.09304 | 0.0686 | From eQ_Lib.dat in MASControl 2017
D_SFm_Gar_ILit_Yr |  | FRACTION | Default¦Wkdy | 2014-03-01 | 2014-03-31 | Hourly | 0.04284 | 0.02474 | 0.017 | 0.01271 | 0.01309 | 0.01475 | 0.01883 | 0.03625 | 0.04313 | 0.03839 | 0.03471 | 0.03546 | 0.0344 | 0.0335 | 0.03165 | 0.0324 | 0.03463 | 0.03976 | 0.05267 | 0.06648 | 0.08664 | 0.10407 | 0.09442 | 0.07212 | From eQ_Lib.dat in MASControl 2017
D_SFm_Gar_ILit_Yr |  | FRACTION | Wknd | 2014-03-01 | 2014-03-31 | Hourly | 0.05024 | 0.03291 | 0.0216 | 0.01621 | 0.01342 | 0.01301 | 0.01421 | 0.02003 | 0.02824 | 0.03506 | 0.03579 | 0.03749 | 0.03797 | 0.03916 | 0.03672 | 0.03471 | 0.03654 | 0.0401 | 0.04991 | 0.06018 | 0.07923 | 0.09559 | 0.09249 | 0.0701 | From eQ_Lib.dat in MASControl 2017
D_SFm_Gar_ILit_Yr |  | FRACTION | Default¦Wkdy | 2014-04-01 | 2014-04-30 | Hourly | 0.04361 | 0.02498 | 0.01704 | 0.01286 | 0.01286 | 0.01472 | 0.01941 | 0.03561 | 0.04169 | 0.03708 | 0.03361 | 0.03334 | 0.03232 | 0.03153 | 0.03026 | 0.03074 | 0.03245 | 0.03584 | 0.04766 | 0.05997 | 0.07816 | 0.10085 | 0.09544 | 0.07264 | From eQ_Lib.dat in MASControl 2017
D_SFm_Gar_ILit_Yr |  | FRACTION | Wknd | 2014-04-01 | 2014-04-30 | Hourly | 0.05129 | 0.03274 | 0.02135 | 0.01694 | 0.01396 | 0.01287 | 0.01443 | 0.02028 | 0.02826 | 0.03388 | 0.03577 | 0.03731 | 0.03729 | 0.0381 | 0.03653 | 0.03476 | 0.0363 | 0.03712 | 0.04488 | 0.05386 | 0.07201 | 0.09281 | 0.0919 | 0.07172 | From eQ_Lib.dat in MASControl 2017
D_SFm_Gar_ILit_Yr |  | FRACTION | Default¦Wkdy | 2014-05-01 | 2014-05-31 | Hourly | 0.04421 | 0.02516 | 0.01708 | 0.01298 | 0.01268 | 0.01469 | 0.01987 | 0.03511 | 0.04058 | 0.03606 | 0.03275 | 0.0317 | 0.03071 | 0.03001 | 0.02917 | 0.02944 | 0.03076 | 0.0328 | 0.04376 | 0.05492 | 0.07157 | 0.09836 | 0.09624 | 0.07305 | From eQ_Lib.dat in MASControl 2017
D_SFm_Gar_ILit_Yr |  | FRACTION | Wknd | 2014-05-01 | 2014-05-31 | Hourly | 0.05212 | 0.0326 | 0.02115 | 0.01753 | 0.01438 | 0.01276 | 0.0146 | 0.02048 | 0.02827 | 0.03294 | 0.03577 | 0.03717 | 0.03675 | 0.03725 | 0.03639 | 0.0348 | 0.0361 | 0.03475 | 0.04088 | 0.04883 | 0.06627 | 0.09061 | 0.09143 | 0.073 | From eQ_Lib.dat in MASControl 2017
D_SFm_Gar_ILit_Yr |  | FRACTION | Default¦Wkdy | 2014-06-01 | 2014-06-30 | Hourly | 0.0445 | 0.02525 | 0.0171 | 0.01303 | 0.01259 | 0.01469 | 0.02007 | 0.03488 | 0.04004 | 0.03559 | 0.03234 | 0.03092 | 0.02995 | 0.02929 | 0.02866 | 0.02883 | 0.02997 | 0.03135 | 0.04191 | 0.05252 | 0.06844 | 0.09717 | 0.09661 | 0.07324 | From eQ_Lib.dat in MASControl 2017
D_SFm_Gar_ILit_Yr |  | FRACTION | Wknd | 2014-06-01 | 2014-06-30 | Hourly | 0.05248 | 0.03254 | 0.02106 | 0.01778 | 0.01456 | 0.01271 | 0.01467 | 0.02056 | 0.02828 | 0.03253 | 0.03576 | 0.0371 | 0.03652 | 0.03689 | 0.03632 | 0.03482 | 0.03602 | 0.03374 | 0.03916 | 0.04667 | 0.0638 | 0.08966 | 0.09123 | 0.07355 | From eQ_Lib.dat in MASControl 2017
D_SFm_Gar_ILit_Yr |  | FRACTION | Default¦Wkdy | 2014-07-01 | 2014-07-31 | Hourly | 0.04436 | 0.02521 | 0.01709 | 0.01301 | 0.01263 | 0.01469 | 0.01997 | 0.03498 | 0.0403 | 0.03581 | 0.03253 | 0.03129 | 0.03031 | 0.02963 | 0.02891 | 0.02912 | 0.03035 | 0.03204 | 0.0428 | 0.05367 | 0.06994 | 0.09774 | 0.09643 | 0.07315 | From eQ_Lib.dat in MASControl 2017
D_SFm_Gar_ILit_Yr |  | FRACTION | Wknd | 2014-07-01 | 2014-07-31 | Hourly | 0.05233 | 0.03256 | 0.0211 | 0.01767 | 0.01448 | 0.01274 | 0.01464 | 0.02053 | 0.02828 | 0.0327 | 0.03577 | 0.03712 | 0.03661 | 0.03704 | 0.03635 | 0.03482 | 0.03605 | 0.03416 | 0.03987 | 0.04756 | 0.06482 | 0.09005 | 0.09131 | 0.07332 | From eQ_Lib.dat in MASControl 2017
D_SFm_Gar_ILit_Yr |  | FRACTION | Default¦Wkdy | 2014-08-01 | 2014-08-31 | Hourly | 0.04386 | 0.02506 | 0.01706 | 0.01291 | 0.01278 | 0.01471 | 0.0196 | 0.0354 | 0.04123 | 0.03666 | 0.03325 | 0.03266 | 0.03165 | 0.0309 | 0.02981 | 0.0302 | 0.03175 | 0.03457 | 0.04604 | 0.05787 | 0.07542 | 0.09981 | 0.09577 | 0.07281 | From eQ_Lib.dat in MASControl 2017
D_SFm_Gar_ILit_Yr |  | FRACTION | Wknd | 2014-08-01 | 2014-08-31 | Hourly | 0.05162 | 0.03268 | 0.02127 | 0.01717 | 0.01412 | 0.01283 | 0.0145 | 0.02036 | 0.02827 | 0.03351 | 0.03577 | 0.03725 | 0.03708 | 0.03777 | 0.03648 | 0.03477 | 0.03622 | 0.03619 | 0.0433 | 0.05188 | 0.06975 | 0.09195 | 0.09172 | 0.07222 | From eQ_Lib.dat in MASControl 2017
D_SFm_Gar_ILit_Yr |  | FRACTION | Default¦Wkdy | 2014-09-01 | 2014-09-30 | Hourly | 0.04312 | 0.02483 | 0.01701 | 0.01277 | 0.013 | 0.01473 | 0.01904 | 0.03601 | 0.04261 | 0.03792 | 0.03432 | 0.03469 | 0.03365 | 0.03279 | 0.03115 | 0.0318 | 0.03384 | 0.03834 | 0.05086 | 0.06413 | 0.08357 | 0.10291 | 0.09478 | 0.0723 | From eQ_Lib.dat in MASControl 2017
D_SFm_Gar_ILit_Yr |  | FRACTION | Wknd | 2014-09-01 | 2014-09-30 | Hourly | 0.05065 | 0.03284 | 0.02151 | 0.01649 | 0.01363 | 0.01296 | 0.01429 | 0.02012 | 0.02825 | 0.0346 | 0.03578 | 0.03742 | 0.03771 | 0.03875 | 0.03665 | 0.03473 | 0.03645 | 0.03895 | 0.04797 | 0.05775 | 0.07645 | 0.09452 | 0.09226 | 0.07072 | From eQ_Lib.dat in MASControl 2017
D_SFm_Gar_ILit_Yr |  | FRACTION | Default¦Wkdy | 2014-10-01 | 2014-10-31 | Hourly | 0.04235 | 0.02459 | 0.01696 | 0.01262 | 0.01323 | 0.01477 | 0.01846 | 0.03665 | 0.04406 | 0.03924 | 0.03543 | 0.03683 | 0.03573 | 0.03476 | 0.03255 | 0.03348 | 0.03603 | 0.04228 | 0.0559 | 0.07068 | 0.0921 | 0.10615 | 0.09376 | 0.07178 | From eQ_Lib.dat in MASControl 2017
D_SFm_Gar_ILit_Yr |  | FRACTION | Wknd | 2014-10-01 | 2014-10-31 | Hourly | 0.04962 | 0.03301 | 0.02175 | 0.01577 | 0.01311 | 0.01309 | 0.01409 | 0.01988 | 0.02823 | 0.03576 | 0.03579 | 0.0376 | 0.03837 | 0.03979 | 0.03683 | 0.03467 | 0.03669 | 0.04186 | 0.05289 | 0.06395 | 0.08352 | 0.09723 | 0.09285 | 0.06914 | From eQ_Lib.dat in MASControl 2017
D_SFm_Gar_ILit_Yr |  | FRACTION | Default¦Wkdy | 2014-11-01 | 2014-11-30 | Hourly | 0.04177 | 0.02441 | 0.01693 | 0.01251 | 0.0134 | 0.01479 | 0.01803 | 0.03713 | 0.04513 | 0.04022 | 0.03626 | 0.03841 | 0.03728 | 0.03623 | 0.03359 | 0.03473 | 0.03766 | 0.04522 | 0.05965 | 0.07555 | 0.09844 | 0.10856 | 0.09299 | 0.07139 | From eQ_Lib.dat in MASControl 2017
D_SFm_Gar_ILit_Yr |  | FRACTION | Wknd | 2014-11-01 | 2014-11-30 | Hourly | 0.04876 | 0.03316 | 0.02196 | 0.01516 | 0.01266 | 0.01321 | 0.01392 | 0.01967 | 0.02821 | 0.03673 | 0.03581 | 0.03775 | 0.03893 | 0.04066 | 0.03698 | 0.03463 | 0.0369 | 0.04432 | 0.05704 | 0.06916 | 0.08947 | 0.09952 | 0.09333 | 0.06781 | From eQ_Lib.dat in MASControl 2017
D_SFm_Gar_ILit_Yr |  | FRACTION | Default¦Wkdy | 2014-12-01 | 2014-12-31 | Hourly | 0.04149 | 0.02433 | 0.01691 | 0.01246 | 0.01348 | 0.01479 | 0.01782 | 0.03736 | 0.04566 | 0.0407 | 0.03666 | 0.03918 | 0.03804 | 0.03694 | 0.0341 | 0.03533 | 0.03844 | 0.04664 | 0.06147 | 0.07791 | 0.10152 | 0.10973 | 0.09262 | 0.0712 | From eQ_Lib.dat in MASControl 2017
D_SFm_Gar_ILit_Yr |  | FRACTION | Wknd | 2014-12-01 | 2014-12-31 | Hourly | 0.04843 | 0.03322 | 0.02204 | 0.01492 | 0.01249 | 0.01325 | 0.01385 | 0.01959 | 0.0282 | 0.03711 | 0.03581 | 0.0378 | 0.03915 | 0.04099 | 0.03704 | 0.03461 | 0.03698 | 0.04528 | 0.05866 | 0.0712 | 0.09179 | 0.10042 | 0.09352 | 0.06729 | From eQ_Lib.dat in MASControl 2017
D_SFm_Gar_ILit_Yr |  | FRACTION | WntrDsn | 2014-01-01 | 2014-12-31 | Hourly | 0.0445 | 0.02525 | 0.0171 | 0.01303 | 0.01259 | 0.01469 | 0.02007 | 0.03488 | 0.04004 | 0.03559 | 0.03234 | 0.03092 | 0.02995 | 0.02929 | 0.02866 | 0.02883 | 0.02997 | 0.03135 | 0.04191 | 0.05252 | 0.06844 | 0.09717 | 0.09661 | 0.07324 | From eQ_Lib.dat in MASControl 2017
D_SFm_Gar_ILit_Yr |  | FRACTION | SmrDsn | 2014-01-01 | 2014-12-31 | Hourly | 0.04149 | 0.02433 | 0.01691 | 0.01246 | 0.01348 | 0.01479 | 0.01782 | 0.03736 | 0.04566 | 0.0407 | 0.03666 | 0.03918 | 0.03804 | 0.03694 | 0.0341 | 0.03533 | 0.03844 | 0.04664 | 0.06147 | 0.07791 | 0.10152 | 0.10973 | 0.09262 | 0.0712 | From eQ_Lib.dat in MASControl 2017
D_SFm_Gar_ILit_Yr |  | FRACTION | Hol | 2014-01-01 | 2014-12-31 | Hourly | 0.05248 | 0.03254 | 0.02106 | 0.01778 | 0.01456 | 0.01271 | 0.01467 | 0.02056 | 0.02828 | 0.03253 | 0.03576 | 0.0371 | 0.03652 | 0.03689 | 0.03632 | 0.03482 | 0.03602 | 0.03374 | 0.03916 | 0.04667 | 0.0638 | 0.08966 | 0.09123 | 0.07355 | From eQ_Lib.dat in MASControl 2017
D_SFm_Gar_SCRef_Yr | SCRef | FRACTION | Default¦SmrDsn¦WntrDsn¦Hol | 2014-01-01 | 2014-12-31 | Constant | 1 | [23 empty] | From eQ_Lib.dat in MASControl 2017
D_SFm_Living_CloWa_Yr | Clothes Washing | FRACTION | SmrDsn | 2014-01-01 | 2014-12-31 | Constant | 1 | [23 empty] | From eQ_Lib.dat in MASControl 2022
D_SFm_Living_CloWa_Yr | Clothes Washing | FRACTION | WntrDsn | 2014-01-01 | 2014-12-31 | Constant | 0 | [23 empty] | From eQ_Lib.dat in MASControl 2023
D_SFm_Living_CloWa_Yr | Clothes Washing | FRACTION | Default¦Hol | 2014-01-01 | 2014-12-31 | Hourly | 0.0093 | 0.0075 | 0.0037 | 0.0037 | 0.0075 | 0.0112 | 0.0224 | 0.0486 | 0.0729 | 0.086 | 0.0841 | 0.0748 | 0.0673 | 0.0598 | 0.0523 | 0.0486 | 0.0505 | 0.0486 | 0.0486 | 0.0486 | 0.0486 | 0.0467 | 0.0318 | 0.0168 | From eQ_Lib.dat in MASControl 2017
D_SFm_Living_Cook_Yr | Cooking | FRACTION | SmrDsn | 2014-01-01 | 2014-12-31 | Constant | 1 | [23 empty] | From eQ_Lib.dat in MASControl 2017
D_SFm_Living_Cook_Yr | Cooking | FRACTION | WntrDsn | 2014-01-01 | 2014-12-31 | Constant | 0 | [23 empty] | From eQ_Lib.dat in MASControl 2017
D_SFm_Living_Cook_Yr | Cooking | FRACTION | Default¦Hol | 2014-01-01 | 2014-12-31 | Hourly | 0.0071 | 0.0071 | 0.0035 | 0.0035 | 0.0071 | 0.0106 | 0.0248 | 0.0424 | 0.046 | 0.0481 | 0.0424 | 0.0495 | 0.0566 | 0.046 | 0.0438 | 0.0566 | 0.0919 | 0.1499 | 0.1167 | 0.0601 | 0.0354 | 0.0248 | 0.0156 | 0.0106 | From eQ_Lib.dat in MASControl 2017
D_SFm_Living_Dishw_Yr | Dishwashing | FRACTION | SmrDsn | 2014-01-01 | 2014-12-31 | Constant | 1 | [23 empty] | From eQ_Lib.dat in MASControl 2017
D_SFm_Living_Dishw_Yr | Dishwashing | FRACTION | WntrDsn | 2014-01-01 | 2014-12-31 | Constant | 0 | [23 empty] | From eQ_Lib.dat in MASControl 2017
D_SFm_Living_Dishw_Yr | Dishwashing | FRACTION | Default¦Hol | 2014-01-01 | 2014-12-31 | Hourly | 0.0154 | 0.0068 | 0.0051 | 0.0034 | 0.0034 | 0.0102 | 0.0205 | 0.0307 | 0.058 | 0.0648 | 0.0563 | 0.0478 | 0.041 | 0.0461 | 0.0375 | 0.0358 | 0.0375 | 0.0495 | 0.087 | 0.1109 | 0.0904 | 0.0666 | 0.0444 | 0.0307 | From eQ_Lib.dat in MASControl 2017
D_SFm_Living_Dryer_Yr | Clothes Drying | FRACTION | SmrDsn | 2014-01-01 | 2014-12-31 | Constant | 1 | [23 empty] | From eQ_Lib.dat in MASControl 2017
D_SFm_Living_Dryer_Yr | Clothes Drying | FRACTION | WntrDsn | 2014-01-01 | 2014-12-31 | Constant | 0 | [23 empty] | From eQ_Lib.dat in MASControl 2017
D_SFm_Living_Dryer_Yr | Clothes Drying | FRACTION | Default¦Hol | 2014-01-01 | 2014-12-31 | Hourly | 0.0093 | 0.0075 | 0.0037 | 0.0037 | 0.0075 | 0.0112 | 0.0224 | 0.0486 | 0.0729 | 0.086 | 0.0841 | 0.0748 | 0.0673 | 0.0598 | 0.0523 | 0.0486 | 0.0505 | 0.0486 | 0.0486 | 0.0486 | 0.0486 | 0.0467 | 0.0318 | 0.0168 | From eQ_Lib.dat in MASControl 2017
D_SFm_Living_ILit_Yr |  | FRACTION | Default¦Wkdy | 2014-01-01 | 2014-01-31 | Hourly | 0.04164 | 0.02437 | 0.01692 | 0.01249 | 0.01344 | 0.01479 | 0.01793 | 0.03724 | 0.04538 | 0.04045 | 0.03645 | 0.03878 | 0.03764 | 0.03657 | 0.03384 | 0.03502 | 0.03803 | 0.0459 | 0.06052 | 0.07667 | 0.09991 | 0.10911 | 0.09281 | 0.0713 | From eQ_Lib.dat in MASControl 2017
D_SFm_Living_ILit_Yr |  | FRACTION | Wknd | 2014-01-01 | 2014-01-31 | Hourly | 0.04861 | 0.03318 | 0.02199 | 0.01506 | 0.01259 | 0.01323 | 0.01388 | 0.01964 | 0.02821 | 0.0369 | 0.03581 | 0.03777 | 0.03903 | 0.04081 | 0.03701 | 0.03462 | 0.03694 | 0.04475 | 0.05777 | 0.07008 | 0.09052 | 0.09992 | 0.09342 | 0.06758 | From eQ_Lib.dat in MASControl 2017
D_SFm_Living_ILit_Yr |  | FRACTION | Default¦Wkdy | 2014-02-01 | 2014-02-28 | Hourly | 0.04213 | 0.02452 | 0.01695 | 0.01258 | 0.0133 | 0.01477 | 0.0183 | 0.03683 | 0.04446 | 0.03961 | 0.03574 | 0.03742 | 0.03631 | 0.03532 | 0.03294 | 0.03395 | 0.03665 | 0.04339 | 0.05731 | 0.07252 | 0.0945 | 0.10706 | 0.09347 | 0.07163 | From eQ_Lib.dat in MASControl 2017
D_SFm_Living_ILit_Yr |  | FRACTION | Wknd | 2014-02-01 | 2014-02-28 | Hourly | 0.04927 | 0.03307 | 0.02183 | 0.01552 | 0.01292 | 0.01314 | 0.01402 | 0.01979 | 0.02822 | 0.03616 | 0.0358 | 0.03766 | 0.0386 | 0.04014 | 0.03689 | 0.03465 | 0.03678 | 0.04287 | 0.05459 | 0.06608 | 0.08595 | 0.09817 | 0.09304 | 0.0686 | From eQ_Lib.dat in MASControl 2017
D_SFm_Living_ILit_Yr |  | FRACTION | Default¦Wkdy | 2014-03-01 | 2014-03-31 | Hourly | 0.04284 | 0.02474 | 0.017 | 0.01271 | 0.01309 | 0.01475 | 0.01883 | 0.03625 | 0.04313 | 0.03839 | 0.03471 | 0.03546 | 0.0344 | 0.0335 | 0.03165 | 0.0324 | 0.03463 | 0.03976 | 0.05267 | 0.06648 | 0.08664 | 0.10407 | 0.09442 | 0.07212 | From eQ_Lib.dat in MASControl 2017
D_SFm_Living_ILit_Yr |  | FRACTION | Wknd | 2014-03-01 | 2014-03-31 | Hourly | 0.05024 | 0.03291 | 0.0216 | 0.01621 | 0.01342 | 0.01301 | 0.01421 | 0.02003 | 0.02824 | 0.03506 | 0.03579 | 0.03749 | 0.03797 | 0.03916 | 0.03672 | 0.03471 | 0.03654 | 0.0401 | 0.04991 | 0.06018 | 0.07923 | 0.09559 | 0.09249 | 0.0701 | From eQ_Lib.dat in MASControl 2017
D_SFm_Living_ILit_Yr |  | FRACTION | Default¦Wkdy | 2014-04-01 | 2014-04-30 | Hourly | 0.04361 | 0.02498 | 0.01704 | 0.01286 | 0.01286 | 0.01472 | 0.01941 | 0.03561 | 0.04169 | 0.03708 | 0.03361 | 0.03334 | 0.03232 | 0.03153 | 0.03026 | 0.03074 | 0.03245 | 0.03584 | 0.04766 | 0.05997 | 0.07816 | 0.10085 | 0.09544 | 0.07264 | From eQ_Lib.dat in MASControl 2017
D_SFm_Living_ILit_Yr |  | FRACTION | Wknd | 2014-04-01 | 2014-04-30 | Hourly | 0.05129 | 0.03274 | 0.02135 | 0.01694 | 0.01396 | 0.01287 | 0.01443 | 0.02028 | 0.02826 | 0.03388 | 0.03577 | 0.03731 | 0.03729 | 0.0381 | 0.03653 | 0.03476 | 0.0363 | 0.03712 | 0.04488 | 0.05386 | 0.07201 | 0.09281 | 0.0919 | 0.07172 | From eQ_Lib.dat in MASControl 2017
D_SFm_Living_ILit_Yr |  | FRACTION | Default¦Wkdy | 2014-05-01 | 2014-05-31 | Hourly | 0.04421 | 0.02516 | 0.01708 | 0.01298 | 0.01268 | 0.01469 | 0.01987 | 0.03511 | 0.04058 | 0.03606 | 0.03275 | 0.0317 | 0.03071 | 0.03001 | 0.02917 | 0.02944 | 0.03076 | 0.0328 | 0.04376 | 0.05492 | 0.07157 | 0.09836 | 0.09624 | 0.07305 | From eQ_Lib.dat in MASControl 2017
D_SFm_Living_ILit_Yr |  | FRACTION | Wknd | 2014-05-01 | 2014-05-31 | Hourly | 0.05212 | 0.0326 | 0.02115 | 0.01753 | 0.01438 | 0.01276 | 0.0146 | 0.02048 | 0.02827 | 0.03294 | 0.03577 | 0.03717 | 0.03675 | 0.03725 | 0.03639 | 0.0348 | 0.0361 | 0.03475 | 0.04088 | 0.04883 | 0.06627 | 0.09061 | 0.09143 | 0.073 | From eQ_Lib.dat in MASControl 2017
D_SFm_Living_ILit_Yr |  | FRACTION | Default¦Wkdy | 2014-06-01 | 2014-06-30 | Hourly | 0.0445 | 0.02525 | 0.0171 | 0.01303 | 0.01259 | 0.01469 | 0.02007 | 0.03488 | 0.04004 | 0.03559 | 0.03234 | 0.03092 | 0.02995 | 0.02929 | 0.02866 | 0.02883 | 0.02997 | 0.03135 | 0.04191 | 0.05252 | 0.06844 | 0.09717 | 0.09661 | 0.07324 | From eQ_Lib.dat in MASControl 2017
D_SFm_Living_ILit_Yr |  | FRACTION | Wknd | 2014-06-01 | 2014-06-30 | Hourly | 0.05248 | 0.03254 | 0.02106 | 0.01778 | 0.01456 | 0.01271 | 0.01467 | 0.02056 | 0.02828 | 0.03253 | 0.03576 | 0.0371 | 0.03652 | 0.03689 | 0.03632 | 0.03482 | 0.03602 | 0.03374 | 0.03916 | 0.04667 | 0.0638 | 0.08966 | 0.09123 | 0.07355 | From eQ_Lib.dat in MASControl 2017
D_SFm_Living_ILit_Yr |  | FRACTION | Default¦Wkdy | 2014-07-01 | 2014-07-31 | Hourly | 0.04436 | 0.02521 | 0.01709 | 0.01301 | 0.01263 | 0.01469 | 0.01997 | 0.03498 | 0.0403 | 0.03581 | 0.03253 | 0.03129 | 0.03031 | 0.02963 | 0.02891 | 0.02912 | 0.03035 | 0.03204 | 0.0428 | 0.05367 | 0.06994 | 0.09774 | 0.09643 | 0.07315 | From eQ_Lib.dat in MASControl 2017
D_SFm_Living_ILit_Yr |  | FRACTION | Wknd | 2014-07-01 | 2014-07-31 | Hourly | 0.05233 | 0.03256 | 0.0211 | 0.01767 | 0.01448 | 0.01274 | 0.01464 | 0.02053 | 0.02828 | 0.0327 | 0.03577 | 0.03712 | 0.03661 | 0.03704 | 0.03635 | 0.03482 | 0.03605 | 0.03416 | 0.03987 | 0.04756 | 0.06482 | 0.09005 | 0.09131 | 0.07332 | From eQ_Lib.dat in MASControl 2017
D_SFm_Living_ILit_Yr |  | FRACTION | Default¦Wkdy | 2014-08-01 | 2014-08-31 | Hourly | 0.04386 | 0.02506 | 0.01706 | 0.01291 | 0.01278 | 0.01471 | 0.0196 | 0.0354 | 0.04123 | 0.03666 | 0.03325 | 0.03266 | 0.03165 | 0.0309 | 0.02981 | 0.0302 | 0.03175 | 0.03457 | 0.04604 | 0.05787 | 0.07542 | 0.09981 | 0.09577 | 0.07281 | From eQ_Lib.dat in MASControl 2017
D_SFm_Living_ILit_Yr |  | FRACTION | Wknd | 2014-08-01 | 2014-08-31 | Hourly | 0.05162 | 0.03268 | 0.02127 | 0.01717 | 0.01412 | 0.01283 | 0.0145 | 0.02036 | 0.02827 | 0.03351 | 0.03577 | 0.03725 | 0.03708 | 0.03777 | 0.03648 | 0.03477 | 0.03622 | 0.03619 | 0.0433 | 0.05188 | 0.06975 | 0.09195 | 0.09172 | 0.07222 | From eQ_Lib.dat in MASControl 2017
D_SFm_Living_ILit_Yr |  | FRACTION | Default¦Wkdy | 2014-09-01 | 2014-09-30 | Hourly | 0.04312 | 0.02483 | 0.01701 | 0.01277 | 0.013 | 0.01473 | 0.01904 | 0.03601 | 0.04261 | 0.03792 | 0.03432 | 0.03469 | 0.03365 | 0.03279 | 0.03115 | 0.0318 | 0.03384 | 0.03834 | 0.05086 | 0.06413 | 0.08357 | 0.10291 | 0.09478 | 0.0723 | From eQ_Lib.dat in MASControl 2017
D_SFm_Living_ILit_Yr |  | FRACTION | Wknd | 2014-09-01 | 2014-09-30 | Hourly | 0.05065 | 0.03284 | 0.02151 | 0.01649 | 0.01363 | 0.01296 | 0.01429 | 0.02012 | 0.02825 | 0.0346 | 0.03578 | 0.03742 | 0.03771 | 0.03875 | 0.03665 | 0.03473 | 0.03645 | 0.03895 | 0.04797 | 0.05775 | 0.07645 | 0.09452 | 0.09226 | 0.07072 | From eQ_Lib.dat in MASControl 2017
D_SFm_Living_ILit_Yr |  | FRACTION | Default¦Wkdy | 2014-10-01 | 2014-10-31 | Hourly | 0.04235 | 0.02459 | 0.01696 | 0.01262 | 0.01323 | 0.01477 | 0.01846 | 0.03665 | 0.04406 | 0.03924 | 0.03543 | 0.03683 | 0.03573 | 0.03476 | 0.03255 | 0.03348 | 0.03603 | 0.04228 | 0.0559 | 0.07068 | 0.0921 | 0.10615 | 0.09376 | 0.07178 | From eQ_Lib.dat in MASControl 2017
D_SFm_Living_ILit_Yr |  | FRACTION | Wknd | 2014-10-01 | 2014-10-31 | Hourly | 0.04962 | 0.03301 | 0.02175 | 0.01577 | 0.01311 | 0.01309 | 0.01409 | 0.01988 | 0.02823 | 0.03576 | 0.03579 | 0.0376 | 0.03837 | 0.03979 | 0.03683 | 0.03467 | 0.03669 | 0.04186 | 0.05289 | 0.06395 | 0.08352 | 0.09723 | 0.09285 | 0.06914 | From eQ_Lib.dat in MASControl 2017
D_SFm_Living_ILit_Yr |  | FRACTION | Default¦Wkdy | 2014-11-01 | 2014-11-30 | Hourly | 0.04177 | 0.02441 | 0.01693 | 0.01251 | 0.0134 | 0.01479 | 0.01803 | 0.03713 | 0.04513 | 0.04022 | 0.03626 | 0.03841 | 0.03728 | 0.03623 | 0.03359 | 0.03473 | 0.03766 | 0.04522 | 0.05965 | 0.07555 | 0.09844 | 0.10856 | 0.09299 | 0.07139 | From eQ_Lib.dat in MASControl 2017
D_SFm_Living_ILit_Yr |  | FRACTION | Wknd | 2014-11-01 | 2014-11-30 | Hourly | 0.04876 | 0.03316 | 0.02196 | 0.01516 | 0.01266 | 0.01321 | 0.01392 | 0.01967 | 0.02821 | 0.03673 | 0.03581 | 0.03775 | 0.03893 | 0.04066 | 0.03698 | 0.03463 | 0.0369 | 0.04432 | 0.05704 | 0.06916 | 0.08947 | 0.09952 | 0.09333 | 0.06781 | From eQ_Lib.dat in MASControl 2017
D_SFm_Living_ILit_Yr |  | FRACTION | Default¦Wkdy | 2014-12-01 | 2014-12-31 | Hourly | 0.04149 | 0.02433 | 0.01691 | 0.01246 | 0.01348 | 0.01479 | 0.01782 | 0.03736 | 0.04566 | 0.0407 | 0.03666 | 0.03918 | 0.03804 | 0.03694 | 0.0341 | 0.03533 | 0.03844 | 0.04664 | 0.06147 | 0.07791 | 0.10152 | 0.10973 | 0.09262 | 0.0712 | From eQ_Lib.dat in MASControl 2017
D_SFm_Living_ILit_Yr |  | FRACTION | Wknd | 2014-12-01 | 2014-12-31 | Hourly | 0.04843 | 0.03322 | 0.02204 | 0.01492 | 0.01249 | 0.01325 | 0.01385 | 0.01959 | 0.0282 | 0.03711 | 0.03581 | 0.0378 | 0.03915 | 0.04099 | 0.03704 | 0.03461 | 0.03698 | 0.04528 | 0.05866 | 0.0712 | 0.09179 | 0.10042 | 0.09352 | 0.06729 | From eQ_Lib.dat in MASControl 2017
D_SFm_Living_ILit_Yr |  | FRACTION | WntrDsn | 2014-01-01 | 2014-12-31 | Hourly | 0.0445 | 0.02525 | 0.0171 | 0.01303 | 0.01259 | 0.01469 | 0.02007 | 0.03488 | 0.04004 | 0.03559 | 0.03234 | 0.03092 | 0.02995 | 0.02929 | 0.02866 | 0.02883 | 0.02997 | 0.03135 | 0.04191 | 0.05252 | 0.06844 | 0.09717 | 0.09661 | 0.07324 | From eQ_Lib.dat in MASControl 2017
D_SFm_Living_ILit_Yr |  | FRACTION | SmrDsn | 2014-01-01 | 2014-12-31 | Hourly | 0.04149 | 0.02433 | 0.01691 | 0.01246 | 0.01348 | 0.01479 | 0.01782 | 0.03736 | 0.04566 | 0.0407 | 0.03666 | 0.03918 | 0.03804 | 0.03694 | 0.0341 | 0.03533 | 0.03844 | 0.04664 | 0.06147 | 0.07791 | 0.10152 | 0.10973 | 0.09262 | 0.0712 | From eQ_Lib.dat in MASControl 2017
D_SFm_Living_ILit_Yr |  | FRACTION | Hol | 2014-01-01 | 2014-12-31 | Hourly | 0.05248 | 0.03254 | 0.02106 | 0.01778 | 0.01456 | 0.01271 | 0.01467 | 0.02056 | 0.02828 | 0.03253 | 0.03576 | 0.0371 | 0.03652 | 0.03689 | 0.03632 | 0.03482 | 0.03602 | 0.03374 | 0.03916 | 0.04667 | 0.0638 | 0.08966 | 0.09123 | 0.07355 | From eQ_Lib.dat in MASControl 2017
D_SFm_Living_Occup_Yr | Occupancy | FRACTION | Default¦Wkdy | 2014-01-01 | 2014-01-31 | Hourly | 0 | 0 | 0 | 0 | 0 | 0 | 0.5 | 0.33 | 0.33 | 0.33 | 0.33 | 0.33 | 0.33 | 0.33 | 0.33 | 0.33 | 0.33 | 0.33 | 1 | 1 | 1 | 1 | 0.5 | 0 | From eQ_Lib.dat in MASControl 2017
D_SFm_Living_Occup_Yr | Occupancy | FRACTION | Wknd | 2014-01-01 | 2014-01-31 | Hourly | 0 | 0 | 0 | 0 | 0 | 0 | 0 | 0.5 | 0.67 | 0.67 | 0.67 | 0.67 | 0.67 | 0.67 | 0.67 | 0.67 | 0.67 | 1 | 1 | 1 | 1 | 1 | 0.5 | 0 | From eQ_Lib.dat in MASControl 2017
D_SFm_Living_Occup_Yr | Occupancy | FRACTION | Default¦Wkdy | 2014-02-01 | 2014-02-28 | Hourly | 0 | 0 | 0 | 0 | 0 | 0 | 0.5 | 0.33 | 0.33 | 0.33 | 0.33 | 0.33 | 0.33 | 0.33 | 0.33 | 0.33 | 0.33 | 0.33 | 1 | 1 | 1 | 1 | 0.5 | 0 | From eQ_Lib.dat in MASControl 2017
D_SFm_Living_Occup_Yr | Occupancy | FRACTION | Wknd | 2014-02-01 | 2014-02-28 | Hourly | 0 | 0 | 0 | 0 | 0 | 0 | 0 | 0.5 | 0.67 | 0.67 | 0.67 | 0.67 | 0.67 | 0.67 | 0.67 | 0.67 | 0.67 | 1 | 1 | 1 | 1 | 1 | 0.5 | 0 | From eQ_Lib.dat in MASControl 2017
D_SFm_Living_Occup_Yr | Occupancy | FRACTION | Default¦Wkdy | 2014-03-01 | 2014-03-31 | Hourly | 0 | 0 | 0 | 0 | 0 | 0 | 0.5 | 0.33 | 0.33 | 0.33 | 0.33 | 0.33 | 0.33 | 0.33 | 0.33 | 0.33 | 0.33 | 0.33 | 1 | 1 | 1 | 1 | 0.5 | 0 | From eQ_Lib.dat in MASControl 2017
D_SFm_Living_Occup_Yr | Occupancy | FRACTION | Wknd | 2014-03-01 | 2014-03-31 | Hourly | 0 | 0 | 0 | 0 | 0 | 0 | 0 | 0.5 | 0.67 | 0.67 | 0.67 | 0.67 | 0.67 | 0.67 | 0.67 | 0.67 | 0.67 | 1 | 1 | 1 | 1 | 1 | 0.5 | 0 | From eQ_Lib.dat in MASControl 2017
D_SFm_Living_Occup_Yr | Occupancy | FRACTION | Default¦Wkdy | 2014-04-01 | 2014-04-30 | Hourly | 0 | 0 | 0 | 0 | 0 | 0 | 0.5 | 0.33 | 0.33 | 0.33 | 0.33 | 0.33 | 0.33 | 0.33 | 0.33 | 0.33 | 0.33 | 0.33 | 1 | 1 | 1 | 1 | 0.5 | 0 | From eQ_Lib.dat in MASControl 2017
D_SFm_Living_Occup_Yr | Occupancy | FRACTION | Wknd | 2014-04-01 | 2014-04-30 | Hourly | 0 | 0 | 0 | 0 | 0 | 0 | 0 | 0.5 | 0.67 | 0.67 | 0.67 | 0.67 | 0.67 | 0.67 | 0.67 | 0.67 | 0.67 | 1 | 1 | 1 | 1 | 1 | 0.5 | 0 | From eQ_Lib.dat in MASControl 2017
D_SFm_Living_Occup_Yr | Occupancy | FRACTION | Default¦Wkdy | 2014-05-01 | 2014-05-31 | Hourly | 0 | 0 | 0 | 0 | 0 | 0 | 0.5 | 0.33 | 0.33 | 0.33 | 0.33 | 0.33 | 0.33 | 0.33 | 0.33 | 0.33 | 0.33 | 0.33 | 1 | 1 | 1 | 1 | 0.5 | 0 | From eQ_Lib.dat in MASControl 2017
D_SFm_Living_Occup_Yr | Occupancy | FRACTION | Wknd | 2014-05-01 | 2014-05-31 | Hourly | 0 | 0 | 0 | 0 | 0 | 0 | 0 | 0.5 | 0.67 | 0.67 | 0.67 | 0.67 | 0.67 | 0.67 | 0.67 | 0.67 | 0.67 | 1 | 1 | 1 | 1 | 1 | 0.5 | 0 | From eQ_Lib.dat in MASControl 2017
D_SFm_Living_Occup_Yr | Occupancy | FRACTION | Default¦Wkdy | 2014-06-01 | 2014-06-30 | Hourly | 0 | 0 | 0 | 0 | 0 | 0 | 0.5 | 0.33 | 0.33 | 0.33 | 0.33 | 0.33 | 0.33 | 0.33 | 0.33 | 0.33 | 0.33 | 0.33 | 1 | 1 | 1 | 1 | 0.5 | 0 | From eQ_Lib.dat in MASControl 2017
D_SFm_Living_Occup_Yr | Occupancy | FRACTION | Wknd | 2014-06-01 | 2014-06-30 | Hourly | 0 | 0 | 0 | 0 | 0 | 0 | 0 | 0.5 | 0.67 | 0.67 | 0.67 | 0.67 | 0.67 | 0.67 | 0.67 | 0.67 | 0.67 | 1 | 1 | 1 | 1 | 1 | 0.5 | 0 | From eQ_Lib.dat in MASControl 2017
D_SFm_Living_Occup_Yr | Occupancy | FRACTION | Default¦Wkdy | 2014-07-01 | 2014-07-31 | Hourly | 0 | 0 | 0 | 0 | 0 | 0 | 0.5 | 0.33 | 0.33 | 0.33 | 0.33 | 0.33 | 0.33 | 0.33 | 0.33 | 0.33 | 0.33 | 0.33 | 1 | 1 | 1 | 1 | 0.5 | 0 | From eQ_Lib.dat in MASControl 2017
D_SFm_Living_Occup_Yr | Occupancy | FRACTION | Wknd | 2014-07-01 | 2014-07-31 | Hourly | 0 | 0 | 0 | 0 | 0 | 0 | 0 | 0.5 | 0.67 | 0.67 | 0.67 | 0.67 | 0.67 | 0.67 | 0.67 | 0.67 | 0.67 | 1 | 1 | 1 | 1 | 1 | 0.5 | 0 | From eQ_Lib.dat in MASControl 2017
D_SFm_Living_Occup_Yr | Occupancy | FRACTION | Default¦Wkdy | 2014-08-01 | 2014-08-31 | Hourly | 0 | 0 | 0 | 0 | 0 | 0 | 0.5 | 0.33 | 0.33 | 0.33 | 0.33 | 0.33 | 0.33 | 0.33 | 0.33 | 0.33 | 0.33 | 0.33 | 1 | 1 | 1 | 1 | 0.5 | 0 | From eQ_Lib.dat in MASControl 2017
D_SFm_Living_Occup_Yr | Occupancy | FRACTION | Wknd | 2014-08-01 | 2014-08-31 | Hourly | 0 | 0 | 0 | 0 | 0 | 0 | 0 | 0.5 | 0.67 | 0.67 | 0.67 | 0.67 | 0.67 | 0.67 | 0.67 | 0.67 | 0.67 | 1 | 1 | 1 | 1 | 1 | 0.5 | 0 | From eQ_Lib.dat in MASControl 2017
D_SFm_Living_Occup_Yr | Occupancy | FRACTION | Default¦Wkdy | 2014-09-01 | 2014-09-30 | Hourly | 0 | 0 | 0 | 0 | 0 | 0 | 0.5 | 0.33 | 0.33 | 0.33 | 0.33 | 0.33 | 0.33 | 0.33 | 0.33 | 0.33 | 0.33 | 0.33 | 1 | 1 | 1 | 1 | 0.5 | 0 | From eQ_Lib.dat in MASControl 2017
D_SFm_Living_Occup_Yr | Occupancy | FRACTION | Wknd | 2014-09-01 | 2014-09-30 | Hourly | 0 | 0 | 0 | 0 | 0 | 0 | 0 | 0.5 | 0.67 | 0.67 | 0.67 | 0.67 | 0.67 | 0.67 | 0.67 | 0.67 | 0.67 | 1 | 1 | 1 | 1 | 1 | 0.5 | 0 | From eQ_Lib.dat in MASControl 2017
D_SFm_Living_Occup_Yr | Occupancy | FRACTION | Default¦Wkdy | 2014-10-01 | 2014-10-31 | Hourly | 0 | 0 | 0 | 0 | 0 | 0 | 0.5 | 0.33 | 0.33 | 0.33 | 0.33 | 0.33 | 0.33 | 0.33 | 0.33 | 0.33 | 0.33 | 0.33 | 1 | 1 | 1 | 1 | 0.5 | 0 | From eQ_Lib.dat in MASControl 2017
D_SFm_Living_Occup_Yr | Occupancy | FRACTION | Wknd | 2014-10-01 | 2014-10-31 | Hourly | 0 | 0 | 0 | 0 | 0 | 0 | 0 | 0.5 | 0.67 | 0.67 | 0.67 | 0.67 | 0.67 | 0.67 | 0.67 | 0.67 | 0.67 | 1 | 1 | 1 | 1 | 1 | 0.5 | 0 | From eQ_Lib.dat in MASControl 2017
D_SFm_Living_Occup_Yr | Occupancy | FRACTION | Default¦Wkdy | 2014-11-01 | 2014-11-30 | Hourly | 0 | 0 | 0 | 0 | 0 | 0 | 0.5 | 0.33 | 0.33 | 0.33 | 0.33 | 0.33 | 0.33 | 0.33 | 0.33 | 0.33 | 0.33 | 0.33 | 1 | 1 | 1 | 1 | 0.5 | 0 | From eQ_Lib.dat in MASControl 2017
D_SFm_Living_Occup_Yr | Occupancy | FRACTION | Wknd | 2014-11-01 | 2014-11-30 | Hourly | 0 | 0 | 0 | 0 | 0 | 0 | 0 | 0.5 | 0.67 | 0.67 | 0.67 | 0.67 | 0.67 | 0.67 | 0.67 | 0.67 | 0.67 | 1 | 1 | 1 | 1 | 1 | 0.5 | 0 | From eQ_Lib.dat in MASControl 2017
D_SFm_Living_Occup_Yr | Occupancy | FRACTION | Default¦Wkdy | 2014-12-01 | 2014-12-31 | Hourly | 0 | 0 | 0 | 0 | 0 | 0 | 0.5 | 0.33 | 0.33 | 0.33 | 0.33 | 0.33 | 0.33 | 0.33 | 0.33 | 0.33 | 0.33 | 0.33 | 1 | 1 | 1 | 1 | 0.5 | 0 | From eQ_Lib.dat in MASControl 2017
D_SFm_Living_Occup_Yr | Occupancy | FRACTION | Wknd | 2014-12-01 | 2014-12-31 | Hourly | 0 | 0 | 0 | 0 | 0 | 0 | 0 | 0.5 | 0.67 | 0.67 | 0.67 | 0.67 | 0.67 | 0.67 | 0.67 | 0.67 | 0.67 | 1 | 1 | 1 | 1 | 1 | 0.5 | 0 | From eQ_Lib.dat in MASControl 2017
D_SFm_Living_Occup_Yr | Occupancy | FRACTION | WntrDsn | 2014-01-01 | 2014-12-31 | Constant | 0 | [23 empty] | From eQ_Lib.dat in MASControl 2017
D_SFm_Living_Occup_Yr | Occupancy | FRACTION | SmrDsn | 2014-01-01 | 2014-12-31 | Constant | 1 | [23 empty] | From eQ_Lib.dat in MASControl 2017
D_SFm_Living_Occup_Yr | Occupancy | FRACTION | Hol | 2014-01-01 | 2014-12-31 | Hourly | 0 | 0 | 0 | 0 | 0 | 0 | 0 | 0.5 | 0.67 | 0.67 | 0.67 | 0.67 | 0.67 | 0.67 | 0.67 | 0.67 | 0.67 | 1 | 1 | 1 | 1 | 1 | 0.5 | 0 | From eQ_Lib.dat in MASControl 2017
D_SFm_Living_Plugs_Yr | Equipment | FRACTION | SmrDsn | 2014-01-01 | 2014-12-31 | Constant | 1 | [23 empty] | From eQ_Lib.dat in MASControl 2017
D_SFm_Living_Plugs_Yr | Equipment | FRACTION | WntrDsn | 2014-01-01 | 2014-12-31 | Constant | 0 | [23 empty] | From eQ_Lib.dat in MASControl 2017
D_SFm_Living_Plugs_Yr | Equipment | FRACTION | Default¦Hol | 2014-01-01 | 2014-12-31 | Hourly | 0.037 | 0.035 | 0.034 | 0.034 | 0.032 | 0.036 | 0.042 | 0.044 | 0.037 | 0.032 | 0.033 | 0.033 | 0.032 | 0.033 | 0.035 | 0.037 | 0.044 | 0.053 | 0.058 | 0.06 | 0.062 | 0.06 | 0.052 | 0.045 | From eQ_Lib.dat in MASControl 2017
D_SFm_Living_SCRef_Yr | SCRef | FRACTION | Default¦SmrDsn¦WntrDsn¦Hol | 2014-01-01 | 2014-12-31 | Constant | 1 | [23 empty] | From eQ_Lib.dat in MASControl 2017
D_SUn_All_C_Inf_Yr | Infiltration | MULTIPLIER | Default¦Wkdy | 2014-01-01 | 2014-12-31 | Hourly | 1 | 1 | 1 | 1 | 1 | 1 | 0.5 | 0.5 | 0.5 | 0.5 | 0.5 | 0.5 | 0.5 | 0.5 | 0.5 | 0.5 | 0.5 | 0.5 | 0.5 | 1 | 1 | 1 | 1 | 1 | From eQ_Lib.dat in MASControl 2017
D_SUn_All_C_Inf_Yr | Infiltration | MULTIPLIER | Wknd | 2014-01-01 | 2014-12-31 | Hourly | 1 | 1 | 1 | 1 | 1 | 1 | 0.5 | 0.5 | 0.5 | 0.5 | 0.5 | 0.5 | 0.5 | 0.5 | 0.5 | 0.5 | 0.5 | 0.5 | 0.5 | 1 | 1 | 1 | 1 | 1 | From eQ_Lib.dat in MASControl 2017
D_SUn_All_C_Inf_Yr | Infiltration | MULTIPLIER | WntrDsn | 2014-01-01 | 2014-12-31 | Hourly | 1 | 1 | 1 | 1 | 1 | 1 | 0.5 | 0.5 | 0.5 | 0.5 | 0.5 | 0.5 | 0.5 | 0.5 | 0.5 | 0.5 | 0.5 | 0.5 | 0.5 | 1 | 1 | 1 | 1 | 1 | From eQ_Lib.dat in MASControl 2017
D_SUn_All_C_Inf_Yr | Infiltration | MULTIPLIER | SmrDsn | 2014-01-01 | 2014-12-31 | Hourly | 1 | 1 | 1 | 1 | 1 | 1 | 0.5 | 0.5 | 0.5 | 0.5 | 0.5 | 0.5 | 0.5 | 0.5 | 0.5 | 0.5 | 0.5 | 0.5 | 0.5 | 1 | 1 | 1 | 1 | 1 | From eQ_Lib.dat in MASControl 2017
D_SUn_All_C_Inf_Yr | Infiltration | MULTIPLIER | Hol | 2014-01-01 | 2014-12-31 | Hourly | 1 | 1 | 1 | 1 | 1 | 1 | 1 | 1 | 0.5 | 0.5 | 0.5 | 0.5 | 0.5 | 0.5 | 0.5 | 0.5 | 0.5 | 1 | 1 | 1 | 1 | 1 | 1 | 1 | From eQ_Lib.dat in MASControl 2017
D_SUn_All_CTemp_Yr | Thermostat Setpoint | C | Default¦Wkdy | 2014-01-01 | 2014-12-31 | Hourly | 24.4 | 24.4 | 24.4 | 24.4 | 24.4 | 24.4 | 24.4 | 24.4 | 24.4 | 24.4 | 24.4 | 24.4 | 24.4 | 24.4 | 24.4 | 24.4 | 24.4 | 24.4 | 24.4 | 24.4 | 24.4 | 24.4 | 24.4 | 24.4 | From eQ_Lib.dat in MASControl 2017; Removed setback
D_SUn_All_CTemp_Yr | Thermostat Setpoint | C | Wknd | 2014-01-01 | 2014-12-31 | Hourly | 24.4 | 24.4 | 24.4 | 24.4 | 24.4 | 24.4 | 24.4 | 24.4 | 24.4 | 24.4 | 24.4 | 24.4 | 24.4 | 24.4 | 24.4 | 24.4 | 24.4 | 24.4 | 24.4 | 24.4 | 24.4 | 24.4 | 24.4 | 24.4 | From eQ_Lib.dat in MASControl 2017; Removed setback
D_SUn_All_CTemp_Yr | Thermostat Setpoint | C | WntrDsn | 2014-01-01 | 2014-12-31 | Hourly | 24.4 | 24.4 | 24.4 | 24.4 | 24.4 | 24.4 | 24.4 | 24.4 | 24.4 | 24.4 | 24.4 | 24.4 | 24.4 | 24.4 | 24.4 | 24.4 | 24.4 | 24.4 | 24.4 | 24.4 | 24.4 | 24.4 | 24.4 | 24.4 | From eQ_Lib.dat in MASControl 2017; Removed setback
D_SUn_All_CTemp_Yr | Thermostat Setpoint | C | SmrDsn | 2014-01-01 | 2014-12-31 | Hourly | 24.4 | 24.4 | 24.4 | 24.4 | 24.4 | 24.4 | 24.4 | 24.4 | 24.4 | 24.4 | 24.4 | 24.4 | 24.4 | 24.4 | 24.4 | 24.4 | 24.4 | 24.4 | 24.4 | 24.4 | 24.4 | 24.4 | 24.4 | 24.4 | From eQ_Lib.dat in MASControl 2017; Removed setback
D_SUn_All_CTemp_Yr | Thermostat Setpoint | C | Hol | 2014-01-01 | 2014-12-31 | Hourly | 24.4 | 24.4 | 24.4 | 24.4 | 24.4 | 24.4 | 24.4 | 24.4 | 24.4 | 24.4 | 24.4 | 24.4 | 24.4 | 24.4 | 24.4 | 24.4 | 24.4 | 24.4 | 24.4 | 24.4 | 24.4 | 24.4 | 24.4 | 24.4 | From eQ_Lib.dat in MASControl 2017; Removed setback
D_SUn_All_DHW_DHW_Yr | Service Water Heating | FRACTION | Default¦Wkdy | 2014-01-01 | 2014-12-31 | Hourly | 0 | 0 | 0 | 0 | 0 | 0 | 0.4 | 0.8 | 0.8 | 0.8 | 0.8 | 0.8 | 0.8 | 0.8 | 0.8 | 0.8 | 0.8 | 0.4 | 0 | 0 | 0 | 0 | 0 | 0 | From eQ_Lib.dat in MASControl 2017
D_SUn_All_DHW_DHW_Yr | Service Water Heating | FRACTION | Wknd | 2014-01-01 | 2014-12-31 | Constant | 0 | [23 empty] | From eQ_Lib.dat in MASControl 2017
D_SUn_All_DHW_DHW_Yr | Service Water Heating | FRACTION | WntrDsn | 2014-01-01 | 2014-12-31 | Hourly | 0 | 0 | 0 | 0 | 0 | 0 | 0.4 | 0.8 | 0.8 | 0.8 | 0.8 | 0.8 | 0.8 | 0.8 | 0.8 | 0.8 | 0.8 | 0.4 | 0 | 0 | 0 | 0 | 0 | 0 | From eQ_Lib.dat in MASControl 2017
D_SUn_All_DHW_DHW_Yr | Service Water Heating | FRACTION | SmrDsn | 2014-01-01 | 2014-12-31 | Hourly | 0 | 0 | 0 | 0 | 0 | 0 | 0.4 | 0.8 | 0.8 | 0.8 | 0.8 | 0.8 | 0.8 | 0.8 | 0.8 | 0.8 | 0.8 | 0.4 | 0 | 0 | 0 | 0 | 0 | 0 | From eQ_Lib.dat in MASControl 2017
D_SUn_All_DHW_DHW_Yr | Service Water Heating | FRACTION | Hol | 2014-01-01 | 2014-12-31 | Constant | 0 | [23 empty] | From eQ_Lib.dat in MASControl 2017
D_SUn_All_Fan_Yr | Fan | ON/OFF/FLAG | Default¦Wkdy | 2014-01-01 | 2014-12-31 | Hourly | 0 | 0 | 0 | 0 | 0 | 0 | 1 | 1 | 1 | 1 | 1 | 1 | 1 | 1 | 1 | 1 | 1 | 1 | 1 | 0 | 0 | 0 | 0 | 0 | From eQ_Lib.dat in MASControl 2017
D_SUn_All_Fan_Yr | Fan | ON/OFF/FLAG | Wknd | 2014-01-01 | 2014-12-31 | Hourly | 0 | 0 | 0 | 0 | 0 | 0 | 1 | 1 | 1 | 1 | 1 | 1 | 1 | 1 | 1 | 1 | 1 | 1 | 1 | 0 | 0 | 0 | 0 | 0 | From eQ_Lib.dat in MASControl 2017
D_SUn_All_Fan_Yr | Fan | ON/OFF/FLAG | WntrDsn | 2014-01-01 | 2014-12-31 | Hourly | 0 | 0 | 0 | 0 | 0 | 0 | 1 | 1 | 1 | 1 | 1 | 1 | 1 | 1 | 1 | 1 | 1 | 1 | 1 | 0 | 0 | 0 | 0 | 0 | From eQ_Lib.dat in MASControl 2017
D_SUn_All_Fan_Yr | Fan | ON/OFF/FLAG | SmrDsn | 2014-01-01 | 2014-12-31 | Hourly | 0 | 0 | 0 | 0 | 0 | 0 | 1 | 1 | 1 | 1 | 1 | 1 | 1 | 1 | 1 | 1 | 1 | 1 | 1 | 0 | 0 | 0 | 0 | 0 | From eQ_Lib.dat in MASControl 2017
D_SUn_All_Fan_Yr | Fan | ON/OFF/FLAG | Hol | 2014-01-01 | 2014-12-31 | Hourly | 0 | 0 | 0 | 0 | 0 | 0 | 0 | 0 | 1 | 1 | 1 | 1 | 1 | 1 | 1 | 1 | 1 | 0 | 0 | 0 | 0 | 0 | 0 | 0 | From eQ_Lib.dat in MASControl 2017
D_SUn_All_HTemp_Yr | Thermostat Setpoint | C | Default¦Wkdy | 2014-01-01 | 2014-12-31 | Hourly | 21.1 | 21.1 | 21.1 | 21.1 | 21.1 | 21.1 | 21.1 | 21.1 | 21.1 | 21.1 | 21.1 | 21.1 | 21.1 | 21.1 | 21.1 | 21.1 | 21.1 | 21.1 | 21.1 | 21.1 | 21.1 | 21.1 | 21.1 | 21.1 | From eQ_Lib.dat in MASControl 2017; Removed setback
D_SUn_All_HTemp_Yr | Thermostat Setpoint | C | Wknd | 2014-01-01 | 2014-12-31 | Hourly | 21.1 | 21.1 | 21.1 | 21.1 | 21.1 | 21.1 | 21.1 | 21.1 | 21.1 | 21.1 | 21.1 | 21.1 | 21.1 | 21.1 | 21.1 | 21.1 | 21.1 | 21.1 | 21.1 | 21.1 | 21.1 | 21.1 | 21.1 | 21.1 | From eQ_Lib.dat in MASControl 2017; Removed setback
D_SUn_All_HTemp_Yr | Thermostat Setpoint | C | WntrDsn | 2014-01-01 | 2014-12-31 | Hourly | 21.1 | 21.1 | 21.1 | 21.1 | 21.1 | 21.1 | 21.1 | 21.1 | 21.1 | 21.1 | 21.1 | 21.1 | 21.1 | 21.1 | 21.1 | 21.1 | 21.1 | 21.1 | 21.1 | 21.1 | 21.1 | 21.1 | 21.1 | 21.1 | From eQ_Lib.dat in MASControl 2017; Removed setback
D_SUn_All_HTemp_Yr | Thermostat Setpoint | C | SmrDsn | 2014-01-01 | 2014-12-31 | Hourly | 21.1 | 21.1 | 21.1 | 21.1 | 21.1 | 21.1 | 21.1 | 21.1 | 21.1 | 21.1 | 21.1 | 21.1 | 21.1 | 21.1 | 21.1 | 21.1 | 21.1 | 21.1 | 21.1 | 21.1 | 21.1 | 21.1 | 21.1 | 21.1 | From eQ_Lib.dat in MASControl 2017; Removed setback
D_SUn_All_HTemp_Yr | Thermostat Setpoint | C | Hol | 2014-01-01 | 2014-12-31 | Hourly | 21.1 | 21.1 | 21.1 | 21.1 | 21.1 | 21.1 | 21.1 | 21.1 | 21.1 | 21.1 | 21.1 | 21.1 | 21.1 | 21.1 | 21.1 | 21.1 | 21.1 | 21.1 | 21.1 | 21.1 | 21.1 | 21.1 | 21.1 | 21.1 | From eQ_Lib.dat in MASControl 2017; Removed setback
D_SUn_All_LitCFL_Yr | Lighting | FRACTION | Default¦Wkdy | 2014-01-01 | 2014-12-31 | Hourly | 0.08 | 0.08 | 0.08 | 0.08 | 0.08 | 0.08 | 0.575 | 0.575 | 0.575 | 0.575 | 0.575 | 0.575 | 0.575 | 0.575 | 0.575 | 0.575 | 0.575 | 0.575 | 0.08 | 0.08 | 0.08 | 0.08 | 0.08 | 0.08 | From eQ_Lib.dat in MASControl 2017; set Wknd to baseload
D_SUn_All_LitCFL_Yr | Lighting | FRACTION | Wknd¦Hol | 2014-01-01 | 2014-12-31 | Constant | 0.065 | [23 empty] | From eQ_Lib.dat in MASControl 2017; set Wknd to baseload
D_SUn_All_LitCFL_Yr | Lighting | FRACTION | WntrDsn | 2014-01-01 | 2014-12-31 | Constant | 0 | [23 empty] | From eQ_Lib.dat in MASControl 2017; set Wknd to baseload
D_SUn_All_LitCFL_Yr | Lighting | FRACTION | SmrDsn | 2014-01-01 | 2014-12-31 | Constant | 1 | [23 empty] | From eQ_Lib.dat in MASControl 2017; set Wknd to baseload
D_SUn_All_LitEx_Yr | Lighting | FRACTION | SmrDsn | 2014-01-01 | 2014-12-31 | Constant | 1 | [23 empty] | From eQ_Lib.dat in MASControl 2017
D_SUn_All_LitEx_Yr | Lighting | FRACTION | WntrDsn | 2014-01-01 | 2014-12-31 | Constant | 0 | [23 empty] | From eQ_Lib.dat in MASControl 2017
D_SUn_All_LitEx_Yr | Lighting | FRACTION | Default¦Hol | 2014-01-01 | 2014-12-31 | Constant | 1 | [23 empty] | From eQ_Lib.dat in MASControl 2017
D_SUn_All_LitLF_Yr | Lighting | FRACTION | Default¦Wkdy | 2014-01-01 | 2014-12-31 | Hourly | 0.145 | 0.145 | 0.145 | 0.145 | 0.145 | 0.145 | 0.7 | 0.7 | 0.7 | 0.7 | 0.7 | 0.7 | 0.7 | 0.7 | 0.7 | 0.7 | 0.7 | 0.7 | 0.145 | 0.145 | 0.145 | 0.145 | 0.145 | 0.145 | From eQ_Lib.dat in MASControl 2017; set Wknd to baseload
D_SUn_All_LitLF_Yr | Lighting | FRACTION | Wknd¦Hol | 2014-01-01 | 2014-12-31 | Constant | 0.055 | [23 empty] | From eQ_Lib.dat in MASControl 2017; set Wknd to baseload
D_SUn_All_LitLF_Yr | Lighting | FRACTION | WntrDsn | 2014-01-01 | 2014-12-31 | Constant | 0 | [23 empty] | From eQ_Lib.dat in MASControl 2017; set Wknd to baseload
D_SUn_All_LitLF_Yr | Lighting | FRACTION | SmrDsn | 2014-01-01 | 2014-12-31 | Constant | 1 | [23 empty] | From eQ_Lib.dat in MASControl 2017; set Wknd to baseload
D_SUn_All_LitSp_Yr | Lighting | FRACTION | SmrDsn | 2014-01-01 | 2014-12-31 | Constant | 1 | [23 empty] | From eQ_Lib.dat in MASControl 2017
D_SUn_All_LitSp_Yr | Lighting | FRACTION | WntrDsn | 2014-01-01 | 2014-12-31 | Constant | 0 | [23 empty] | From eQ_Lib.dat in MASControl 2017
D_SUn_All_LitSp_Yr | Lighting | FRACTION | Default¦Hol | 2014-01-01 | 2014-12-31 | Hourly | 0.05 | 0.05 | 0.05 | 0.05 | 0.05 | 0.05 | 1 | 1 | 1 | 1 | 1 | 1 | 1 | 1 | 1 | 1 | 1 | 1 | 0.05 | 0.05 | 0.05 | 0.05 | 0.05 | 0.05 | From eQ_Lib.dat in MASControl 2017
D_SUn_All_MinOA_Yr | OutdoorAir | FRAC/DESIGN | Default¦Wkdy | 2014-01-01 | 2014-12-31 | Hourly | 0 | 0 | 0 | 0 | 0 | 0 | -999 | -999 | -999 | -999 | -999 | -999 | -999 | -999 | -999 | -999 | -999 | -999 | -999 | 0 | 0 | 0 | 0 | 0 | From eQ_Lib.dat in MASControl 2017
D_SUn_All_MinOA_Yr | OutdoorAir | FRAC/DESIGN | Wknd | 2014-01-01 | 2014-12-31 | Hourly | 0 | 0 | 0 | 0 | 0 | 0 | -999 | -999 | -999 | -999 | -999 | -999 | -999 | -999 | -999 | -999 | -999 | -999 | -999 | 0 | 0 | 0 | 0 | 0 | From eQ_Lib.dat in MASControl 2017
D_SUn_All_MinOA_Yr | OutdoorAir | FRAC/DESIGN | WntrDsn | 2014-01-01 | 2014-12-31 | Hourly | 0 | 0 | 0 | 0 | 0 | 0 | -999 | -999 | -999 | -999 | -999 | -999 | -999 | -999 | -999 | -999 | -999 | -999 | -999 | 0 | 0 | 0 | 0 | 0 | From eQ_Lib.dat in MASControl 2017
D_SUn_All_MinOA_Yr | OutdoorAir | FRAC/DESIGN | SmrDsn | 2014-01-01 | 2014-12-31 | Hourly | 0 | 0 | 0 | 0 | 0 | 0 | -999 | -999 | -999 | -999 | -999 | -999 | -999 | -999 | -999 | -999 | -999 | -999 | -999 | 0 | 0 | 0 | 0 | 0 | From eQ_Lib.dat in MASControl 2017
D_SUn_All_MinOA_Yr | OutdoorAir | FRAC/DESIGN | Hol | 2014-01-01 | 2014-12-31 | Hourly | 0 | 0 | 0 | 0 | 0 | 0 | 0 | 0 | -999 | -999 | -999 | -999 | -999 | -999 | -999 | -999 | -999 | 0 | 0 | 0 | 0 | 0 | 0 | 0 | From eQ_Lib.dat in MASControl 2017
D_SUn_All_Misc_Yr | Equipment | FRACTION | SmrDsn | 2014-01-01 | 2014-12-31 | Constant | 1 | [23 empty] | Matched to NBI plug load study - average of Low/Mid plug loads
D_SUn_All_Misc_Yr | Equipment | FRACTION | WntrDsn | 2014-01-01 | 2014-12-31 | Constant | 0 | [23 empty] | Matched to NBI plug load study - average of Low/Mid plug loads
D_SUn_All_Misc_Yr | Equipment | FRACTION | Default¦Wkdy | 2014-01-01 | 2014-12-31 | Hourly | 0.4 | 0.4 | 0.4 | 0.4 | 0.4 | 0.4 | 0.4 | 0.5 | 0.8 | 0.875 | 0.9 | 0.925 | 0.9 | 0.9 | 0.875 | 0.85 | 0.8 | 0.6 | 0.5 | 0.45 | 0.45 | 0.425 | 0.4 | 0.4 | Matched to NBI plug load study - average of Low/Mid plug loads
D_SUn_All_Occup_Yr | Occupancy | FRACTION | SmrDsn | 2014-01-01 | 2014-12-31 | Constant | 1 | [23 empty] | From eQ_Lib.dat in MASControl 2017
D_SUn_All_Occup_Yr | Occupancy | FRACTION | WntrDsn | 2014-01-01 | 2014-12-31 | Constant | 0 | [23 empty] | From eQ_Lib.dat in MASControl 2017
D_SUn_All_Occup_Yr | Occupancy | FRACTION | Default¦Hol | 2014-01-01 | 2014-12-31 | Hourly | 0 | 0 | 0 | 0 | 0 | 0 | 0.4 | 0.8 | 0.8 | 0.8 | 0.8 | 0.8 | 0.8 | 0.8 | 0.8 | 0.8 | 0.8 | 0.4 | 0 | 0 | 0 | 0 | 0 | 0 | From eQ_Lib.dat in MASControl 2017
D_SUn_All_P_Inf_Yr | Infiltration | MULTIPLIER | Default¦Wkdy | 2014-01-01 | 2014-12-31 | Hourly | 1 | 1 | 1 | 1 | 1 | 1 | 0.5 | 0.5 | 0.5 | 0.5 | 0.5 | 0.5 | 0.5 | 0.5 | 0.5 | 0.5 | 0.5 | 0.5 | 0.5 | 1 | 1 | 1 | 1 | 1 | From eQ_Lib.dat in MASControl 2017
D_SUn_All_P_Inf_Yr | Infiltration | MULTIPLIER | Wknd | 2014-01-01 | 2014-12-31 | Hourly | 1 | 1 | 1 | 1 | 1 | 1 | 0.5 | 0.5 | 0.5 | 0.5 | 0.5 | 0.5 | 0.5 | 0.5 | 0.5 | 0.5 | 0.5 | 0.5 | 0.5 | 1 | 1 | 1 | 1 | 1 | From eQ_Lib.dat in MASControl 2017
D_SUn_All_P_Inf_Yr | Infiltration | MULTIPLIER | WntrDsn | 2014-01-01 | 2014-12-31 | Hourly | 1 | 1 | 1 | 1 | 1 | 1 | 0.5 | 0.5 | 0.5 | 0.5 | 0.5 | 0.5 | 0.5 | 0.5 | 0.5 | 0.5 | 0.5 | 0.5 | 0.5 | 1 | 1 | 1 | 1 | 1 | From eQ_Lib.dat in MASControl 2017
D_SUn_All_P_Inf_Yr | Infiltration | MULTIPLIER | SmrDsn | 2014-01-01 | 2014-12-31 | Hourly | 1 | 1 | 1 | 1 | 1 | 1 | 0.5 | 0.5 | 0.5 | 0.5 | 0.5 | 0.5 | 0.5 | 0.5 | 0.5 | 0.5 | 0.5 | 0.5 | 0.5 | 1 | 1 | 1 | 1 | 1 | From eQ_Lib.dat in MASControl 2017
D_SUn_All_P_Inf_Yr | Infiltration | MULTIPLIER | Hol | 2014-01-01 | 2014-12-31 | Hourly | 1 | 1 | 1 | 1 | 1 | 1 | 1 | 1 | 0.5 | 0.5 | 0.5 | 0.5 | 0.5 | 0.5 | 0.5 | 0.5 | 0.5 | 1 | 1 | 1 | 1 | 1 | 1 | 1 | From eQ_Lib.dat in MASControl 2017
D_WinShad_All_All_Yr |  | MULTIPLIER | Default¦Wkdy | 2014-01-01 | 2014-12-31 | Constant | 0.95 | [23 empty] | From eQ_Lib.dat in MASControl 2017
D_WinShad_All_All_Yr |  | MULTIPLIER | Wknd | 2014-01-01 | 2014-12-31 | Constant | 0.95 | [23 empty] | From eQ_Lib.dat in MASControl 2017
D_WinShad_All_All_Yr |  | MULTIPLIER | WntrDsn | 2014-01-01 | 2014-12-31 | Constant | 0.95 | [23 empty] | From eQ_Lib.dat in MASControl 2017
D_WinShad_All_All_Yr |  | MULTIPLIER | SmrDsn | 2014-01-01 | 2014-12-31 | Constant | 1 | [23 empty] | From eQ_Lib.dat in MASControl 2017
D_WinShad_All_All_Yr |  | MULTIPLIER | Hol | 2014-01-01 | 2014-12-31 | Constant | 0.95 | [23 empty] | From eQ_Lib.dat in MASControl 2017
D_WinShad_ERC_All_Yr |  | MULTIPLIER | Default¦Wkdy | 2014-01-01 | 2014-12-31 | Constant | 0.95 | [23 empty] | From eQ_Lib.dat in MASControl 2017
D_WinShad_ERC_All_Yr |  | MULTIPLIER | Wknd | 2014-01-01 | 2014-12-31 | Constant | 0.95 | [23 empty] | From eQ_Lib.dat in MASControl 2017
D_WinShad_ERC_All_Yr |  | MULTIPLIER | WntrDsn | 2014-01-01 | 2014-12-31 | Constant | 0.95 | [23 empty] | From eQ_Lib.dat in MASControl 2017
D_WinShad_ERC_All_Yr |  | MULTIPLIER | SmrDsn | 2014-01-01 | 2014-12-31 | Constant | 1 | [23 empty] | From eQ_Lib.dat in MASControl 2017
D_WinShad_ERC_All_Yr |  | MULTIPLIER | Hol | 2014-01-01 | 2014-12-31 | Constant | 0.95 | [23 empty] | From eQ_Lib.dat in MASControl 2017
D_WRf_All_C_Inf_Yr | Infiltration | MULTIPLIER | Default¦Wkdy | 2014-01-01 | 2014-12-31 | Hourly | 1 | 1 | 1 | 1 | 1 | 1 | 1 | 0.5 | 0.5 | 0.5 | 0.5 | 0.5 | 0.5 | 0.5 | 0.5 | 0.5 | 0.5 | 0.5 | 0.5 | 1 | 1 | 1 | 1 | 1 | From eQ_Lib.dat in MASControl 2017
D_WRf_All_C_Inf_Yr | Infiltration | MULTIPLIER | Wknd | 2014-01-01 | 2014-12-31 | Hourly | 1 | 1 | 1 | 1 | 1 | 1 | 1 | 1 | 0.5 | 0.5 | 0.5 | 0.5 | 0.5 | 0.5 | 0.5 | 0.5 | 0.5 | 1 | 1 | 1 | 1 | 1 | 1 | 1 | From eQ_Lib.dat in MASControl 2017
D_WRf_All_C_Inf_Yr | Infiltration | MULTIPLIER | WntrDsn | 2014-01-01 | 2014-12-31 | Hourly | 1 | 1 | 1 | 1 | 1 | 1 | 1 | 0.5 | 0.5 | 0.5 | 0.5 | 0.5 | 0.5 | 0.5 | 0.5 | 0.5 | 0.5 | 0.5 | 0.5 | 1 | 1 | 1 | 1 | 1 | From eQ_Lib.dat in MASControl 2017
D_WRf_All_C_Inf_Yr | Infiltration | MULTIPLIER | SmrDsn | 2014-01-01 | 2014-12-31 | Hourly | 1 | 1 | 1 | 1 | 1 | 1 | 1 | 0.5 | 0.5 | 0.5 | 0.5 | 0.5 | 0.5 | 0.5 | 0.5 | 0.5 | 0.5 | 0.5 | 0.5 | 1 | 1 | 1 | 1 | 1 | From eQ_Lib.dat in MASControl 2017
D_WRf_All_C_Inf_Yr | Infiltration | MULTIPLIER | Hol | 2014-01-01 | 2014-12-31 | Hourly | 1 | 1 | 1 | 1 | 1 | 1 | 1 | 1 | 0.5 | 0.5 | 0.5 | 0.5 | 0.5 | 0.5 | 0.5 | 0.5 | 0.5 | 1 | 1 | 1 | 1 | 1 | 1 | 1 | From eQ_Lib.dat in MASControl 2017
D_WRf_All_CTemp_Yr | Thermostat Setpoint | C | Default¦Wkdy | 2014-01-01 | 2014-12-31 | Hourly | 24.4 | 24.4 | 24.4 | 24.4 | 24.4 | 24.4 | 24.4 | 24.4 | 24.4 | 24.4 | 24.4 | 24.4 | 24.4 | 24.4 | 24.4 | 24.4 | 24.4 | 24.4 | 24.4 | 24.4 | 24.4 | 24.4 | 24.4 | 24.4 | From eQ_Lib.dat in MASControl 2017; Removed setback
D_WRf_All_CTemp_Yr | Thermostat Setpoint | C | Wknd | 2014-01-01 | 2014-12-31 | Hourly | 24.4 | 24.4 | 24.4 | 24.4 | 24.4 | 24.4 | 24.4 | 24.4 | 24.4 | 24.4 | 24.4 | 24.4 | 24.4 | 24.4 | 24.4 | 24.4 | 24.4 | 24.4 | 24.4 | 24.4 | 24.4 | 24.4 | 24.4 | 24.4 | From eQ_Lib.dat in MASControl 2017; Removed setback
D_WRf_All_CTemp_Yr | Thermostat Setpoint | C | WntrDsn | 2014-01-01 | 2014-12-31 | Hourly | 24.4 | 24.4 | 24.4 | 24.4 | 24.4 | 24.4 | 24.4 | 24.4 | 24.4 | 24.4 | 24.4 | 24.4 | 24.4 | 24.4 | 24.4 | 24.4 | 24.4 | 24.4 | 24.4 | 24.4 | 24.4 | 24.4 | 24.4 | 24.4 | From eQ_Lib.dat in MASControl 2017; Removed setback
D_WRf_All_CTemp_Yr | Thermostat Setpoint | C | SmrDsn | 2014-01-01 | 2014-12-31 | Hourly | 24.4 | 24.4 | 24.4 | 24.4 | 24.4 | 24.4 | 24.4 | 24.4 | 24.4 | 24.4 | 24.4 | 24.4 | 24.4 | 24.4 | 24.4 | 24.4 | 24.4 | 24.4 | 24.4 | 24.4 | 24.4 | 24.4 | 24.4 | 24.4 | From eQ_Lib.dat in MASControl 2017; Removed setback
D_WRf_All_CTemp_Yr | Thermostat Setpoint | C | Hol | 2014-01-01 | 2014-12-31 | Hourly | 24.4 | 24.4 | 24.4 | 24.4 | 24.4 | 24.4 | 24.4 | 24.4 | 24.4 | 24.4 | 24.4 | 24.4 | 24.4 | 24.4 | 24.4 | 24.4 | 24.4 | 24.4 | 24.4 | 24.4 | 24.4 | 24.4 | 24.4 | 24.4 | From eQ_Lib.dat in MASControl 2017; Removed setback
D_WRf_All_DHW_DHW_Yr | Service Water Heating | FRACTION | Default¦SmrDsn¦WntrDsn¦Hol | 2014-01-01 | 2014-12-31 | Hourly | 0.25 | 0.25 | 0.25 | 0.25 | 0.25 | 0.25 | 0.4 | 0.8 | 0.8 | 0.8 | 0.8 | 0.8 | 0.8 | 0.8 | 0.8 | 0.8 | 0.8 | 0.4 | 0.25 | 0.25 | 0.25 | 0.25 | 0.25 | 0.25 | From eQ_Lib.dat in MASControl 2017
D_WRf_All_Fan_Yr | Fan | ON/OFF/FLAG | Default¦Wkdy | 2014-01-01 | 2014-12-31 | Hourly | 0 | 0 | 0 | 0 | 0 | 0 | 0 | 1 | 1 | 1 | 1 | 1 | 1 | 1 | 1 | 1 | 1 | 1 | 1 | 0 | 0 | 0 | 0 | 0 | From eQ_Lib.dat in MASControl 2017
D_WRf_All_Fan_Yr | Fan | ON/OFF/FLAG | Wknd | 2014-01-01 | 2014-12-31 | Hourly | 0 | 0 | 0 | 0 | 0 | 0 | 0 | 0 | 1 | 1 | 1 | 1 | 1 | 1 | 1 | 1 | 1 | 0 | 0 | 0 | 0 | 0 | 0 | 0 | From eQ_Lib.dat in MASControl 2017
D_WRf_All_Fan_Yr | Fan | ON/OFF/FLAG | WntrDsn | 2014-01-01 | 2014-12-31 | Hourly | 0 | 0 | 0 | 0 | 0 | 0 | 0 | 1 | 1 | 1 | 1 | 1 | 1 | 1 | 1 | 1 | 1 | 1 | 1 | 0 | 0 | 0 | 0 | 0 | From eQ_Lib.dat in MASControl 2017
D_WRf_All_Fan_Yr | Fan | ON/OFF/FLAG | SmrDsn | 2014-01-01 | 2014-12-31 | Hourly | 0 | 0 | 0 | 0 | 0 | 0 | 0 | 1 | 1 | 1 | 1 | 1 | 1 | 1 | 1 | 1 | 1 | 1 | 1 | 0 | 0 | 0 | 0 | 0 | From eQ_Lib.dat in MASControl 2017
D_WRf_All_Fan_Yr | Fan | ON/OFF/FLAG | Hol | 2014-01-01 | 2014-12-31 | Hourly | 0 | 0 | 0 | 0 | 0 | 0 | 0 | 0 | 1 | 1 | 1 | 1 | 1 | 1 | 1 | 1 | 1 | 0 | 0 | 0 | 0 | 0 | 0 | 0 | From eQ_Lib.dat in MASControl 2017
D_WRf_All_HTemp_Yr | Thermostat Setpoint | C | Default¦Wkdy | 2014-01-01 | 2014-12-31 | Hourly | 21.1 | 21.1 | 21.1 | 21.1 | 21.1 | 21.1 | 21.1 | 21.1 | 21.1 | 21.1 | 21.1 | 21.1 | 21.1 | 21.1 | 21.1 | 21.1 | 21.1 | 21.1 | 21.1 | 21.1 | 21.1 | 21.1 | 21.1 | 21.1 | From eQ_Lib.dat in MASControl 2017; Removed setback
D_WRf_All_HTemp_Yr | Thermostat Setpoint | C | Wknd | 2014-01-01 | 2014-12-31 | Hourly | 21.1 | 21.1 | 21.1 | 21.1 | 21.1 | 21.1 | 21.1 | 21.1 | 21.1 | 21.1 | 21.1 | 21.1 | 21.1 | 21.1 | 21.1 | 21.1 | 21.1 | 21.1 | 21.1 | 21.1 | 21.1 | 21.1 | 21.1 | 21.1 | From eQ_Lib.dat in MASControl 2017; Removed setback
D_WRf_All_HTemp_Yr | Thermostat Setpoint | C | WntrDsn | 2014-01-01 | 2014-12-31 | Hourly | 21.1 | 21.1 | 21.1 | 21.1 | 21.1 | 21.1 | 21.1 | 21.1 | 21.1 | 21.1 | 21.1 | 21.1 | 21.1 | 21.1 | 21.1 | 21.1 | 21.1 | 21.1 | 21.1 | 21.1 | 21.1 | 21.1 | 21.1 | 21.1 | From eQ_Lib.dat in MASControl 2017; Removed setback
D_WRf_All_HTemp_Yr | Thermostat Setpoint | C | SmrDsn | 2014-01-01 | 2014-12-31 | Hourly | 21.1 | 21.1 | 21.1 | 21.1 | 21.1 | 21.1 | 21.1 | 21.1 | 21.1 | 21.1 | 21.1 | 21.1 | 21.1 | 21.1 | 21.1 | 21.1 | 21.1 | 21.1 | 21.1 | 21.1 | 21.1 | 21.1 | 21.1 | 21.1 | From eQ_Lib.dat in MASControl 2017; Removed setback
D_WRf_All_HTemp_Yr | Thermostat Setpoint | C | Hol | 2014-01-01 | 2014-12-31 | Hourly | 21.1 | 21.1 | 21.1 | 21.1 | 21.1 | 21.1 | 21.1 | 21.1 | 21.1 | 21.1 | 21.1 | 21.1 | 21.1 | 21.1 | 21.1 | 21.1 | 21.1 | 21.1 | 21.1 | 21.1 | 21.1 | 21.1 | 21.1 | 21.1 | From eQ_Lib.dat in MASControl 2017; Removed setback
D_WRf_All_MinOA_Yr | OutdoorAir | FRAC/DESIGN | Default¦Wkdy | 2014-01-01 | 2014-12-31 | Hourly | 0 | 0 | 0 | 0 | 0 | 0 | 0 | -999 | -999 | -999 | -999 | -999 | -999 | -999 | -999 | -999 | -999 | -999 | -999 | 0 | 0 | 0 | 0 | 0 | From eQ_Lib.dat in MASControl 2017
D_WRf_All_MinOA_Yr | OutdoorAir | FRAC/DESIGN | Wknd | 2014-01-01 | 2014-12-31 | Hourly | 0 | 0 | 0 | 0 | 0 | 0 | 0 | 0 | -999 | -999 | -999 | -999 | -999 | -999 | -999 | -999 | -999 | 0 | 0 | 0 | 0 | 0 | 0 | 0 | From eQ_Lib.dat in MASControl 2017
D_WRf_All_MinOA_Yr | OutdoorAir | FRAC/DESIGN | WntrDsn | 2014-01-01 | 2014-12-31 | Hourly | 0 | 0 | 0 | 0 | 0 | 0 | 0 | -999 | -999 | -999 | -999 | -999 | -999 | -999 | -999 | -999 | -999 | -999 | -999 | 0 | 0 | 0 | 0 | 0 | From eQ_Lib.dat in MASControl 2017
D_WRf_All_MinOA_Yr | OutdoorAir | FRAC/DESIGN | SmrDsn | 2014-01-01 | 2014-12-31 | Hourly | 0 | 0 | 0 | 0 | 0 | 0 | 0 | -999 | -999 | -999 | -999 | -999 | -999 | -999 | -999 | -999 | -999 | -999 | -999 | 0 | 0 | 0 | 0 | 0 | From eQ_Lib.dat in MASControl 2017
D_WRf_All_MinOA_Yr | OutdoorAir | FRAC/DESIGN | Hol | 2014-01-01 | 2014-12-31 | Hourly | 0 | 0 | 0 | 0 | 0 | 0 | 0 | 0 | -999 | -999 | -999 | -999 | -999 | -999 | -999 | -999 | -999 | 0 | 0 | 0 | 0 | 0 | 0 | 0 | From eQ_Lib.dat in MASControl 2017
D_WRf_All_P_Inf_Yr | Infiltration | MULTIPLIER | Default¦Wkdy | 2014-01-01 | 2014-12-31 | Hourly | 1 | 1 | 1 | 1 | 1 | 1 | 1 | 0.5 | 0.5 | 0.5 | 0.5 | 0.5 | 0.5 | 0.5 | 0.5 | 0.5 | 0.5 | 0.5 | 0.5 | 1 | 1 | 1 | 1 | 1 | From eQ_Lib.dat in MASControl 2017
D_WRf_All_P_Inf_Yr | Infiltration | MULTIPLIER | Wknd | 2014-01-01 | 2014-12-31 | Hourly | 1 | 1 | 1 | 1 | 1 | 1 | 1 | 1 | 0.5 | 0.5 | 0.5 | 0.5 | 0.5 | 0.5 | 0.5 | 0.5 | 0.5 | 1 | 1 | 1 | 1 | 1 | 1 | 1 | From eQ_Lib.dat in MASControl 2017
D_WRf_All_P_Inf_Yr | Infiltration | MULTIPLIER | WntrDsn | 2014-01-01 | 2014-12-31 | Hourly | 1 | 1 | 1 | 1 | 1 | 1 | 1 | 0.5 | 0.5 | 0.5 | 0.5 | 0.5 | 0.5 | 0.5 | 0.5 | 0.5 | 0.5 | 0.5 | 0.5 | 1 | 1 | 1 | 1 | 1 | From eQ_Lib.dat in MASControl 2017
D_WRf_All_P_Inf_Yr | Infiltration | MULTIPLIER | SmrDsn | 2014-01-01 | 2014-12-31 | Hourly | 1 | 1 | 1 | 1 | 1 | 1 | 1 | 0.5 | 0.5 | 0.5 | 0.5 | 0.5 | 0.5 | 0.5 | 0.5 | 0.5 | 0.5 | 0.5 | 0.5 | 1 | 1 | 1 | 1 | 1 | From eQ_Lib.dat in MASControl 2017
D_WRf_All_P_Inf_Yr | Infiltration | MULTIPLIER | Hol | 2014-01-01 | 2014-12-31 | Hourly | 1 | 1 | 1 | 1 | 1 | 1 | 1 | 1 | 0.5 | 0.5 | 0.5 | 0.5 | 0.5 | 0.5 | 0.5 | 0.5 | 0.5 | 1 | 1 | 1 | 1 | 1 | 1 | 1 | From eQ_Lib.dat in MASControl 2017
D_WRf_IndDock_Infil_Yr | Infiltration | FRACTION | Default¦SmrDsn¦WntrDsn¦Hol | 2014-01-01 | 2014-12-31 | Constant | 1 | [23 empty] | From eQ_Lib.dat in MASControl 2017
D_WRf_IndDock_LitCFL_Yr | Lighting | FRACTION | SmrDsn | 2014-01-01 | 2014-12-31 | Constant | 1 | [23 empty] | From eQ_Lib.dat in MASControl 2017
D_WRf_IndDock_LitCFL_Yr | Lighting | FRACTION | WntrDsn | 2014-01-01 | 2014-12-31 | Constant | 0 | [23 empty] | From eQ_Lib.dat in MASControl 2017
D_WRf_IndDock_LitCFL_Yr | Lighting | FRACTION | Default¦Hol | 2014-01-01 | 2014-12-31 | Constant | 0.55 | [23 empty] | From eQ_Lib.dat in MASControl 2017
D_WRf_IndDock_LitEx_Yr | Lighting | FRACTION | SmrDsn | 2014-01-01 | 2014-12-31 | Constant | 1 | [23 empty] | From eQ_Lib.dat in MASControl 2017
D_WRf_IndDock_LitEx_Yr | Lighting | FRACTION | WntrDsn | 2014-01-01 | 2014-12-31 | Constant | 0 | [23 empty] | From eQ_Lib.dat in MASControl 2017
D_WRf_IndDock_LitEx_Yr | Lighting | FRACTION | Default¦Hol | 2014-01-01 | 2014-12-31 | Constant | 1 | [23 empty] | From eQ_Lib.dat in MASControl 2017
D_WRf_IndDock_LitLF_Yr | Lighting | FRACTION | SmrDsn | 2014-01-01 | 2014-12-31 | Constant | 1 | [23 empty] | From eQ_Lib.dat in MASControl 2017
D_WRf_IndDock_LitLF_Yr | Lighting | FRACTION | WntrDsn | 2014-01-01 | 2014-12-31 | Constant | 0 | [23 empty] | From eQ_Lib.dat in MASControl 2017
D_WRf_IndDock_LitLF_Yr | Lighting | FRACTION | Default¦Hol | 2014-01-01 | 2014-12-31 | Constant | 0.55 | [23 empty] | From eQ_Lib.dat in MASControl 2017
D_WRf_IndDock_LitSp_Yr | Lighting | FRACTION | SmrDsn | 2014-01-01 | 2014-12-31 | Constant | 1 | [23 empty] | From eQ_Lib.dat in MASControl 2017
D_WRf_IndDock_LitSp_Yr | Lighting | FRACTION | WntrDsn | 2014-01-01 | 2014-12-31 | Constant | 0 | [23 empty] | From eQ_Lib.dat in MASControl 2017
D_WRf_IndDock_LitSp_Yr | Lighting | FRACTION | Default¦Hol | 2014-01-01 | 2014-12-31 | Constant | 1 | [23 empty] | From eQ_Lib.dat in MASControl 2017
D_WRf_IndDock_Occup_Yr | Occupancy | FRACTION | SmrDsn | 2014-01-01 | 2014-12-31 | Constant | 1 | [23 empty] | From eQ_Lib.dat in MASControl 2017
D_WRf_IndDock_Occup_Yr | Occupancy | FRACTION | WntrDsn | 2014-01-01 | 2014-12-31 | Constant | 0 | [23 empty] | From eQ_Lib.dat in MASControl 2017
D_WRf_IndDock_Occup_Yr | Occupancy | FRACTION | Default¦Hol | 2014-01-01 | 2014-12-31 | Hourly | 0.4 | 0.4 | 0.4 | 0.4 | 0.4 | 0.4 | 0.9 | 0.9 | 0.9 | 0.9 | 0.9 | 0.9 | 0.9 | 0.9 | 0.9 | 0.9 | 0.9 | 0.4 | 0.4 | 0.4 | 0.4 | 0.4 | 0.4 | 0.4 | From eQ_Lib.dat in MASControl 2017
D_WRf_IndDock_Proc_Yr | Processes | FRACTION | Default¦SmrDsn¦WntrDsn¦Hol | 2014-01-01 | 2014-12-31 | Hourly | 0 | 0 | 0 | 0 | 0 | 0 | 1 | 1 | 1 | 1 | 1 | 1 | 1 | 1 | 1 | 1 | 1 | 0 | 0 | 0 | 0 | 0 | 0 | 0 | From eQ_Lib.dat in MASControl 2017
D_WRf_OffGen_Infil_Yr | Infiltration | FRACTION | Default¦SmrDsn¦WntrDsn¦Hol | 2014-01-01 | 2014-12-31 | Hourly | 0.6071 | 0.6071 | 0.6071 | 0.6071 | 0.6071 | 0.6071 | 1 | 1 | 1 | 1 | 1 | 1 | 1 | 1 | 1 | 1 | 1 | 0.6071 | 0.6071 | 0.6071 | 0.6071 | 0.6071 | 0.6071 | 0.6071 | From eQ_Lib.dat in MASControl 2017
D_WRf_OffGen_LitCFL_Yr | Lighting | FRACTION | SmrDsn | 2014-01-01 | 2014-12-31 | Constant | 1 | [23 empty] | From eQ_Lib.dat in MASControl 2017
D_WRf_OffGen_LitCFL_Yr | Lighting | FRACTION | WntrDsn | 2014-01-01 | 2014-12-31 | Constant | 0 | [23 empty] | From eQ_Lib.dat in MASControl 2017
D_WRf_OffGen_LitCFL_Yr | Lighting | FRACTION | Default¦Hol | 2014-01-01 | 2014-12-31 | Hourly | 0.15 | 0.15 | 0.15 | 0.15 | 0.15 | 0.15 | 0.15 | 0.5 | 0.5 | 0.5 | 0.5 | 0.5 | 0.5 | 0.5 | 0.5 | 0.5 | 0.5 | 0.5 | 0.15 | 0.15 | 0.15 | 0.15 | 0.15 | 0.15 | From eQ_Lib.dat in MASControl 2017
D_WRf_OffGen_LitEx_Yr | Lighting | FRACTION | SmrDsn | 2014-01-01 | 2014-12-31 | Constant | 1 | [23 empty] | From eQ_Lib.dat in MASControl 2017
D_WRf_OffGen_LitEx_Yr | Lighting | FRACTION | WntrDsn | 2014-01-01 | 2014-12-31 | Constant | 0 | [23 empty] | From eQ_Lib.dat in MASControl 2017
D_WRf_OffGen_LitEx_Yr | Lighting | FRACTION | Default¦Hol | 2014-01-01 | 2014-12-31 | Constant | 1 | [23 empty] | From eQ_Lib.dat in MASControl 2017
D_WRf_OffGen_LitLF_Yr | Lighting | FRACTION | SmrDsn | 2014-01-01 | 2014-12-31 | Constant | 1 | [23 empty] | From eQ_Lib.dat in MASControl 2017
D_WRf_OffGen_LitLF_Yr | Lighting | FRACTION | WntrDsn | 2014-01-01 | 2014-12-31 | Constant | 0 | [23 empty] | From eQ_Lib.dat in MASControl 2017
D_WRf_OffGen_LitLF_Yr | Lighting | FRACTION | Default¦Hol | 2014-01-01 | 2014-12-31 | Hourly | 0.15 | 0.15 | 0.15 | 0.15 | 0.15 | 0.15 | 0.15 | 0.7 | 0.7 | 0.7 | 0.7 | 0.7 | 0.7 | 0.7 | 0.7 | 0.7 | 0.7 | 0.7 | 0.15 | 0.15 | 0.15 | 0.15 | 0.15 | 0.15 | From eQ_Lib.dat in MASControl 2017
D_WRf_OffGen_LitSp_Yr | Lighting | FRACTION | SmrDsn | 2014-01-01 | 2014-12-31 | Constant | 1 | [23 empty] | From eQ_Lib.dat in MASControl 2017
D_WRf_OffGen_LitSp_Yr | Lighting | FRACTION | WntrDsn | 2014-01-01 | 2014-12-31 | Constant | 0 | [23 empty] | From eQ_Lib.dat in MASControl 2017
D_WRf_OffGen_LitSp_Yr | Lighting | FRACTION | Default¦Hol | 2014-01-01 | 2014-12-31 | Hourly | 0.5 | 0.5 | 0.5 | 0.5 | 0.5 | 0.5 | 0.5 | 1 | 1 | 1 | 1 | 1 | 1 | 1 | 1 | 1 | 1 | 1 | 0.5 | 0.5 | 0.5 | 0.5 | 0.5 | 0.5 | From eQ_Lib.dat in MASControl 2017
D_WRf_OffGen_Misc_Yr | Equipment | FRACTION | SmrDsn | 2014-01-01 | 2014-12-31 | Constant | 1 | [23 empty] | Matched to NBI plug load study - average of Low/Mid plug loads
D_WRf_OffGen_Misc_Yr | Equipment | FRACTION | WntrDsn | 2014-01-01 | 2014-12-31 | Constant | 0 | [23 empty] | Matched to NBI plug load study - average of Low/Mid plug loads
D_WRf_OffGen_Misc_Yr | Equipment | FRACTION | Default¦Wkdy | 2014-01-01 | 2014-12-31 | Hourly | 0.4 | 0.4 | 0.4 | 0.4 | 0.4 | 0.4 | 0.4 | 0.5 | 0.8 | 0.875 | 0.9 | 0.925 | 0.9 | 0.9 | 0.875 | 0.85 | 0.8 | 0.6 | 0.5 | 0.45 | 0.45 | 0.425 | 0.4 | 0.4 | Matched to NBI plug load study - average of Low/Mid plug loads
D_WRf_OffGen_Misc_Yr | Equipment | FRACTION | Wknd¦Hol | 2014-01-01 | 2014-12-31 | Constant | 0.4 | [23 empty] | Matched to NBI plug load study - average of Low/Mid plug loads
D_WRf_OffGen_Occup_Yr | Occupancy | FRACTION | SmrDsn | 2014-01-01 | 2014-12-31 | Constant | 1 | [23 empty] | From eQ_Lib.dat in MASControl 2017
D_WRf_OffGen_Occup_Yr | Occupancy | FRACTION | WntrDsn | 2014-01-01 | 2014-12-31 | Constant | 0 | [23 empty] | From eQ_Lib.dat in MASControl 2017
D_WRf_OffGen_Occup_Yr | Occupancy | FRACTION | Default¦Hol | 2014-01-01 | 2014-12-31 | Hourly | 0.1 | 0.1 | 0.1 | 0.1 | 0.1 | 0.1 | 0.9 | 0.9 | 0.9 | 0.9 | 0.9 | 0.9 | 0.9 | 0.9 | 0.9 | 0.9 | 0.9 | 0.1 | 0.1 | 0.1 | 0.1 | 0.1 | 0.1 | 0.1 | From eQ_Lib.dat in MASControl 2017
D_WRf_RfgClr_Infil_Yr | Infiltration | FRACTION | Default¦SmrDsn¦WntrDsn¦Hol | 2014-01-01 | 2014-12-31 | Hourly | 0.15 | 0.15 | 0.15 | 0.15 | 0.15 | 0.15 | 0.75 | 0.75 | 0.75 | 0.75 | 0.75 | 0.75 | 0.75 | 0.75 | 0.75 | 0.75 | 0.75 | 0.15 | 0.15 | 0.15 | 0.15 | 0.15 | 0.15 | 0.15 | From eQ_Lib.dat in MASControl 2017
D_WRf_RfgClr_LitCFL_Yr | Lighting | FRACTION | SmrDsn | 2014-01-01 | 2014-12-31 | Constant | 1 | [23 empty] | From eQ_Lib.dat in MASControl 2017
D_WRf_RfgClr_LitCFL_Yr | Lighting | FRACTION | WntrDsn | 2014-01-01 | 2014-12-31 | Constant | 0 | [23 empty] | From eQ_Lib.dat in MASControl 2017
D_WRf_RfgClr_LitCFL_Yr | Lighting | FRACTION | Default¦Hol | 2014-01-01 | 2014-12-31 | Constant | 0.55 | [23 empty] | From eQ_Lib.dat in MASControl 2017
D_WRf_RfgClr_LitEx_Yr | Lighting | FRACTION | SmrDsn | 2014-01-01 | 2014-12-31 | Constant | 1 | [23 empty] | From eQ_Lib.dat in MASControl 2017
D_WRf_RfgClr_LitEx_Yr | Lighting | FRACTION | WntrDsn | 2014-01-01 | 2014-12-31 | Constant | 0 | [23 empty] | From eQ_Lib.dat in MASControl 2017
D_WRf_RfgClr_LitEx_Yr | Lighting | FRACTION | Default¦Hol | 2014-01-01 | 2014-12-31 | Constant | 1 | [23 empty] | From eQ_Lib.dat in MASControl 2017
D_WRf_RfgClr_LitLF_Yr | Lighting | FRACTION | SmrDsn | 2014-01-01 | 2014-12-31 | Constant | 1 | [23 empty] | From eQ_Lib.dat in MASControl 2017
D_WRf_RfgClr_LitLF_Yr | Lighting | FRACTION | WntrDsn | 2014-01-01 | 2014-12-31 | Constant | 0 | [23 empty] | From eQ_Lib.dat in MASControl 2017
D_WRf_RfgClr_LitLF_Yr | Lighting | FRACTION | Default¦Hol | 2014-01-01 | 2014-12-31 | Constant | 0.55 | [23 empty] | From eQ_Lib.dat in MASControl 2017
D_WRf_RfgClr_LitSp_Yr | Lighting | FRACTION | SmrDsn | 2014-01-01 | 2014-12-31 | Constant | 1 | [23 empty] | From eQ_Lib.dat in MASControl 2017
D_WRf_RfgClr_LitSp_Yr | Lighting | FRACTION | WntrDsn | 2014-01-01 | 2014-12-31 | Constant | 0 | [23 empty] | From eQ_Lib.dat in MASControl 2017
D_WRf_RfgClr_LitSp_Yr | Lighting | FRACTION | Default¦Hol | 2014-01-01 | 2014-12-31 | Constant | 1 | [23 empty] | From eQ_Lib.dat in MASControl 2017
D_WRf_RfgClr_Occup_Yr | Occupancy | FRACTION | SmrDsn | 2014-01-01 | 2014-12-31 | Constant | 1 | [23 empty] | From eQ_Lib.dat in MASControl 2017
D_WRf_RfgClr_Occup_Yr | Occupancy | FRACTION | WntrDsn | 2014-01-01 | 2014-12-31 | Constant | 0 | [23 empty] | From eQ_Lib.dat in MASControl 2017
D_WRf_RfgClr_Occup_Yr | Occupancy | FRACTION | Default¦Hol | 2014-01-01 | 2014-12-31 | Hourly | 0.4 | 0.4 | 0.4 | 0.4 | 0.4 | 0.4 | 0.9 | 0.9 | 0.9 | 0.9 | 0.9 | 0.9 | 0.9 | 0.9 | 0.9 | 0.9 | 0.9 | 0.4 | 0.4 | 0.4 | 0.4 | 0.4 | 0.4 | 0.4 | From eQ_Lib.dat in MASControl 2017
D_WRf_RfgClr_Proc_Yr | Processes | FRACTION | Default¦SmrDsn¦WntrDsn¦Hol | 2014-01-01 | 2014-12-31 | Constant | 1 | [23 empty] | From eQ_Lib.dat in MASControl 2017
D_WRf_RfgFrz_Infil_Yr | Infiltration | FRACTION | Default¦SmrDsn¦WntrDsn¦Hol | 2014-01-01 | 2014-12-31 | Hourly | 0.2232 | 0.2232 | 0.2232 | 0.2232 | 0.2232 | 0.2232 | 1 | 1 | 1 | 1 | 1 | 1 | 1 | 1 | 1 | 1 | 1 | 0.2232 | 0.2232 | 0.2232 | 0.2232 | 0.2232 | 0.2232 | 0.2232 | From eQ_Lib.dat in MASControl 2017
D_WRf_RfgFrz_LitCFL_Yr | Lighting | FRACTION | SmrDsn | 2014-01-01 | 2014-12-31 | Constant | 1 | [23 empty] | From eQ_Lib.dat in MASControl 2017
D_WRf_RfgFrz_LitCFL_Yr | Lighting | FRACTION | WntrDsn | 2014-01-01 | 2014-12-31 | Constant | 0 | [23 empty] | From eQ_Lib.dat in MASControl 2017
D_WRf_RfgFrz_LitCFL_Yr | Lighting | FRACTION | Default¦Hol | 2014-01-01 | 2014-12-31 | Constant | 0.55 | [23 empty] | From eQ_Lib.dat in MASControl 2017
D_WRf_RfgFrz_LitEx_Yr | Lighting | FRACTION | SmrDsn | 2014-01-01 | 2014-12-31 | Constant | 1 | [23 empty] | From eQ_Lib.dat in MASControl 2017
D_WRf_RfgFrz_LitEx_Yr | Lighting | FRACTION | WntrDsn | 2014-01-01 | 2014-12-31 | Constant | 0 | [23 empty] | From eQ_Lib.dat in MASControl 2017
D_WRf_RfgFrz_LitEx_Yr | Lighting | FRACTION | Default¦Hol | 2014-01-01 | 2014-12-31 | Constant | 1 | [23 empty] | From eQ_Lib.dat in MASControl 2017
D_WRf_RfgFrz_LitLF_Yr | Lighting | FRACTION | SmrDsn | 2014-01-01 | 2014-12-31 | Constant | 1 | [23 empty] | From eQ_Lib.dat in MASControl 2017
D_WRf_RfgFrz_LitLF_Yr | Lighting | FRACTION | WntrDsn | 2014-01-01 | 2014-12-31 | Constant | 0 | [23 empty] | From eQ_Lib.dat in MASControl 2017
D_WRf_RfgFrz_LitLF_Yr | Lighting | FRACTION | Default¦Hol | 2014-01-01 | 2014-12-31 | Constant | 0.55 | [23 empty] | From eQ_Lib.dat in MASControl 2017
D_WRf_RfgFrz_LitSp_Yr | Lighting | FRACTION | SmrDsn | 2014-01-01 | 2014-12-31 | Constant | 1 | [23 empty] | From eQ_Lib.dat in MASControl 2017
D_WRf_RfgFrz_LitSp_Yr | Lighting | FRACTION | WntrDsn | 2014-01-01 | 2014-12-31 | Constant | 0 | [23 empty] | From eQ_Lib.dat in MASControl 2017
D_WRf_RfgFrz_LitSp_Yr | Lighting | FRACTION | Default¦Hol | 2014-01-01 | 2014-12-31 | Constant | 1 | [23 empty] | From eQ_Lib.dat in MASControl 2017
D_WRf_RfgFrz_Occup_Yr | Occupancy | FRACTION | SmrDsn | 2014-01-01 | 2014-12-31 | Constant | 1 | [23 empty] | From eQ_Lib.dat in MASControl 2017
D_WRf_RfgFrz_Occup_Yr | Occupancy | FRACTION | WntrDsn | 2014-01-01 | 2014-12-31 | Constant | 0 | [23 empty] | From eQ_Lib.dat in MASControl 2017
D_WRf_RfgFrz_Occup_Yr | Occupancy | FRACTION | Default¦Hol | 2014-01-01 | 2014-12-31 | Hourly | 0.4 | 0.4 | 0.4 | 0.4 | 0.4 | 0.4 | 0.9 | 0.9 | 0.9 | 0.9 | 0.9 | 0.9 | 0.9 | 0.9 | 0.9 | 0.9 | 0.9 | 0.4 | 0.4 | 0.4 | 0.4 | 0.4 | 0.4 | 0.4 | From eQ_Lib.dat in MASControl 2017
D_WRf_RfgFrz_Proc_Yr | Processes | FRACTION | Default¦SmrDsn¦WntrDsn¦Hol | 2014-01-01 | 2014-12-31 | Constant | 1 | [23 empty] | From eQ_Lib.dat in MASControl 2017
D17_Asm_Aud_CFL_Yr | Lighting | FRACTION | SmrDsn | 2014-01-01 | 2014-12-31 | Constant | 1 | [23 empty] | From eQ_Lib.dat in MASControl 2017
D17_Asm_Aud_CFL_Yr | Lighting | FRACTION | WntrDsn | 2014-01-01 | 2014-12-31 | Constant | 0 | [23 empty] | From eQ_Lib.dat in MASControl 2017
D17_Asm_Aud_CFL_Yr | Lighting | FRACTION | Default¦Hol | 2014-01-01 | 2014-12-31 | Hourly | 0.05 | 0.05 | 0.05 | 0.05 | 0.05 | 0.05 | 0.05 | 0.2 | 0.41 | 0.5 | 0.5 | 0.5 | 0.5 | 0.5 | 0.5 | 0.5 | 0.5 | 0.5 | 0.5 | 0.5 | 0.05 | 0.05 | 0.05 | 0.05 | From eQ_Lib.dat in MASControl 2017
D17_Asm_Aud_HB_Yr | Lighting | FRACTION | SmrDsn | 2014-01-01 | 2014-12-31 | Constant | 1 | [23 empty] | From eQ_Lib.dat in MASControl 2017
D17_Asm_Aud_HB_Yr | Lighting | FRACTION | WntrDsn | 2014-01-01 | 2014-12-31 | Constant | 0 | [23 empty] | From eQ_Lib.dat in MASControl 2017
D17_Asm_Aud_HB_Yr | Lighting | FRACTION | Default¦Hol | 2014-01-01 | 2014-12-31 | Hourly | 0.05 | 0.05 | 0.05 | 0.05 | 0.05 | 0.05 | 0.05 | 0.2 | 0.41 | 0.5 | 0.5 | 0.5 | 0.5 | 0.5 | 0.5 | 0.5 | 0.5 | 0.5 | 0.5 | 0.5 | 0.05 | 0.05 | 0.05 | 0.05 | From eQ_Lib.dat in MASControl 2017
D17_Asm_Aud_LF_Yr | Lighting | FRACTION | SmrDsn | 2014-01-01 | 2014-12-31 | Constant | 1 | [23 empty] | From eQ_Lib.dat in MASControl 2017
D17_Asm_Aud_LF_Yr | Lighting | FRACTION | WntrDsn | 2014-01-01 | 2014-12-31 | Constant | 0 | [23 empty] | From eQ_Lib.dat in MASControl 2017
D17_Asm_Aud_LF_Yr | Lighting | FRACTION | Default¦Hol | 2014-01-01 | 2014-12-31 | Hourly | 0.05 | 0.05 | 0.05 | 0.05 | 0.05 | 0.05 | 0.05 | 0.2 | 0.41 | 0.5 | 0.5 | 0.5 | 0.5 | 0.5 | 0.5 | 0.5 | 0.5 | 0.5 | 0.5 | 0.5 | 0.05 | 0.05 | 0.05 | 0.05 | From eQ_Lib.dat in MASControl 2017
D17_Asm_Clrm_CFL_Yr | Lighting | FRACTION | SmrDsn | 2014-01-01 | 2014-12-31 | Constant | 1 | [23 empty] | From eQ_Lib.dat in MASControl 2017
D17_Asm_Clrm_CFL_Yr | Lighting | FRACTION | WntrDsn | 2014-01-01 | 2014-12-31 | Constant | 0 | [23 empty] | From eQ_Lib.dat in MASControl 2017
D17_Asm_Clrm_CFL_Yr | Lighting | FRACTION | Default¦Hol | 2014-01-01 | 2014-12-31 | Hourly | 0.05 | 0.05 | 0.05 | 0.05 | 0.05 | 0.05 | 0.05 | 0.2 | 0.41 | 0.5 | 0.5 | 0.5 | 0.5 | 0.5 | 0.5 | 0.5 | 0.5 | 0.5 | 0.5 | 0.5 | 0.05 | 0.05 | 0.05 | 0.05 | From eQ_Lib.dat in MASControl 2017
D17_Asm_Clrm_LF_Yr | Lighting | FRACTION | SmrDsn | 2014-01-01 | 2014-12-31 | Constant | 1 | [23 empty] | From eQ_Lib.dat in MASControl 2017
D17_Asm_Clrm_LF_Yr | Lighting | FRACTION | WntrDsn | 2014-01-01 | 2014-12-31 | Constant | 0 | [23 empty] | From eQ_Lib.dat in MASControl 2017
D17_Asm_Clrm_LF_Yr | Lighting | FRACTION | Default¦Hol | 2014-01-01 | 2014-12-31 | Hourly | 0.05 | 0.05 | 0.05 | 0.05 | 0.05 | 0.05 | 0.05 | 0.2 | 0.41 | 0.5 | 0.5 | 0.5 | 0.5 | 0.5 | 0.5 | 0.5 | 0.5 | 0.5 | 0.5 | 0.5 | 0.05 | 0.05 | 0.05 | 0.05 | From eQ_Lib.dat in MASControl 2017
D17_Asm_Conf_CFL_Yr | Lighting | FRACTION | SmrDsn | 2014-01-01 | 2014-12-31 | Constant | 1 | [23 empty] | From eQ_Lib.dat in MASControl 2017
D17_Asm_Conf_CFL_Yr | Lighting | FRACTION | WntrDsn | 2014-01-01 | 2014-12-31 | Constant | 0 | [23 empty] | From eQ_Lib.dat in MASControl 2017
D17_Asm_Conf_CFL_Yr | Lighting | FRACTION | Default¦Hol | 2014-01-01 | 2014-12-31 | Hourly | 0.05 | 0.05 | 0.05 | 0.05 | 0.05 | 0.05 | 0.05 | 0.2 | 0.41 | 0.5 | 0.5 | 0.5 | 0.5 | 0.5 | 0.5 | 0.5 | 0.5 | 0.5 | 0.5 | 0.5 | 0.05 | 0.05 | 0.05 | 0.05 | From eQ_Lib.dat in MASControl 2017
D17_Asm_Conf_LF_Yr | Lighting | FRACTION | SmrDsn | 2014-01-01 | 2014-12-31 | Constant | 1 | [23 empty] | From eQ_Lib.dat in MASControl 2017
D17_Asm_Conf_LF_Yr | Lighting | FRACTION | WntrDsn | 2014-01-01 | 2014-12-31 | Constant | 0 | [23 empty] | From eQ_Lib.dat in MASControl 2017
D17_Asm_Conf_LF_Yr | Lighting | FRACTION | Default¦Hol | 2014-01-01 | 2014-12-31 | Hourly | 0.05 | 0.05 | 0.05 | 0.05 | 0.05 | 0.05 | 0.05 | 0.2 | 0.41 | 0.5 | 0.5 | 0.5 | 0.5 | 0.5 | 0.5 | 0.5 | 0.5 | 0.5 | 0.5 | 0.5 | 0.05 | 0.05 | 0.05 | 0.05 | From eQ_Lib.dat in MASControl 2017
D17_Asm_Din_CFL_Yr | Lighting | FRACTION | SmrDsn | 2014-01-01 | 2014-12-31 | Constant | 1 | [23 empty] | From eQ_Lib.dat in MASControl 2017
D17_Asm_Din_CFL_Yr | Lighting | FRACTION | WntrDsn | 2014-01-01 | 2014-12-31 | Constant | 0 | [23 empty] | From eQ_Lib.dat in MASControl 2017
D17_Asm_Din_CFL_Yr | Lighting | FRACTION | Default¦Hol | 2014-01-01 | 2014-12-31 | Hourly | 0.05 | 0.05 | 0.05 | 0.05 | 0.05 | 0.05 | 0.05 | 0.2 | 0.41 | 0.5 | 0.5 | 0.5 | 0.5 | 0.5 | 0.5 | 0.5 | 0.5 | 0.5 | 0.5 | 0.5 | 0.05 | 0.05 | 0.05 | 0.05 | From eQ_Lib.dat in MASControl 2017
D17_Asm_Din_LF_Yr | Lighting | FRACTION | SmrDsn | 2014-01-01 | 2014-12-31 | Constant | 1 | [23 empty] | From eQ_Lib.dat in MASControl 2017
D17_Asm_Din_LF_Yr | Lighting | FRACTION | WntrDsn | 2014-01-01 | 2014-12-31 | Constant | 0 | [23 empty] | From eQ_Lib.dat in MASControl 2017
D17_Asm_Din_LF_Yr | Lighting | FRACTION | Default¦Hol | 2014-01-01 | 2014-12-31 | Hourly | 0.05 | 0.05 | 0.05 | 0.05 | 0.05 | 0.05 | 0.05 | 0.2 | 0.41 | 0.5 | 0.5 | 0.5 | 0.5 | 0.5 | 0.5 | 0.5 | 0.5 | 0.5 | 0.5 | 0.5 | 0.05 | 0.05 | 0.05 | 0.05 | From eQ_Lib.dat in MASControl 2017
D17_Asm_Exhbt_CFL_Yr | Lighting | FRACTION | SmrDsn | 2014-01-01 | 2014-12-31 | Constant | 1 | [23 empty] | From eQ_Lib.dat in MASControl 2017
D17_Asm_Exhbt_CFL_Yr | Lighting | FRACTION | WntrDsn | 2014-01-01 | 2014-12-31 | Constant | 0 | [23 empty] | From eQ_Lib.dat in MASControl 2017
D17_Asm_Exhbt_CFL_Yr | Lighting | FRACTION | Default¦Hol | 2014-01-01 | 2014-12-31 | Hourly | 0.05 | 0.05 | 0.05 | 0.05 | 0.05 | 0.05 | 0.05 | 0.2 | 0.41 | 0.5 | 0.5 | 0.5 | 0.5 | 0.5 | 0.5 | 0.5 | 0.5 | 0.5 | 0.5 | 0.5 | 0.05 | 0.05 | 0.05 | 0.05 | From eQ_Lib.dat in MASControl 2017
D17_Asm_Exhbt_LF_Yr | Lighting | FRACTION | SmrDsn | 2014-01-01 | 2014-12-31 | Constant | 1 | [23 empty] | From eQ_Lib.dat in MASControl 2017
D17_Asm_Exhbt_LF_Yr | Lighting | FRACTION | WntrDsn | 2014-01-01 | 2014-12-31 | Constant | 0 | [23 empty] | From eQ_Lib.dat in MASControl 2017
D17_Asm_Exhbt_LF_Yr | Lighting | FRACTION | Default¦Hol | 2014-01-01 | 2014-12-31 | Hourly | 0.05 | 0.05 | 0.05 | 0.05 | 0.05 | 0.05 | 0.05 | 0.2 | 0.41 | 0.5 | 0.5 | 0.5 | 0.5 | 0.5 | 0.5 | 0.5 | 0.5 | 0.5 | 0.5 | 0.5 | 0.05 | 0.05 | 0.05 | 0.05 | From eQ_Lib.dat in MASControl 2017
D17_Asm_Hall_CFL_Yr | Lighting | FRACTION | SmrDsn | 2014-01-01 | 2014-12-31 | Constant | 1 | [23 empty] | From eQ_Lib.dat in MASControl 2017
D17_Asm_Hall_CFL_Yr | Lighting | FRACTION | WntrDsn | 2014-01-01 | 2014-12-31 | Constant | 0 | [23 empty] | From eQ_Lib.dat in MASControl 2017
D17_Asm_Hall_CFL_Yr | Lighting | FRACTION | Default¦Hol | 2014-01-01 | 2014-12-31 | Hourly | 0.1 | 0.1 | 0.1 | 0.1 | 0.1 | 0.1 | 0.1 | 0.5583 | 0.6194 | 0.6194 | 0.65 | 0.65 | 0.5583 | 0.5583 | 0.6194 | 0.6194 | 0.65 | 0.5583 | 0.4972 | 0.4361 | 0.1 | 0.1 | 0.1 | 0.1 | From eQ_Lib.dat in MASControl 2017
D17_Asm_Hall_LF_Yr | Lighting | FRACTION | SmrDsn | 2014-01-01 | 2014-12-31 | Constant | 1 | [23 empty] | From eQ_Lib.dat in MASControl 2017
D17_Asm_Hall_LF_Yr | Lighting | FRACTION | WntrDsn | 2014-01-01 | 2014-12-31 | Constant | 0 | [23 empty] | From eQ_Lib.dat in MASControl 2017
D17_Asm_Hall_LF_Yr | Lighting | FRACTION | Default¦Hol | 2014-01-01 | 2014-12-31 | Hourly | 0.1 | 0.1 | 0.1 | 0.1 | 0.1 | 0.1 | 0.1 | 0.5583 | 0.6194 | 0.6194 | 0.65 | 0.65 | 0.5583 | 0.5583 | 0.6194 | 0.6194 | 0.65 | 0.5583 | 0.4972 | 0.4361 | 0.1 | 0.1 | 0.1 | 0.1 | From eQ_Lib.dat in MASControl 2017
D17_Asm_Ktchn_CFL_Yr | Lighting | FRACTION | SmrDsn | 2014-01-01 | 2014-12-31 | Constant | 1 | [23 empty] | From eQ_Lib.dat in MASControl 2017
D17_Asm_Ktchn_CFL_Yr | Lighting | FRACTION | WntrDsn | 2014-01-01 | 2014-12-31 | Constant | 0 | [23 empty] | From eQ_Lib.dat in MASControl 2017
D17_Asm_Ktchn_CFL_Yr | Lighting | FRACTION | Default¦Hol | 2014-01-01 | 2014-12-31 | Hourly | 0.1 | 0.1 | 0.1 | 0.1 | 0.1 | 0.1 | 0.1 | 0.5583 | 0.6194 | 0.6194 | 0.65 | 0.65 | 0.5583 | 0.5583 | 0.6194 | 0.6194 | 0.65 | 0.5583 | 0.4972 | 0.4361 | 0.1 | 0.1 | 0.1 | 0.1 | From eQ_Lib.dat in MASControl 2017
D17_Asm_Ktchn_LF_Yr | Lighting | FRACTION | SmrDsn | 2014-01-01 | 2014-12-31 | Constant | 1 | [23 empty] | From eQ_Lib.dat in MASControl 2017
D17_Asm_Ktchn_LF_Yr | Lighting | FRACTION | WntrDsn | 2014-01-01 | 2014-12-31 | Constant | 0 | [23 empty] | From eQ_Lib.dat in MASControl 2017
D17_Asm_Ktchn_LF_Yr | Lighting | FRACTION | Default¦Hol | 2014-01-01 | 2014-12-31 | Hourly | 0.1 | 0.1 | 0.1 | 0.1 | 0.1 | 0.1 | 0.1 | 0.5583 | 0.6194 | 0.6194 | 0.65 | 0.65 | 0.5583 | 0.5583 | 0.6194 | 0.6194 | 0.65 | 0.5583 | 0.4972 | 0.4361 | 0.1 | 0.1 | 0.1 | 0.1 | From eQ_Lib.dat in MASControl 2017
D17_Asm_LobWt_CFL_Yr | Lighting | FRACTION | SmrDsn | 2014-01-01 | 2014-12-31 | Constant | 1 | [23 empty] | From eQ_Lib.dat in MASControl 2017
D17_Asm_LobWt_CFL_Yr | Lighting | FRACTION | WntrDsn | 2014-01-01 | 2014-12-31 | Constant | 0 | [23 empty] | From eQ_Lib.dat in MASControl 2017
D17_Asm_LobWt_CFL_Yr | Lighting | FRACTION | Default¦Hol | 2014-01-01 | 2014-12-31 | Hourly | 0.1 | 0.1 | 0.1 | 0.1 | 0.1 | 0.1 | 0.1 | 0.5583 | 0.6194 | 0.6194 | 0.65 | 0.65 | 0.5583 | 0.5583 | 0.6194 | 0.6194 | 0.65 | 0.5583 | 0.4972 | 0.4361 | 0.1 | 0.1 | 0.1 | 0.1 | From eQ_Lib.dat in MASControl 2017
D17_Asm_LobWt_LF_Yr | Lighting | FRACTION | SmrDsn | 2014-01-01 | 2014-12-31 | Constant | 1 | [23 empty] | From eQ_Lib.dat in MASControl 2017
D17_Asm_LobWt_LF_Yr | Lighting | FRACTION | WntrDsn | 2014-01-01 | 2014-12-31 | Constant | 0 | [23 empty] | From eQ_Lib.dat in MASControl 2017
D17_Asm_LobWt_LF_Yr | Lighting | FRACTION | Default¦Hol | 2014-01-01 | 2014-12-31 | Hourly | 0.1 | 0.1 | 0.1 | 0.1 | 0.1 | 0.1 | 0.1 | 0.5583 | 0.6194 | 0.6194 | 0.65 | 0.65 | 0.5583 | 0.5583 | 0.6194 | 0.6194 | 0.65 | 0.5583 | 0.4972 | 0.4361 | 0.1 | 0.1 | 0.1 | 0.1 | From eQ_Lib.dat in MASControl 2017
D17_Asm_Mech_CFL_Yr | Lighting | FRACTION | SmrDsn | 2014-01-01 | 2014-12-31 | Constant | 1 | [23 empty] | From eQ_Lib.dat in MASControl 2017
D17_Asm_Mech_CFL_Yr | Lighting | FRACTION | WntrDsn | 2014-01-01 | 2014-12-31 | Constant | 0 | [23 empty] | From eQ_Lib.dat in MASControl 2017
D17_Asm_Mech_CFL_Yr | Lighting | FRACTION | Default¦Hol | 2014-01-01 | 2014-12-31 | Hourly | 0.1 | 0.1 | 0.1 | 0.1 | 0.1 | 0.1 | 0.1 | 0.5583 | 0.6194 | 0.6194 | 0.65 | 0.65 | 0.5583 | 0.5583 | 0.6194 | 0.6194 | 0.65 | 0.5583 | 0.4972 | 0.4361 | 0.1 | 0.1 | 0.1 | 0.1 | From eQ_Lib.dat in MASControl 2017
D17_Asm_Mech_LF_Yr | Lighting | FRACTION | SmrDsn | 2014-01-01 | 2014-12-31 | Constant | 1 | [23 empty] | From eQ_Lib.dat in MASControl 2017
D17_Asm_Mech_LF_Yr | Lighting | FRACTION | WntrDsn | 2014-01-01 | 2014-12-31 | Constant | 0 | [23 empty] | From eQ_Lib.dat in MASControl 2017
D17_Asm_Mech_LF_Yr | Lighting | FRACTION | Default¦Hol | 2014-01-01 | 2014-12-31 | Hourly | 0.1 | 0.1 | 0.1 | 0.1 | 0.1 | 0.1 | 0.1 | 0.5583 | 0.6194 | 0.6194 | 0.65 | 0.65 | 0.5583 | 0.5583 | 0.6194 | 0.6194 | 0.65 | 0.5583 | 0.4972 | 0.4361 | 0.1 | 0.1 | 0.1 | 0.1 | From eQ_Lib.dat in MASControl 2017
D17_Asm_OffGen_CFL_Yr | Lighting | FRACTION | SmrDsn | 2014-01-01 | 2014-12-31 | Constant | 1 | [23 empty] | From eQ_Lib.dat in MASControl 2017
D17_Asm_OffGen_CFL_Yr | Lighting | FRACTION | WntrDsn | 2014-01-01 | 2014-12-31 | Constant | 0 | [23 empty] | From eQ_Lib.dat in MASControl 2017
D17_Asm_OffGen_CFL_Yr | Lighting | FRACTION | Default¦Hol | 2014-01-01 | 2014-12-31 | Hourly | 0.1 | 0.1 | 0.1 | 0.1 | 0.1 | 0.1 | 0.1 | 0.5583 | 0.6194 | 0.6194 | 0.65 | 0.65 | 0.5583 | 0.5583 | 0.6194 | 0.6194 | 0.65 | 0.5583 | 0.4972 | 0.4361 | 0.1 | 0.1 | 0.1 | 0.1 | From eQ_Lib.dat in MASControl 2017
D17_Asm_OffGen_LF_Yr | Lighting | FRACTION | SmrDsn | 2014-01-01 | 2014-12-31 | Constant | 1 | [23 empty] | From eQ_Lib.dat in MASControl 2017
D17_Asm_OffGen_LF_Yr | Lighting | FRACTION | WntrDsn | 2014-01-01 | 2014-12-31 | Constant | 0 | [23 empty] | From eQ_Lib.dat in MASControl 2017
D17_Asm_OffGen_LF_Yr | Lighting | FRACTION | Default¦Hol | 2014-01-01 | 2014-12-31 | Hourly | 0.1 | 0.1 | 0.1 | 0.1 | 0.1 | 0.1 | 0.1 | 0.5583 | 0.6194 | 0.6194 | 0.65 | 0.65 | 0.5583 | 0.5583 | 0.6194 | 0.6194 | 0.65 | 0.5583 | 0.4972 | 0.4361 | 0.1 | 0.1 | 0.1 | 0.1 | From eQ_Lib.dat in MASControl 2017
D17_Asm_Restrm_CFL_Yr | Lighting | FRACTION | SmrDsn | 2014-01-01 | 2014-12-31 | Constant | 1 | [23 empty] | From eQ_Lib.dat in MASControl 2017
D17_Asm_Restrm_CFL_Yr | Lighting | FRACTION | WntrDsn | 2014-01-01 | 2014-12-31 | Constant | 0 | [23 empty] | From eQ_Lib.dat in MASControl 2017
D17_Asm_Restrm_CFL_Yr | Lighting | FRACTION | Default¦Hol | 2014-01-01 | 2014-12-31 | Hourly | 0.1 | 0.1 | 0.1 | 0.1 | 0.1 | 0.1 | 0.1 | 0.5583 | 0.6194 | 0.6194 | 0.65 | 0.65 | 0.5583 | 0.5583 | 0.6194 | 0.6194 | 0.65 | 0.5583 | 0.4972 | 0.4361 | 0.1 | 0.1 | 0.1 | 0.1 | From eQ_Lib.dat in MASControl 2017
D17_Asm_Restrm_LF_Yr | Lighting | FRACTION | SmrDsn | 2014-01-01 | 2014-12-31 | Constant | 1 | [23 empty] | From eQ_Lib.dat in MASControl 2017
D17_Asm_Restrm_LF_Yr | Lighting | FRACTION | WntrDsn | 2014-01-01 | 2014-12-31 | Constant | 0 | [23 empty] | From eQ_Lib.dat in MASControl 2017
D17_Asm_Restrm_LF_Yr | Lighting | FRACTION | Default¦Hol | 2014-01-01 | 2014-12-31 | Hourly | 0.1 | 0.1 | 0.1 | 0.1 | 0.1 | 0.1 | 0.1 | 0.5583 | 0.6194 | 0.6194 | 0.65 | 0.65 | 0.5583 | 0.5583 | 0.6194 | 0.6194 | 0.65 | 0.5583 | 0.4972 | 0.4361 | 0.1 | 0.1 | 0.1 | 0.1 | From eQ_Lib.dat in MASControl 2017
D17_Asm_Sales_CFL_Yr | Lighting | FRACTION | SmrDsn | 2014-01-01 | 2014-12-31 | Constant | 1 | [23 empty] | From eQ_Lib.dat in MASControl 2017
D17_Asm_Sales_CFL_Yr | Lighting | FRACTION | WntrDsn | 2014-01-01 | 2014-12-31 | Constant | 0 | [23 empty] | From eQ_Lib.dat in MASControl 2017
D17_Asm_Sales_CFL_Yr | Lighting | FRACTION | Default¦Hol | 2014-01-01 | 2014-12-31 | Hourly | 0.05 | 0.05 | 0.05 | 0.05 | 0.05 | 0.05 | 0.05 | 0.2 | 0.41 | 0.5 | 0.5 | 0.5 | 0.5 | 0.5 | 0.5 | 0.5 | 0.5 | 0.5 | 0.5 | 0.5 | 0.05 | 0.05 | 0.05 | 0.05 | From eQ_Lib.dat in MASControl 2017
D17_Asm_Sales_LF_Yr | Lighting | FRACTION | SmrDsn | 2014-01-01 | 2014-12-31 | Constant | 1 | [23 empty] | From eQ_Lib.dat in MASControl 2017
D17_Asm_Sales_LF_Yr | Lighting | FRACTION | WntrDsn | 2014-01-01 | 2014-12-31 | Constant | 0 | [23 empty] | From eQ_Lib.dat in MASControl 2017
D17_Asm_Sales_LF_Yr | Lighting | FRACTION | Default¦Hol | 2014-01-01 | 2014-12-31 | Hourly | 0.05 | 0.05 | 0.05 | 0.05 | 0.05 | 0.05 | 0.05 | 0.2 | 0.41 | 0.5 | 0.5 | 0.5 | 0.5 | 0.5 | 0.5 | 0.5 | 0.5 | 0.5 | 0.5 | 0.5 | 0.05 | 0.05 | 0.05 | 0.05 | From eQ_Lib.dat in MASControl 2017
D17_Asm_Stock_CFL_Yr | Lighting | FRACTION | SmrDsn | 2014-01-01 | 2014-12-31 | Constant | 1 | [23 empty] | From eQ_Lib.dat in MASControl 2017
D17_Asm_Stock_CFL_Yr | Lighting | FRACTION | WntrDsn | 2014-01-01 | 2014-12-31 | Constant | 0 | [23 empty] | From eQ_Lib.dat in MASControl 2017
D17_Asm_Stock_CFL_Yr | Lighting | FRACTION | Default¦Hol | 2014-01-01 | 2014-12-31 | Hourly | 0.1 | 0.1 | 0.1 | 0.1 | 0.1 | 0.1 | 0.1 | 0.5583 | 0.6194 | 0.6194 | 0.65 | 0.65 | 0.5583 | 0.5583 | 0.6194 | 0.6194 | 0.65 | 0.5583 | 0.4972 | 0.4361 | 0.1 | 0.1 | 0.1 | 0.1 | From eQ_Lib.dat in MASControl 2017
D17_Asm_Stock_LF_Yr | Lighting | FRACTION | SmrDsn | 2014-01-01 | 2014-12-31 | Constant | 1 | [23 empty] | From eQ_Lib.dat in MASControl 2017
D17_Asm_Stock_LF_Yr | Lighting | FRACTION | WntrDsn | 2014-01-01 | 2014-12-31 | Constant | 0 | [23 empty] | From eQ_Lib.dat in MASControl 2017
D17_Asm_Stock_LF_Yr | Lighting | FRACTION | Default¦Hol | 2014-01-01 | 2014-12-31 | Hourly | 0.1 | 0.1 | 0.1 | 0.1 | 0.1 | 0.1 | 0.1 | 0.5583 | 0.6194 | 0.6194 | 0.65 | 0.65 | 0.5583 | 0.5583 | 0.6194 | 0.6194 | 0.65 | 0.5583 | 0.4972 | 0.4361 | 0.1 | 0.1 | 0.1 | 0.1 | From eQ_Lib.dat in MASControl 2017
D17_Asm_Wrshp_CFL_Yr | Lighting | FRACTION | SmrDsn | 2014-01-01 | 2014-12-31 | Constant | 1 | [23 empty] | From eQ_Lib.dat in MASControl 2017
D17_Asm_Wrshp_CFL_Yr | Lighting | FRACTION | WntrDsn | 2014-01-01 | 2014-12-31 | Constant | 0 | [23 empty] | From eQ_Lib.dat in MASControl 2017
D17_Asm_Wrshp_CFL_Yr | Lighting | FRACTION | Default¦Hol | 2014-01-01 | 2014-12-31 | Hourly | 0.05 | 0.05 | 0.05 | 0.05 | 0.05 | 0.05 | 0.05 | 0.2 | 0.41 | 0.5 | 0.5 | 0.5 | 0.5 | 0.5 | 0.5 | 0.5 | 0.5 | 0.5 | 0.5 | 0.5 | 0.05 | 0.05 | 0.05 | 0.05 | From eQ_Lib.dat in MASControl 2017
D17_Asm_Wrshp_LF_Yr | Lighting | FRACTION | SmrDsn | 2014-01-01 | 2014-12-31 | Constant | 1 | [23 empty] | From eQ_Lib.dat in MASControl 2017
D17_Asm_Wrshp_LF_Yr | Lighting | FRACTION | WntrDsn | 2014-01-01 | 2014-12-31 | Constant | 0 | [23 empty] | From eQ_Lib.dat in MASControl 2017
D17_Asm_Wrshp_LF_Yr | Lighting | FRACTION | Default¦Hol | 2014-01-01 | 2014-12-31 | Hourly | 0.05 | 0.05 | 0.05 | 0.05 | 0.05 | 0.05 | 0.05 | 0.2 | 0.41 | 0.5 | 0.5 | 0.5 | 0.5 | 0.5 | 0.5 | 0.5 | 0.5 | 0.5 | 0.5 | 0.5 | 0.05 | 0.05 | 0.05 | 0.05 | From eQ_Lib.dat in MASControl 2017
D17_ECC_Clrm_CFL_Yr | Lighting | FRACTION | SmrDsn | 2014-01-01 | 2014-01-11 | Constant | 1 | [23 empty] | From eQ_Lib.dat in MASControl 2017
D17_ECC_Clrm_CFL_Yr | Lighting | FRACTION | WntrDsn | 2014-01-01 | 2014-01-11 | Constant | 0 | [23 empty] | From eQ_Lib.dat in MASControl 2017
D17_ECC_Clrm_CFL_Yr | Lighting | FRACTION | Default | 2014-01-01 | 2014-01-11 | Constant | 0.02 | [23 empty] | From eQ_Lib.dat in MASControl 2017
D17_ECC_Clrm_CFL_Yr | Lighting | FRACTION | Default¦Wkdy | 2014-01-12 | 2014-04-03 | Hourly | 0.1 | 0.1 | 0.1 | 0.1 | 0.1 | 0.265 | 0.43 | 0.595 | 0.76 | 0.76 | 0.76 | 0.76 | 0.76 | 0.76 | 0.76 | 0.76 | 0.76 | 0.76 | 0.595 | 0.43 | 0.265 | 0.1 | 0.1 | 0.1 | From eQ_Lib.dat in MASControl 2017
D17_ECC_Clrm_CFL_Yr | Lighting | FRACTION | Wknd | 2014-01-12 | 2014-04-03 | Hourly | 0.05 | 0.05 | 0.05 | 0.05 | 0.05 | 0.05 | 0.05 | 0.25 | 0.25 | 0.25 | 0.25 | 0.25 | 0.25 | 0.25 | 0.25 | 0.25 | 0.05 | 0.05 | 0.05 | 0.05 | 0.05 | 0.05 | 0.05 | 0.05 | From eQ_Lib.dat in MASControl 2017
D17_ECC_Clrm_CFL_Yr | Lighting | FRACTION | SmrDsn | 2014-04-04 | 2014-04-12 | Constant | 1 | [23 empty] | From eQ_Lib.dat in MASControl 2017
D17_ECC_Clrm_CFL_Yr | Lighting | FRACTION | WntrDsn | 2014-04-04 | 2014-04-12 | Constant | 0 | [23 empty] | From eQ_Lib.dat in MASControl 2017
D17_ECC_Clrm_CFL_Yr | Lighting | FRACTION | Default | 2014-04-04 | 2014-04-12 | Constant | 0.02 | [23 empty] | From eQ_Lib.dat in MASControl 2017
D17_ECC_Clrm_CFL_Yr | Lighting | FRACTION | Default¦Wkdy | 2014-04-13 | 2014-05-22 | Hourly | 0.1 | 0.1 | 0.1 | 0.1 | 0.1 | 0.265 | 0.43 | 0.595 | 0.76 | 0.76 | 0.76 | 0.76 | 0.76 | 0.76 | 0.76 | 0.76 | 0.76 | 0.76 | 0.595 | 0.43 | 0.265 | 0.1 | 0.1 | 0.1 | From eQ_Lib.dat in MASControl 2017
D17_ECC_Clrm_CFL_Yr | Lighting | FRACTION | Wknd | 2014-04-13 | 2014-05-22 | Hourly | 0.05 | 0.05 | 0.05 | 0.05 | 0.05 | 0.05 | 0.05 | 0.25 | 0.25 | 0.25 | 0.25 | 0.25 | 0.25 | 0.25 | 0.25 | 0.25 | 0.05 | 0.05 | 0.05 | 0.05 | 0.05 | 0.05 | 0.05 | 0.05 | From eQ_Lib.dat in MASControl 2017
D17_ECC_Clrm_CFL_Yr | Lighting | FRACTION | SmrDsn | 2014-05-23 | 2014-05-31 | Constant | 1 | [23 empty] | From eQ_Lib.dat in MASControl 2017
D17_ECC_Clrm_CFL_Yr | Lighting | FRACTION | WntrDsn | 2014-05-23 | 2014-05-31 | Constant | 0 | [23 empty] | From eQ_Lib.dat in MASControl 2017
D17_ECC_Clrm_CFL_Yr | Lighting | FRACTION | Default | 2014-05-23 | 2014-05-31 | Constant | 0.02 | [23 empty] | From eQ_Lib.dat in MASControl 2017
D17_ECC_Clrm_CFL_Yr | Lighting | FRACTION | Default¦Wkdy | 2014-06-01 | 2014-08-07 | Hourly | 0.1 | 0.1 | 0.1 | 0.1 | 0.1 | 0.1969 | 0.2938 | 0.3906 | 0.4875 | 0.4875 | 0.4875 | 0.4875 | 0.4875 | 0.4875 | 0.4875 | 0.4875 | 0.3906 | 0.2938 | 0.1969 | 0.1 | 0.1 | 0.1 | 0.1 | 0.1 | From eQ_Lib.dat in MASControl 2017
D17_ECC_Clrm_CFL_Yr | Lighting | FRACTION | Wknd | 2014-06-01 | 2014-08-07 | Hourly | 0.05 | 0.05 | 0.05 | 0.05 | 0.05 | 0.05 | 0.05 | 0.1875 | 0.1875 | 0.1875 | 0.1875 | 0.1875 | 0.1875 | 0.1875 | 0.05 | 0.05 | 0.05 | 0.05 | 0.05 | 0.05 | 0.05 | 0.05 | 0.05 | 0.05 | From eQ_Lib.dat in MASControl 2017
D17_ECC_Clrm_CFL_Yr | Lighting | FRACTION | SmrDsn | 2014-08-08 | 2014-08-16 | Constant | 1 | [23 empty] | From eQ_Lib.dat in MASControl 2017
D17_ECC_Clrm_CFL_Yr | Lighting | FRACTION | WntrDsn | 2014-08-08 | 2014-08-16 | Constant | 0 | [23 empty] | From eQ_Lib.dat in MASControl 2017
D17_ECC_Clrm_CFL_Yr | Lighting | FRACTION | Default | 2014-08-08 | 2014-08-16 | Constant | 0.02 | [23 empty] | From eQ_Lib.dat in MASControl 2017
D17_ECC_Clrm_CFL_Yr | Lighting | FRACTION | Default¦Wkdy | 2014-08-17 | 2014-12-11 | Hourly | 0.1 | 0.1 | 0.1 | 0.1 | 0.1 | 0.265 | 0.43 | 0.595 | 0.76 | 0.76 | 0.76 | 0.76 | 0.76 | 0.76 | 0.76 | 0.76 | 0.76 | 0.76 | 0.595 | 0.43 | 0.265 | 0.1 | 0.1 | 0.1 | From eQ_Lib.dat in MASControl 2017
D17_ECC_Clrm_CFL_Yr | Lighting | FRACTION | Wknd | 2014-08-17 | 2014-12-11 | Hourly | 0.05 | 0.05 | 0.05 | 0.05 | 0.05 | 0.05 | 0.05 | 0.25 | 0.25 | 0.25 | 0.25 | 0.25 | 0.25 | 0.25 | 0.25 | 0.25 | 0.05 | 0.05 | 0.05 | 0.05 | 0.05 | 0.05 | 0.05 | 0.05 | From eQ_Lib.dat in MASControl 2017
D17_ECC_Clrm_CFL_Yr | Lighting | FRACTION | SmrDsn | 2014-12-12 | 2014-12-31 | Constant | 1 | [23 empty] | From eQ_Lib.dat in MASControl 2017
D17_ECC_Clrm_CFL_Yr | Lighting | FRACTION | WntrDsn | 2014-12-12 | 2014-12-31 | Constant | 0 | [23 empty] | From eQ_Lib.dat in MASControl 2017
D17_ECC_Clrm_CFL_Yr | Lighting | FRACTION | Default | 2014-12-12 | 2014-12-31 | Constant | 0.02 | [23 empty] | From eQ_Lib.dat in MASControl 2017
D17_ECC_Clrm_CFL_Yr | Lighting | FRACTION | WntrDsn | 2014-01-01 | 2014-12-31 | Constant | 0 | [23 empty] | From eQ_Lib.dat in MASControl 2017
D17_ECC_Clrm_CFL_Yr | Lighting | FRACTION | SmrDsn | 2014-01-01 | 2014-12-31 | Constant | 1 | [23 empty] | From eQ_Lib.dat in MASControl 2017
D17_ECC_Clrm_CFL_Yr | Lighting | FRACTION | Hol | 2014-01-01 | 2014-12-31 | Constant | 0.035 | [23 empty] | From eQ_Lib.dat in MASControl 2017
D17_ECC_Clrm_LF_Yr | Lighting | FRACTION | SmrDsn | 2014-01-01 | 2014-01-11 | Constant | 1 | [23 empty] | From eQ_Lib.dat in MASControl 2017
D17_ECC_Clrm_LF_Yr | Lighting | FRACTION | WntrDsn | 2014-01-01 | 2014-01-11 | Constant | 0 | [23 empty] | From eQ_Lib.dat in MASControl 2017
D17_ECC_Clrm_LF_Yr | Lighting | FRACTION | Default | 2014-01-01 | 2014-01-11 | Constant | 0.02 | [23 empty] | From eQ_Lib.dat in MASControl 2017
D17_ECC_Clrm_LF_Yr | Lighting | FRACTION | Default¦Wkdy | 2014-01-12 | 2014-04-03 | Hourly | 0.1 | 0.1 | 0.1 | 0.1 | 0.1 | 0.265 | 0.43 | 0.595 | 0.76 | 0.76 | 0.76 | 0.76 | 0.76 | 0.76 | 0.76 | 0.76 | 0.76 | 0.76 | 0.595 | 0.43 | 0.265 | 0.1 | 0.1 | 0.1 | From eQ_Lib.dat in MASControl 2017
D17_ECC_Clrm_LF_Yr | Lighting | FRACTION | Wknd | 2014-01-12 | 2014-04-03 | Hourly | 0.05 | 0.05 | 0.05 | 0.05 | 0.05 | 0.05 | 0.05 | 0.25 | 0.25 | 0.25 | 0.25 | 0.25 | 0.25 | 0.25 | 0.25 | 0.25 | 0.05 | 0.05 | 0.05 | 0.05 | 0.05 | 0.05 | 0.05 | 0.05 | From eQ_Lib.dat in MASControl 2017
D17_ECC_Clrm_LF_Yr | Lighting | FRACTION | SmrDsn | 2014-04-04 | 2014-04-12 | Constant | 1 | [23 empty] | From eQ_Lib.dat in MASControl 2017
D17_ECC_Clrm_LF_Yr | Lighting | FRACTION | WntrDsn | 2014-04-04 | 2014-04-12 | Constant | 0 | [23 empty] | From eQ_Lib.dat in MASControl 2017
D17_ECC_Clrm_LF_Yr | Lighting | FRACTION | Default | 2014-04-04 | 2014-04-12 | Constant | 0.02 | [23 empty] | From eQ_Lib.dat in MASControl 2017
D17_ECC_Clrm_LF_Yr | Lighting | FRACTION | Default¦Wkdy | 2014-04-13 | 2014-05-22 | Hourly | 0.1 | 0.1 | 0.1 | 0.1 | 0.1 | 0.265 | 0.43 | 0.595 | 0.76 | 0.76 | 0.76 | 0.76 | 0.76 | 0.76 | 0.76 | 0.76 | 0.76 | 0.76 | 0.595 | 0.43 | 0.265 | 0.1 | 0.1 | 0.1 | From eQ_Lib.dat in MASControl 2017
D17_ECC_Clrm_LF_Yr | Lighting | FRACTION | Wknd | 2014-04-13 | 2014-05-22 | Hourly | 0.05 | 0.05 | 0.05 | 0.05 | 0.05 | 0.05 | 0.05 | 0.25 | 0.25 | 0.25 | 0.25 | 0.25 | 0.25 | 0.25 | 0.25 | 0.25 | 0.05 | 0.05 | 0.05 | 0.05 | 0.05 | 0.05 | 0.05 | 0.05 | From eQ_Lib.dat in MASControl 2017
D17_ECC_Clrm_LF_Yr | Lighting | FRACTION | SmrDsn | 2014-05-23 | 2014-05-31 | Constant | 1 | [23 empty] | From eQ_Lib.dat in MASControl 2017
D17_ECC_Clrm_LF_Yr | Lighting | FRACTION | WntrDsn | 2014-05-23 | 2014-05-31 | Constant | 0 | [23 empty] | From eQ_Lib.dat in MASControl 2017
D17_ECC_Clrm_LF_Yr | Lighting | FRACTION | Default | 2014-05-23 | 2014-05-31 | Constant | 0.02 | [23 empty] | From eQ_Lib.dat in MASControl 2017
D17_ECC_Clrm_LF_Yr | Lighting | FRACTION | Default¦Wkdy | 2014-06-01 | 2014-08-07 | Hourly | 0.1 | 0.1 | 0.1 | 0.1 | 0.1 | 0.1969 | 0.2938 | 0.3906 | 0.4875 | 0.4875 | 0.4875 | 0.4875 | 0.4875 | 0.4875 | 0.4875 | 0.4875 | 0.3906 | 0.2938 | 0.1969 | 0.1 | 0.1 | 0.1 | 0.1 | 0.1 | From eQ_Lib.dat in MASControl 2017
D17_ECC_Clrm_LF_Yr | Lighting | FRACTION | Wknd | 2014-06-01 | 2014-08-07 | Hourly | 0.05 | 0.05 | 0.05 | 0.05 | 0.05 | 0.05 | 0.05 | 0.1875 | 0.1875 | 0.1875 | 0.1875 | 0.1875 | 0.1875 | 0.1875 | 0.05 | 0.05 | 0.05 | 0.05 | 0.05 | 0.05 | 0.05 | 0.05 | 0.05 | 0.05 | From eQ_Lib.dat in MASControl 2017
D17_ECC_Clrm_LF_Yr | Lighting | FRACTION | SmrDsn | 2014-08-08 | 2014-08-16 | Constant | 1 | [23 empty] | From eQ_Lib.dat in MASControl 2017
D17_ECC_Clrm_LF_Yr | Lighting | FRACTION | WntrDsn | 2014-08-08 | 2014-08-16 | Constant | 0 | [23 empty] | From eQ_Lib.dat in MASControl 2017
D17_ECC_Clrm_LF_Yr | Lighting | FRACTION | Default | 2014-08-08 | 2014-08-16 | Constant | 0.02 | [23 empty] | From eQ_Lib.dat in MASControl 2017
D17_ECC_Clrm_LF_Yr | Lighting | FRACTION | Default¦Wkdy | 2014-08-17 | 2014-12-11 | Hourly | 0.1 | 0.1 | 0.1 | 0.1 | 0.1 | 0.265 | 0.43 | 0.595 | 0.76 | 0.76 | 0.76 | 0.76 | 0.76 | 0.76 | 0.76 | 0.76 | 0.76 | 0.76 | 0.595 | 0.43 | 0.265 | 0.1 | 0.1 | 0.1 | From eQ_Lib.dat in MASControl 2017
D17_ECC_Clrm_LF_Yr | Lighting | FRACTION | Wknd | 2014-08-17 | 2014-12-11 | Hourly | 0.05 | 0.05 | 0.05 | 0.05 | 0.05 | 0.05 | 0.05 | 0.25 | 0.25 | 0.25 | 0.25 | 0.25 | 0.25 | 0.25 | 0.25 | 0.25 | 0.05 | 0.05 | 0.05 | 0.05 | 0.05 | 0.05 | 0.05 | 0.05 | From eQ_Lib.dat in MASControl 2017
D17_ECC_Clrm_LF_Yr | Lighting | FRACTION | SmrDsn | 2014-12-12 | 2014-12-31 | Constant | 1 | [23 empty] | From eQ_Lib.dat in MASControl 2017
D17_ECC_Clrm_LF_Yr | Lighting | FRACTION | WntrDsn | 2014-12-12 | 2014-12-31 | Constant | 0 | [23 empty] | From eQ_Lib.dat in MASControl 2017
D17_ECC_Clrm_LF_Yr | Lighting | FRACTION | Default | 2014-12-12 | 2014-12-31 | Constant | 0.02 | [23 empty] | From eQ_Lib.dat in MASControl 2017
D17_ECC_Clrm_LF_Yr | Lighting | FRACTION | WntrDsn | 2014-01-01 | 2014-12-31 | Constant | 0 | [23 empty] | From eQ_Lib.dat in MASControl 2017
D17_ECC_Clrm_LF_Yr | Lighting | FRACTION | SmrDsn | 2014-01-01 | 2014-12-31 | Constant | 1 | [23 empty] | From eQ_Lib.dat in MASControl 2017
D17_ECC_Clrm_LF_Yr | Lighting | FRACTION | Hol | 2014-01-01 | 2014-12-31 | Constant | 0.035 | [23 empty] | From eQ_Lib.dat in MASControl 2017
D17_ECC_CompCL_CFL_Yr | Lighting | FRACTION | SmrDsn | 2014-01-01 | 2014-01-11 | Constant | 1 | [23 empty] | From eQ_Lib.dat in MASControl 2017
D17_ECC_CompCL_CFL_Yr | Lighting | FRACTION | WntrDsn | 2014-01-01 | 2014-01-11 | Constant | 0 | [23 empty] | From eQ_Lib.dat in MASControl 2017
D17_ECC_CompCL_CFL_Yr | Lighting | FRACTION | Default | 2014-01-01 | 2014-01-11 | Constant | 0.02 | [23 empty] | From eQ_Lib.dat in MASControl 2017
D17_ECC_CompCL_CFL_Yr | Lighting | FRACTION | Default¦Wkdy | 2014-01-12 | 2014-04-03 | Hourly | 0.1 | 0.1 | 0.1 | 0.1 | 0.1 | 0.2444 | 0.2444 | 0.3889 | 0.75 | 0.75 | 0.75 | 0.75 | 0.75 | 0.75 | 0.75 | 0.75 | 0.75 | 0.2083 | 0.1 | 0.1 | 0.1 | 0.1 | 0.1 | 0.1 | From eQ_Lib.dat in MASControl 2017
D17_ECC_CompCL_CFL_Yr | Lighting | FRACTION | Wknd | 2014-01-12 | 2014-04-03 | Hourly | 0.1 | 0.1 | 0.1 | 0.1 | 0.1 | 0.1 | 0.1 | 0.1556 | 0.2111 | 0.35 | 0.35 | 0.35 | 0.35 | 0.35 | 0.35 | 0.35 | 0.2806 | 0.1 | 0.1 | 0.1 | 0.1 | 0.1 | 0.1 | 0.1 | From eQ_Lib.dat in MASControl 2017
D17_ECC_CompCL_CFL_Yr | Lighting | FRACTION | SmrDsn | 2014-04-04 | 2014-04-12 | Constant | 1 | [23 empty] | From eQ_Lib.dat in MASControl 2017
D17_ECC_CompCL_CFL_Yr | Lighting | FRACTION | WntrDsn | 2014-04-04 | 2014-04-12 | Constant | 0 | [23 empty] | From eQ_Lib.dat in MASControl 2017
D17_ECC_CompCL_CFL_Yr | Lighting | FRACTION | Default | 2014-04-04 | 2014-04-12 | Constant | 0.02 | [23 empty] | From eQ_Lib.dat in MASControl 2017
D17_ECC_CompCL_CFL_Yr | Lighting | FRACTION | Default¦Wkdy | 2014-04-13 | 2014-05-22 | Hourly | 0.1 | 0.1 | 0.1 | 0.1 | 0.1 | 0.2444 | 0.2444 | 0.3889 | 0.75 | 0.75 | 0.75 | 0.75 | 0.75 | 0.75 | 0.75 | 0.75 | 0.75 | 0.2083 | 0.1 | 0.1 | 0.1 | 0.1 | 0.1 | 0.1 | From eQ_Lib.dat in MASControl 2017
D17_ECC_CompCL_CFL_Yr | Lighting | FRACTION | Wknd | 2014-04-13 | 2014-05-22 | Hourly | 0.1 | 0.1 | 0.1 | 0.1 | 0.1 | 0.1 | 0.1 | 0.1556 | 0.2111 | 0.35 | 0.35 | 0.35 | 0.35 | 0.35 | 0.35 | 0.35 | 0.2806 | 0.1 | 0.1 | 0.1 | 0.1 | 0.1 | 0.1 | 0.1 | From eQ_Lib.dat in MASControl 2017
D17_ECC_CompCL_CFL_Yr | Lighting | FRACTION | SmrDsn | 2014-05-23 | 2014-05-31 | Constant | 1 | [23 empty] | From eQ_Lib.dat in MASControl 2017
D17_ECC_CompCL_CFL_Yr | Lighting | FRACTION | WntrDsn | 2014-05-23 | 2014-05-31 | Constant | 0 | [23 empty] | From eQ_Lib.dat in MASControl 2017
D17_ECC_CompCL_CFL_Yr | Lighting | FRACTION | Default | 2014-05-23 | 2014-05-31 | Constant | 0.02 | [23 empty] | From eQ_Lib.dat in MASControl 2017
D17_ECC_CompCL_CFL_Yr | Lighting | FRACTION | Default¦Wkdy | 2014-06-01 | 2014-08-07 | Hourly | 0.1 | 0.1 | 0.1 | 0.1 | 0.1 | 0.1944 | 0.1944 | 0.2889 | 0.525 | 0.525 | 0.525 | 0.525 | 0.525 | 0.525 | 0.525 | 0.525 | 0.525 | 0.1708 | 0.1 | 0.1 | 0.1 | 0.1 | 0.1 | 0.1 | From eQ_Lib.dat in MASControl 2017
D17_ECC_CompCL_CFL_Yr | Lighting | FRACTION | Wknd | 2014-06-01 | 2014-08-07 | Hourly | 0.1 | 0.1 | 0.1 | 0.1 | 0.1 | 0.1 | 0.1 | 0.1153 | 0.1306 | 0.1688 | 0.1688 | 0.1688 | 0.1688 | 0.1688 | 0.1688 | 0.1688 | 0.1497 | 0.1 | 0.1 | 0.1 | 0.1 | 0.1 | 0.1 | 0.1 | From eQ_Lib.dat in MASControl 2017
D17_ECC_CompCL_CFL_Yr | Lighting | FRACTION | SmrDsn | 2014-08-08 | 2014-08-16 | Constant | 1 | [23 empty] | From eQ_Lib.dat in MASControl 2017
D17_ECC_CompCL_CFL_Yr | Lighting | FRACTION | WntrDsn | 2014-08-08 | 2014-08-16 | Constant | 0 | [23 empty] | From eQ_Lib.dat in MASControl 2017
D17_ECC_CompCL_CFL_Yr | Lighting | FRACTION | Default | 2014-08-08 | 2014-08-16 | Constant | 0.02 | [23 empty] | From eQ_Lib.dat in MASControl 2017
D17_ECC_CompCL_CFL_Yr | Lighting | FRACTION | Default¦Wkdy | 2014-08-17 | 2014-12-11 | Hourly | 0.1 | 0.1 | 0.1 | 0.1 | 0.1 | 0.2444 | 0.2444 | 0.3889 | 0.75 | 0.75 | 0.75 | 0.75 | 0.75 | 0.75 | 0.75 | 0.75 | 0.75 | 0.2083 | 0.1 | 0.1 | 0.1 | 0.1 | 0.1 | 0.1 | From eQ_Lib.dat in MASControl 2017
D17_ECC_CompCL_CFL_Yr | Lighting | FRACTION | Wknd | 2014-08-17 | 2014-12-11 | Hourly | 0.1 | 0.1 | 0.1 | 0.1 | 0.1 | 0.1 | 0.1 | 0.1556 | 0.2111 | 0.35 | 0.35 | 0.35 | 0.35 | 0.35 | 0.35 | 0.35 | 0.2806 | 0.1 | 0.1 | 0.1 | 0.1 | 0.1 | 0.1 | 0.1 | From eQ_Lib.dat in MASControl 2017
D17_ECC_CompCL_CFL_Yr | Lighting | FRACTION | SmrDsn | 2014-12-12 | 2014-12-31 | Constant | 1 | [23 empty] | From eQ_Lib.dat in MASControl 2017
D17_ECC_CompCL_CFL_Yr | Lighting | FRACTION | WntrDsn | 2014-12-12 | 2014-12-31 | Constant | 0 | [23 empty] | From eQ_Lib.dat in MASControl 2017
D17_ECC_CompCL_CFL_Yr | Lighting | FRACTION | Default | 2014-12-12 | 2014-12-31 | Constant | 0.02 | [23 empty] | From eQ_Lib.dat in MASControl 2017
D17_ECC_CompCL_CFL_Yr | Lighting | FRACTION | WntrDsn | 2014-01-01 | 2014-12-31 | Constant | 0 | [23 empty] | From eQ_Lib.dat in MASControl 2017
D17_ECC_CompCL_CFL_Yr | Lighting | FRACTION | SmrDsn | 2014-01-01 | 2014-12-31 | Constant | 1 | [23 empty] | From eQ_Lib.dat in MASControl 2017
D17_ECC_CompCL_CFL_Yr | Lighting | FRACTION | Hol | 2014-01-01 | 2014-12-31 | Constant | 0.05 | [23 empty] | From eQ_Lib.dat in MASControl 2017
D17_ECC_CompCL_LF_Yr | Lighting | FRACTION | SmrDsn | 2014-01-01 | 2014-01-11 | Constant | 1 | [23 empty] | From eQ_Lib.dat in MASControl 2017
D17_ECC_CompCL_LF_Yr | Lighting | FRACTION | WntrDsn | 2014-01-01 | 2014-01-11 | Constant | 0 | [23 empty] | From eQ_Lib.dat in MASControl 2017
D17_ECC_CompCL_LF_Yr | Lighting | FRACTION | Default | 2014-01-01 | 2014-01-11 | Constant | 0.02 | [23 empty] | From eQ_Lib.dat in MASControl 2017
D17_ECC_CompCL_LF_Yr | Lighting | FRACTION | Default¦Wkdy | 2014-01-12 | 2014-04-03 | Hourly | 0.1 | 0.1 | 0.1 | 0.1 | 0.1 | 0.2444 | 0.2444 | 0.3889 | 0.75 | 0.75 | 0.75 | 0.75 | 0.75 | 0.75 | 0.75 | 0.75 | 0.75 | 0.2083 | 0.1 | 0.1 | 0.1 | 0.1 | 0.1 | 0.1 | From eQ_Lib.dat in MASControl 2017
D17_ECC_CompCL_LF_Yr | Lighting | FRACTION | Wknd | 2014-01-12 | 2014-04-03 | Hourly | 0.1 | 0.1 | 0.1 | 0.1 | 0.1 | 0.1 | 0.1 | 0.1556 | 0.2111 | 0.35 | 0.35 | 0.35 | 0.35 | 0.35 | 0.35 | 0.35 | 0.2806 | 0.1 | 0.1 | 0.1 | 0.1 | 0.1 | 0.1 | 0.1 | From eQ_Lib.dat in MASControl 2017
D17_ECC_CompCL_LF_Yr | Lighting | FRACTION | SmrDsn | 2014-04-04 | 2014-04-12 | Constant | 1 | [23 empty] | From eQ_Lib.dat in MASControl 2017
D17_ECC_CompCL_LF_Yr | Lighting | FRACTION | WntrDsn | 2014-04-04 | 2014-04-12 | Constant | 0 | [23 empty] | From eQ_Lib.dat in MASControl 2017
D17_ECC_CompCL_LF_Yr | Lighting | FRACTION | Default | 2014-04-04 | 2014-04-12 | Constant | 0.02 | [23 empty] | From eQ_Lib.dat in MASControl 2017
D17_ECC_CompCL_LF_Yr | Lighting | FRACTION | Default¦Wkdy | 2014-04-13 | 2014-05-22 | Hourly | 0.1 | 0.1 | 0.1 | 0.1 | 0.1 | 0.2444 | 0.2444 | 0.3889 | 0.75 | 0.75 | 0.75 | 0.75 | 0.75 | 0.75 | 0.75 | 0.75 | 0.75 | 0.2083 | 0.1 | 0.1 | 0.1 | 0.1 | 0.1 | 0.1 | From eQ_Lib.dat in MASControl 2017
D17_ECC_CompCL_LF_Yr | Lighting | FRACTION | Wknd | 2014-04-13 | 2014-05-22 | Hourly | 0.1 | 0.1 | 0.1 | 0.1 | 0.1 | 0.1 | 0.1 | 0.1556 | 0.2111 | 0.35 | 0.35 | 0.35 | 0.35 | 0.35 | 0.35 | 0.35 | 0.2806 | 0.1 | 0.1 | 0.1 | 0.1 | 0.1 | 0.1 | 0.1 | From eQ_Lib.dat in MASControl 2017
D17_ECC_CompCL_LF_Yr | Lighting | FRACTION | SmrDsn | 2014-05-23 | 2014-05-31 | Constant | 1 | [23 empty] | From eQ_Lib.dat in MASControl 2017
D17_ECC_CompCL_LF_Yr | Lighting | FRACTION | WntrDsn | 2014-05-23 | 2014-05-31 | Constant | 0 | [23 empty] | From eQ_Lib.dat in MASControl 2017
D17_ECC_CompCL_LF_Yr | Lighting | FRACTION | Default | 2014-05-23 | 2014-05-31 | Constant | 0.02 | [23 empty] | From eQ_Lib.dat in MASControl 2017
D17_ECC_CompCL_LF_Yr | Lighting | FRACTION | Default¦Wkdy | 2014-06-01 | 2014-08-07 | Hourly | 0.1 | 0.1 | 0.1 | 0.1 | 0.1 | 0.1944 | 0.1944 | 0.2889 | 0.525 | 0.525 | 0.525 | 0.525 | 0.525 | 0.525 | 0.525 | 0.525 | 0.525 | 0.1708 | 0.1 | 0.1 | 0.1 | 0.1 | 0.1 | 0.1 | From eQ_Lib.dat in MASControl 2017
D17_ECC_CompCL_LF_Yr | Lighting | FRACTION | Wknd | 2014-06-01 | 2014-08-07 | Hourly | 0.1 | 0.1 | 0.1 | 0.1 | 0.1 | 0.1 | 0.1 | 0.1153 | 0.1306 | 0.1688 | 0.1688 | 0.1688 | 0.1688 | 0.1688 | 0.1688 | 0.1688 | 0.1497 | 0.1 | 0.1 | 0.1 | 0.1 | 0.1 | 0.1 | 0.1 | From eQ_Lib.dat in MASControl 2017
D17_ECC_CompCL_LF_Yr | Lighting | FRACTION | SmrDsn | 2014-08-08 | 2014-08-16 | Constant | 1 | [23 empty] | From eQ_Lib.dat in MASControl 2017
D17_ECC_CompCL_LF_Yr | Lighting | FRACTION | WntrDsn | 2014-08-08 | 2014-08-16 | Constant | 0 | [23 empty] | From eQ_Lib.dat in MASControl 2017
D17_ECC_CompCL_LF_Yr | Lighting | FRACTION | Default | 2014-08-08 | 2014-08-16 | Constant | 0.02 | [23 empty] | From eQ_Lib.dat in MASControl 2017
D17_ECC_CompCL_LF_Yr | Lighting | FRACTION | Default¦Wkdy | 2014-08-17 | 2014-12-11 | Hourly | 0.1 | 0.1 | 0.1 | 0.1 | 0.1 | 0.2444 | 0.2444 | 0.3889 | 0.75 | 0.75 | 0.75 | 0.75 | 0.75 | 0.75 | 0.75 | 0.75 | 0.75 | 0.2083 | 0.1 | 0.1 | 0.1 | 0.1 | 0.1 | 0.1 | From eQ_Lib.dat in MASControl 2017
D17_ECC_CompCL_LF_Yr | Lighting | FRACTION | Wknd | 2014-08-17 | 2014-12-11 | Hourly | 0.1 | 0.1 | 0.1 | 0.1 | 0.1 | 0.1 | 0.1 | 0.1556 | 0.2111 | 0.35 | 0.35 | 0.35 | 0.35 | 0.35 | 0.35 | 0.35 | 0.2806 | 0.1 | 0.1 | 0.1 | 0.1 | 0.1 | 0.1 | 0.1 | From eQ_Lib.dat in MASControl 2017
D17_ECC_CompCL_LF_Yr | Lighting | FRACTION | SmrDsn | 2014-12-12 | 2014-12-31 | Constant | 1 | [23 empty] | From eQ_Lib.dat in MASControl 2017
D17_ECC_CompCL_LF_Yr | Lighting | FRACTION | WntrDsn | 2014-12-12 | 2014-12-31 | Constant | 0 | [23 empty] | From eQ_Lib.dat in MASControl 2017
D17_ECC_CompCL_LF_Yr | Lighting | FRACTION | Default | 2014-12-12 | 2014-12-31 | Constant | 0.02 | [23 empty] | From eQ_Lib.dat in MASControl 2017
D17_ECC_CompCL_LF_Yr | Lighting | FRACTION | WntrDsn | 2014-01-01 | 2014-12-31 | Constant | 0 | [23 empty] | From eQ_Lib.dat in MASControl 2017
D17_ECC_CompCL_LF_Yr | Lighting | FRACTION | SmrDsn | 2014-01-01 | 2014-12-31 | Constant | 1 | [23 empty] | From eQ_Lib.dat in MASControl 2017
D17_ECC_CompCL_LF_Yr | Lighting | FRACTION | Hol | 2014-01-01 | 2014-12-31 | Constant | 0.05 | [23 empty] | From eQ_Lib.dat in MASControl 2017
D17_ECC_Conf_CFL_Yr | Lighting | FRACTION | SmrDsn | 2014-01-01 | 2014-01-11 | Constant | 1 | [23 empty] | From eQ_Lib.dat in MASControl 2017
D17_ECC_Conf_CFL_Yr | Lighting | FRACTION | WntrDsn | 2014-01-01 | 2014-01-11 | Constant | 0 | [23 empty] | From eQ_Lib.dat in MASControl 2017
D17_ECC_Conf_CFL_Yr | Lighting | FRACTION | Default | 2014-01-01 | 2014-01-11 | Constant | 0.02 | [23 empty] | From eQ_Lib.dat in MASControl 2017
D17_ECC_Conf_CFL_Yr | Lighting | FRACTION | Default¦Wkdy | 2014-01-12 | 2014-04-03 | Hourly | 0.1 | 0.1 | 0.1 | 0.1 | 0.1 | 0.3 | 0.3 | 0.5 | 0.9 | 0.9 | 0.9 | 0.9 | 0.9 | 0.9 | 0.9 | 0.9 | 0.9 | 0.25 | 0.1 | 0.1 | 0.1 | 0.1 | 0.1 | 0.1 | From eQ_Lib.dat in MASControl 2017
D17_ECC_Conf_CFL_Yr | Lighting | FRACTION | Wknd | 2014-01-12 | 2014-04-03 | Hourly | 0.1 | 0.1 | 0.1 | 0.1 | 0.1 | 0.1 | 0.2444 | 0.2444 | 0.3889 | 0.7 | 0.7 | 0.7 | 0.7 | 0.7 | 0.7 | 0.7 | 0.3889 | 0.1 | 0.1 | 0.1 | 0.1 | 0.1 | 0.1 | 0.1 | From eQ_Lib.dat in MASControl 2017
D17_ECC_Conf_CFL_Yr | Lighting | FRACTION | SmrDsn | 2014-04-04 | 2014-04-12 | Constant | 1 | [23 empty] | From eQ_Lib.dat in MASControl 2017
D17_ECC_Conf_CFL_Yr | Lighting | FRACTION | WntrDsn | 2014-04-04 | 2014-04-12 | Constant | 0 | [23 empty] | From eQ_Lib.dat in MASControl 2017
D17_ECC_Conf_CFL_Yr | Lighting | FRACTION | Default | 2014-04-04 | 2014-04-12 | Constant | 0.02 | [23 empty] | From eQ_Lib.dat in MASControl 2017
D17_ECC_Conf_CFL_Yr | Lighting | FRACTION | Default¦Wkdy | 2014-04-13 | 2014-05-22 | Hourly | 0.1 | 0.1 | 0.1 | 0.1 | 0.1 | 0.3 | 0.3 | 0.5 | 0.9 | 0.9 | 0.9 | 0.9 | 0.9 | 0.9 | 0.9 | 0.9 | 0.9 | 0.25 | 0.1 | 0.1 | 0.1 | 0.1 | 0.1 | 0.1 | From eQ_Lib.dat in MASControl 2017
D17_ECC_Conf_CFL_Yr | Lighting | FRACTION | Wknd | 2014-04-13 | 2014-05-22 | Hourly | 0.1 | 0.1 | 0.1 | 0.1 | 0.1 | 0.1 | 0.2444 | 0.2444 | 0.3889 | 0.7 | 0.7 | 0.7 | 0.7 | 0.7 | 0.7 | 0.7 | 0.3889 | 0.1 | 0.1 | 0.1 | 0.1 | 0.1 | 0.1 | 0.1 | From eQ_Lib.dat in MASControl 2017
D17_ECC_Conf_CFL_Yr | Lighting | FRACTION | SmrDsn | 2014-05-23 | 2014-05-31 | Constant | 1 | [23 empty] | From eQ_Lib.dat in MASControl 2017
D17_ECC_Conf_CFL_Yr | Lighting | FRACTION | WntrDsn | 2014-05-23 | 2014-05-31 | Constant | 0 | [23 empty] | From eQ_Lib.dat in MASControl 2017
D17_ECC_Conf_CFL_Yr | Lighting | FRACTION | Default | 2014-05-23 | 2014-05-31 | Constant | 0.02 | [23 empty] | From eQ_Lib.dat in MASControl 2017
D17_ECC_Conf_CFL_Yr | Lighting | FRACTION | Default¦Wkdy | 2014-06-01 | 2014-08-07 | Hourly | 0.1 | 0.1 | 0.1 | 0.1 | 0.1 | 0.2438 | 0.2438 | 0.3875 | 0.675 | 0.675 | 0.675 | 0.675 | 0.675 | 0.675 | 0.675 | 0.675 | 0.2078 | 0.1 | 0.1 | 0.1 | 0.1 | 0.1 | 0.1 | 0.1 | From eQ_Lib.dat in MASControl 2017
D17_ECC_Conf_CFL_Yr | Lighting | FRACTION | Wknd | 2014-06-01 | 2014-08-07 | Hourly | 0.1 | 0.1 | 0.1 | 0.1 | 0.1 | 0.1 | 0.1403 | 0.1403 | 0.1806 | 0.2813 | 0.2813 | 0.2813 | 0.2813 | 0.2813 | 0.2813 | 0.1806 | 0.1 | 0.1 | 0.1 | 0.1 | 0.1 | 0.1 | 0.1 | 0.1 | From eQ_Lib.dat in MASControl 2017
D17_ECC_Conf_CFL_Yr | Lighting | FRACTION | SmrDsn | 2014-08-08 | 2014-08-16 | Constant | 1 | [23 empty] | From eQ_Lib.dat in MASControl 2017
D17_ECC_Conf_CFL_Yr | Lighting | FRACTION | WntrDsn | 2014-08-08 | 2014-08-16 | Constant | 0 | [23 empty] | From eQ_Lib.dat in MASControl 2017
D17_ECC_Conf_CFL_Yr | Lighting | FRACTION | Default | 2014-08-08 | 2014-08-16 | Constant | 0.02 | [23 empty] | From eQ_Lib.dat in MASControl 2017
D17_ECC_Conf_CFL_Yr | Lighting | FRACTION | Default¦Wkdy | 2014-08-17 | 2014-12-11 | Hourly | 0.1 | 0.1 | 0.1 | 0.1 | 0.1 | 0.3 | 0.3 | 0.5 | 0.9 | 0.9 | 0.9 | 0.9 | 0.9 | 0.9 | 0.9 | 0.9 | 0.9 | 0.25 | 0.1 | 0.1 | 0.1 | 0.1 | 0.1 | 0.1 | From eQ_Lib.dat in MASControl 2017
D17_ECC_Conf_CFL_Yr | Lighting | FRACTION | Wknd | 2014-08-17 | 2014-12-11 | Hourly | 0.1 | 0.1 | 0.1 | 0.1 | 0.1 | 0.1 | 0.2444 | 0.2444 | 0.3889 | 0.7 | 0.7 | 0.7 | 0.7 | 0.7 | 0.7 | 0.7 | 0.3889 | 0.1 | 0.1 | 0.1 | 0.1 | 0.1 | 0.1 | 0.1 | From eQ_Lib.dat in MASControl 2017
D17_ECC_Conf_CFL_Yr | Lighting | FRACTION | SmrDsn | 2014-12-12 | 2014-12-31 | Constant | 1 | [23 empty] | From eQ_Lib.dat in MASControl 2017
D17_ECC_Conf_CFL_Yr | Lighting | FRACTION | WntrDsn | 2014-12-12 | 2014-12-31 | Constant | 0 | [23 empty] | From eQ_Lib.dat in MASControl 2017
D17_ECC_Conf_CFL_Yr | Lighting | FRACTION | Default | 2014-12-12 | 2014-12-31 | Constant | 0.02 | [23 empty] | From eQ_Lib.dat in MASControl 2017
D17_ECC_Conf_CFL_Yr | Lighting | FRACTION | WntrDsn | 2014-01-01 | 2014-12-31 | Constant | 0 | [23 empty] | From eQ_Lib.dat in MASControl 2017
D17_ECC_Conf_CFL_Yr | Lighting | FRACTION | SmrDsn | 2014-01-01 | 2014-12-31 | Constant | 1 | [23 empty] | From eQ_Lib.dat in MASControl 2017
D17_ECC_Conf_CFL_Yr | Lighting | FRACTION | Hol | 2014-01-01 | 2014-12-31 | Constant | 0.035 | [23 empty] | From eQ_Lib.dat in MASControl 2017
D17_ECC_Conf_LF_Yr | Lighting | FRACTION | SmrDsn | 2014-01-01 | 2014-01-11 | Constant | 1 | [23 empty] | From eQ_Lib.dat in MASControl 2017
D17_ECC_Conf_LF_Yr | Lighting | FRACTION | WntrDsn | 2014-01-01 | 2014-01-11 | Constant | 0 | [23 empty] | From eQ_Lib.dat in MASControl 2017
D17_ECC_Conf_LF_Yr | Lighting | FRACTION | Default | 2014-01-01 | 2014-01-11 | Constant | 0.02 | [23 empty] | From eQ_Lib.dat in MASControl 2017
D17_ECC_Conf_LF_Yr | Lighting | FRACTION | Default¦Wkdy | 2014-01-12 | 2014-04-03 | Hourly | 0.1 | 0.1 | 0.1 | 0.1 | 0.1 | 0.3 | 0.3 | 0.5 | 0.9 | 0.9 | 0.9 | 0.9 | 0.9 | 0.9 | 0.9 | 0.9 | 0.9 | 0.25 | 0.1 | 0.1 | 0.1 | 0.1 | 0.1 | 0.1 | From eQ_Lib.dat in MASControl 2017
D17_ECC_Conf_LF_Yr | Lighting | FRACTION | Wknd | 2014-01-12 | 2014-04-03 | Hourly | 0.1 | 0.1 | 0.1 | 0.1 | 0.1 | 0.1 | 0.2444 | 0.2444 | 0.3889 | 0.7 | 0.7 | 0.7 | 0.7 | 0.7 | 0.7 | 0.7 | 0.3889 | 0.1 | 0.1 | 0.1 | 0.1 | 0.1 | 0.1 | 0.1 | From eQ_Lib.dat in MASControl 2017
D17_ECC_Conf_LF_Yr | Lighting | FRACTION | SmrDsn | 2014-04-04 | 2014-04-12 | Constant | 1 | [23 empty] | From eQ_Lib.dat in MASControl 2017
D17_ECC_Conf_LF_Yr | Lighting | FRACTION | WntrDsn | 2014-04-04 | 2014-04-12 | Constant | 0 | [23 empty] | From eQ_Lib.dat in MASControl 2017
D17_ECC_Conf_LF_Yr | Lighting | FRACTION | Default | 2014-04-04 | 2014-04-12 | Constant | 0.02 | [23 empty] | From eQ_Lib.dat in MASControl 2017
D17_ECC_Conf_LF_Yr | Lighting | FRACTION | Default¦Wkdy | 2014-04-13 | 2014-05-22 | Hourly | 0.1 | 0.1 | 0.1 | 0.1 | 0.1 | 0.3 | 0.3 | 0.5 | 0.9 | 0.9 | 0.9 | 0.9 | 0.9 | 0.9 | 0.9 | 0.9 | 0.9 | 0.25 | 0.1 | 0.1 | 0.1 | 0.1 | 0.1 | 0.1 | From eQ_Lib.dat in MASControl 2017
D17_ECC_Conf_LF_Yr | Lighting | FRACTION | Wknd | 2014-04-13 | 2014-05-22 | Hourly | 0.1 | 0.1 | 0.1 | 0.1 | 0.1 | 0.1 | 0.2444 | 0.2444 | 0.3889 | 0.7 | 0.7 | 0.7 | 0.7 | 0.7 | 0.7 | 0.7 | 0.3889 | 0.1 | 0.1 | 0.1 | 0.1 | 0.1 | 0.1 | 0.1 | From eQ_Lib.dat in MASControl 2017
D17_ECC_Conf_LF_Yr | Lighting | FRACTION | SmrDsn | 2014-05-23 | 2014-05-31 | Constant | 1 | [23 empty] | From eQ_Lib.dat in MASControl 2017
D17_ECC_Conf_LF_Yr | Lighting | FRACTION | WntrDsn | 2014-05-23 | 2014-05-31 | Constant | 0 | [23 empty] | From eQ_Lib.dat in MASControl 2017
D17_ECC_Conf_LF_Yr | Lighting | FRACTION | Default | 2014-05-23 | 2014-05-31 | Constant | 0.02 | [23 empty] | From eQ_Lib.dat in MASControl 2017
D17_ECC_Conf_LF_Yr | Lighting | FRACTION | Default¦Wkdy | 2014-06-01 | 2014-08-07 | Hourly | 0.1 | 0.1 | 0.1 | 0.1 | 0.1 | 0.2438 | 0.2438 | 0.3875 | 0.675 | 0.675 | 0.675 | 0.675 | 0.675 | 0.675 | 0.675 | 0.675 | 0.2078 | 0.1 | 0.1 | 0.1 | 0.1 | 0.1 | 0.1 | 0.1 | From eQ_Lib.dat in MASControl 2017
D17_ECC_Conf_LF_Yr | Lighting | FRACTION | Wknd | 2014-06-01 | 2014-08-07 | Hourly | 0.1 | 0.1 | 0.1 | 0.1 | 0.1 | 0.1 | 0.1403 | 0.1403 | 0.1806 | 0.2813 | 0.2813 | 0.2813 | 0.2813 | 0.2813 | 0.2813 | 0.1806 | 0.1 | 0.1 | 0.1 | 0.1 | 0.1 | 0.1 | 0.1 | 0.1 | From eQ_Lib.dat in MASControl 2017
D17_ECC_Conf_LF_Yr | Lighting | FRACTION | SmrDsn | 2014-08-08 | 2014-08-16 | Constant | 1 | [23 empty] | From eQ_Lib.dat in MASControl 2017
D17_ECC_Conf_LF_Yr | Lighting | FRACTION | WntrDsn | 2014-08-08 | 2014-08-16 | Constant | 0 | [23 empty] | From eQ_Lib.dat in MASControl 2017
D17_ECC_Conf_LF_Yr | Lighting | FRACTION | Default | 2014-08-08 | 2014-08-16 | Constant | 0.02 | [23 empty] | From eQ_Lib.dat in MASControl 2017
D17_ECC_Conf_LF_Yr | Lighting | FRACTION | Default¦Wkdy | 2014-08-17 | 2014-12-11 | Hourly | 0.1 | 0.1 | 0.1 | 0.1 | 0.1 | 0.3 | 0.3 | 0.5 | 0.9 | 0.9 | 0.9 | 0.9 | 0.9 | 0.9 | 0.9 | 0.9 | 0.9 | 0.25 | 0.1 | 0.1 | 0.1 | 0.1 | 0.1 | 0.1 | From eQ_Lib.dat in MASControl 2017
D17_ECC_Conf_LF_Yr | Lighting | FRACTION | Wknd | 2014-08-17 | 2014-12-11 | Hourly | 0.1 | 0.1 | 0.1 | 0.1 | 0.1 | 0.1 | 0.2444 | 0.2444 | 0.3889 | 0.7 | 0.7 | 0.7 | 0.7 | 0.7 | 0.7 | 0.7 | 0.3889 | 0.1 | 0.1 | 0.1 | 0.1 | 0.1 | 0.1 | 0.1 | From eQ_Lib.dat in MASControl 2017
D17_ECC_Conf_LF_Yr | Lighting | FRACTION | SmrDsn | 2014-12-12 | 2014-12-31 | Constant | 1 | [23 empty] | From eQ_Lib.dat in MASControl 2017
D17_ECC_Conf_LF_Yr | Lighting | FRACTION | WntrDsn | 2014-12-12 | 2014-12-31 | Constant | 0 | [23 empty] | From eQ_Lib.dat in MASControl 2017
D17_ECC_Conf_LF_Yr | Lighting | FRACTION | Default | 2014-12-12 | 2014-12-31 | Constant | 0.02 | [23 empty] | From eQ_Lib.dat in MASControl 2017
D17_ECC_Conf_LF_Yr | Lighting | FRACTION | WntrDsn | 2014-01-01 | 2014-12-31 | Constant | 0 | [23 empty] | From eQ_Lib.dat in MASControl 2017
D17_ECC_Conf_LF_Yr | Lighting | FRACTION | SmrDsn | 2014-01-01 | 2014-12-31 | Constant | 1 | [23 empty] | From eQ_Lib.dat in MASControl 2017
D17_ECC_Conf_LF_Yr | Lighting | FRACTION | Hol | 2014-01-01 | 2014-12-31 | Constant | 0.035 | [23 empty] | From eQ_Lib.dat in MASControl 2017
D17_ECC_Cordr_CFL_Yr | Lighting | FRACTION | SmrDsn | 2014-01-01 | 2014-01-11 | Constant | 1 | [23 empty] | From eQ_Lib.dat in MASControl 2017
D17_ECC_Cordr_CFL_Yr | Lighting | FRACTION | WntrDsn | 2014-01-01 | 2014-01-11 | Constant | 0 | [23 empty] | From eQ_Lib.dat in MASControl 2017
D17_ECC_Cordr_CFL_Yr | Lighting | FRACTION | Default | 2014-01-01 | 2014-01-11 | Constant | 0.02 | [23 empty] | From eQ_Lib.dat in MASControl 2017
D17_ECC_Cordr_CFL_Yr | Lighting | FRACTION | Default¦Wkdy | 2014-01-12 | 2014-04-03 | Hourly | 0.1 | 0.1 | 0.1 | 0.1 | 0.1 | 0.265 | 0.43 | 0.595 | 0.76 | 0.76 | 0.76 | 0.76 | 0.76 | 0.76 | 0.76 | 0.76 | 0.76 | 0.76 | 0.595 | 0.43 | 0.265 | 0.1 | 0.1 | 0.1 | From eQ_Lib.dat in MASControl 2017
D17_ECC_Cordr_CFL_Yr | Lighting | FRACTION | Wknd | 2014-01-12 | 2014-04-03 | Hourly | 0.05 | 0.05 | 0.05 | 0.05 | 0.05 | 0.05 | 0.05 | 0.25 | 0.25 | 0.25 | 0.25 | 0.25 | 0.25 | 0.25 | 0.25 | 0.25 | 0.05 | 0.05 | 0.05 | 0.05 | 0.05 | 0.05 | 0.05 | 0.05 | From eQ_Lib.dat in MASControl 2017
D17_ECC_Cordr_CFL_Yr | Lighting | FRACTION | SmrDsn | 2014-04-04 | 2014-04-12 | Constant | 1 | [23 empty] | From eQ_Lib.dat in MASControl 2017
D17_ECC_Cordr_CFL_Yr | Lighting | FRACTION | WntrDsn | 2014-04-04 | 2014-04-12 | Constant | 0 | [23 empty] | From eQ_Lib.dat in MASControl 2017
D17_ECC_Cordr_CFL_Yr | Lighting | FRACTION | Default | 2014-04-04 | 2014-04-12 | Constant | 0.02 | [23 empty] | From eQ_Lib.dat in MASControl 2017
D17_ECC_Cordr_CFL_Yr | Lighting | FRACTION | Default¦Wkdy | 2014-04-13 | 2014-05-22 | Hourly | 0.1 | 0.1 | 0.1 | 0.1 | 0.1 | 0.265 | 0.43 | 0.595 | 0.76 | 0.76 | 0.76 | 0.76 | 0.76 | 0.76 | 0.76 | 0.76 | 0.76 | 0.76 | 0.595 | 0.43 | 0.265 | 0.1 | 0.1 | 0.1 | From eQ_Lib.dat in MASControl 2017
D17_ECC_Cordr_CFL_Yr | Lighting | FRACTION | Wknd | 2014-04-13 | 2014-05-22 | Hourly | 0.05 | 0.05 | 0.05 | 0.05 | 0.05 | 0.05 | 0.05 | 0.25 | 0.25 | 0.25 | 0.25 | 0.25 | 0.25 | 0.25 | 0.25 | 0.25 | 0.05 | 0.05 | 0.05 | 0.05 | 0.05 | 0.05 | 0.05 | 0.05 | From eQ_Lib.dat in MASControl 2017
D17_ECC_Cordr_CFL_Yr | Lighting | FRACTION | SmrDsn | 2014-05-23 | 2014-05-31 | Constant | 1 | [23 empty] | From eQ_Lib.dat in MASControl 2017
D17_ECC_Cordr_CFL_Yr | Lighting | FRACTION | WntrDsn | 2014-05-23 | 2014-05-31 | Constant | 0 | [23 empty] | From eQ_Lib.dat in MASControl 2017
D17_ECC_Cordr_CFL_Yr | Lighting | FRACTION | Default | 2014-05-23 | 2014-05-31 | Constant | 0.02 | [23 empty] | From eQ_Lib.dat in MASControl 2017
D17_ECC_Cordr_CFL_Yr | Lighting | FRACTION | Default¦Wkdy | 2014-06-01 | 2014-08-07 | Hourly | 0.1 | 0.1 | 0.1 | 0.1 | 0.1 | 0.1969 | 0.2938 | 0.3906 | 0.4875 | 0.4875 | 0.4875 | 0.4875 | 0.4875 | 0.4875 | 0.4875 | 0.4875 | 0.3906 | 0.2938 | 0.1969 | 0.1 | 0.1 | 0.1 | 0.1 | 0.1 | From eQ_Lib.dat in MASControl 2017
D17_ECC_Cordr_CFL_Yr | Lighting | FRACTION | Wknd | 2014-06-01 | 2014-08-07 | Hourly | 0.05 | 0.05 | 0.05 | 0.05 | 0.05 | 0.05 | 0.05 | 0.1875 | 0.1875 | 0.1875 | 0.1875 | 0.1875 | 0.1875 | 0.1875 | 0.05 | 0.05 | 0.05 | 0.05 | 0.05 | 0.05 | 0.05 | 0.05 | 0.05 | 0.05 | From eQ_Lib.dat in MASControl 2017
D17_ECC_Cordr_CFL_Yr | Lighting | FRACTION | SmrDsn | 2014-08-08 | 2014-08-16 | Constant | 1 | [23 empty] | From eQ_Lib.dat in MASControl 2017
D17_ECC_Cordr_CFL_Yr | Lighting | FRACTION | WntrDsn | 2014-08-08 | 2014-08-16 | Constant | 0 | [23 empty] | From eQ_Lib.dat in MASControl 2017
D17_ECC_Cordr_CFL_Yr | Lighting | FRACTION | Default | 2014-08-08 | 2014-08-16 | Constant | 0.02 | [23 empty] | From eQ_Lib.dat in MASControl 2017
D17_ECC_Cordr_CFL_Yr | Lighting | FRACTION | Default¦Wkdy | 2014-08-17 | 2014-12-11 | Hourly | 0.1 | 0.1 | 0.1 | 0.1 | 0.1 | 0.265 | 0.43 | 0.595 | 0.76 | 0.76 | 0.76 | 0.76 | 0.76 | 0.76 | 0.76 | 0.76 | 0.76 | 0.76 | 0.595 | 0.43 | 0.265 | 0.1 | 0.1 | 0.1 | From eQ_Lib.dat in MASControl 2017
D17_ECC_Cordr_CFL_Yr | Lighting | FRACTION | Wknd | 2014-08-17 | 2014-12-11 | Hourly | 0.05 | 0.05 | 0.05 | 0.05 | 0.05 | 0.05 | 0.05 | 0.25 | 0.25 | 0.25 | 0.25 | 0.25 | 0.25 | 0.25 | 0.25 | 0.25 | 0.05 | 0.05 | 0.05 | 0.05 | 0.05 | 0.05 | 0.05 | 0.05 | From eQ_Lib.dat in MASControl 2017
D17_ECC_Cordr_CFL_Yr | Lighting | FRACTION | SmrDsn | 2014-12-12 | 2014-12-31 | Constant | 1 | [23 empty] | From eQ_Lib.dat in MASControl 2017
D17_ECC_Cordr_CFL_Yr | Lighting | FRACTION | WntrDsn | 2014-12-12 | 2014-12-31 | Constant | 0 | [23 empty] | From eQ_Lib.dat in MASControl 2017
D17_ECC_Cordr_CFL_Yr | Lighting | FRACTION | Default | 2014-12-12 | 2014-12-31 | Constant | 0.02 | [23 empty] | From eQ_Lib.dat in MASControl 2017
D17_ECC_Cordr_CFL_Yr | Lighting | FRACTION | WntrDsn | 2014-01-01 | 2014-12-31 | Constant | 0 | [23 empty] | From eQ_Lib.dat in MASControl 2017
D17_ECC_Cordr_CFL_Yr | Lighting | FRACTION | SmrDsn | 2014-01-01 | 2014-12-31 | Constant | 1 | [23 empty] | From eQ_Lib.dat in MASControl 2017
D17_ECC_Cordr_CFL_Yr | Lighting | FRACTION | Hol | 2014-01-01 | 2014-12-31 | Constant | 0.035 | [23 empty] | From eQ_Lib.dat in MASControl 2017
D17_ECC_Cordr_LF_Yr | Lighting | FRACTION | SmrDsn | 2014-01-01 | 2014-01-11 | Constant | 1 | [23 empty] | From eQ_Lib.dat in MASControl 2017
D17_ECC_Cordr_LF_Yr | Lighting | FRACTION | WntrDsn | 2014-01-01 | 2014-01-11 | Constant | 0 | [23 empty] | From eQ_Lib.dat in MASControl 2017
D17_ECC_Cordr_LF_Yr | Lighting | FRACTION | Default | 2014-01-01 | 2014-01-11 | Constant | 0.02 | [23 empty] | From eQ_Lib.dat in MASControl 2017
D17_ECC_Cordr_LF_Yr | Lighting | FRACTION | Default¦Wkdy | 2014-01-12 | 2014-04-03 | Hourly | 0.1 | 0.1 | 0.1 | 0.1 | 0.1 | 0.265 | 0.43 | 0.595 | 0.76 | 0.76 | 0.76 | 0.76 | 0.76 | 0.76 | 0.76 | 0.76 | 0.76 | 0.76 | 0.595 | 0.43 | 0.265 | 0.1 | 0.1 | 0.1 | From eQ_Lib.dat in MASControl 2017
D17_ECC_Cordr_LF_Yr | Lighting | FRACTION | Wknd | 2014-01-12 | 2014-04-03 | Hourly | 0.05 | 0.05 | 0.05 | 0.05 | 0.05 | 0.05 | 0.05 | 0.25 | 0.25 | 0.25 | 0.25 | 0.25 | 0.25 | 0.25 | 0.25 | 0.25 | 0.05 | 0.05 | 0.05 | 0.05 | 0.05 | 0.05 | 0.05 | 0.05 | From eQ_Lib.dat in MASControl 2017
D17_ECC_Cordr_LF_Yr | Lighting | FRACTION | SmrDsn | 2014-04-04 | 2014-04-12 | Constant | 1 | [23 empty] | From eQ_Lib.dat in MASControl 2017
D17_ECC_Cordr_LF_Yr | Lighting | FRACTION | WntrDsn | 2014-04-04 | 2014-04-12 | Constant | 0 | [23 empty] | From eQ_Lib.dat in MASControl 2017
D17_ECC_Cordr_LF_Yr | Lighting | FRACTION | Default | 2014-04-04 | 2014-04-12 | Constant | 0.02 | [23 empty] | From eQ_Lib.dat in MASControl 2017
D17_ECC_Cordr_LF_Yr | Lighting | FRACTION | Default¦Wkdy | 2014-04-13 | 2014-05-22 | Hourly | 0.1 | 0.1 | 0.1 | 0.1 | 0.1 | 0.265 | 0.43 | 0.595 | 0.76 | 0.76 | 0.76 | 0.76 | 0.76 | 0.76 | 0.76 | 0.76 | 0.76 | 0.76 | 0.595 | 0.43 | 0.265 | 0.1 | 0.1 | 0.1 | From eQ_Lib.dat in MASControl 2017
D17_ECC_Cordr_LF_Yr | Lighting | FRACTION | Wknd | 2014-04-13 | 2014-05-22 | Hourly | 0.05 | 0.05 | 0.05 | 0.05 | 0.05 | 0.05 | 0.05 | 0.25 | 0.25 | 0.25 | 0.25 | 0.25 | 0.25 | 0.25 | 0.25 | 0.25 | 0.05 | 0.05 | 0.05 | 0.05 | 0.05 | 0.05 | 0.05 | 0.05 | From eQ_Lib.dat in MASControl 2017
D17_ECC_Cordr_LF_Yr | Lighting | FRACTION | SmrDsn | 2014-05-23 | 2014-05-31 | Constant | 1 | [23 empty] | From eQ_Lib.dat in MASControl 2017
D17_ECC_Cordr_LF_Yr | Lighting | FRACTION | WntrDsn | 2014-05-23 | 2014-05-31 | Constant | 0 | [23 empty] | From eQ_Lib.dat in MASControl 2017
D17_ECC_Cordr_LF_Yr | Lighting | FRACTION | Default | 2014-05-23 | 2014-05-31 | Constant | 0.02 | [23 empty] | From eQ_Lib.dat in MASControl 2017
D17_ECC_Cordr_LF_Yr | Lighting | FRACTION | Default¦Wkdy | 2014-06-01 | 2014-08-07 | Hourly | 0.1 | 0.1 | 0.1 | 0.1 | 0.1 | 0.1969 | 0.2938 | 0.3906 | 0.4875 | 0.4875 | 0.4875 | 0.4875 | 0.4875 | 0.4875 | 0.4875 | 0.4875 | 0.3906 | 0.2938 | 0.1969 | 0.1 | 0.1 | 0.1 | 0.1 | 0.1 | From eQ_Lib.dat in MASControl 2017
D17_ECC_Cordr_LF_Yr | Lighting | FRACTION | Wknd | 2014-06-01 | 2014-08-07 | Hourly | 0.05 | 0.05 | 0.05 | 0.05 | 0.05 | 0.05 | 0.05 | 0.1875 | 0.1875 | 0.1875 | 0.1875 | 0.1875 | 0.1875 | 0.1875 | 0.05 | 0.05 | 0.05 | 0.05 | 0.05 | 0.05 | 0.05 | 0.05 | 0.05 | 0.05 | From eQ_Lib.dat in MASControl 2017
D17_ECC_Cordr_LF_Yr | Lighting | FRACTION | SmrDsn | 2014-08-08 | 2014-08-16 | Constant | 1 | [23 empty] | From eQ_Lib.dat in MASControl 2017
D17_ECC_Cordr_LF_Yr | Lighting | FRACTION | WntrDsn | 2014-08-08 | 2014-08-16 | Constant | 0 | [23 empty] | From eQ_Lib.dat in MASControl 2017
D17_ECC_Cordr_LF_Yr | Lighting | FRACTION | Default | 2014-08-08 | 2014-08-16 | Constant | 0.02 | [23 empty] | From eQ_Lib.dat in MASControl 2017
D17_ECC_Cordr_LF_Yr | Lighting | FRACTION | Default¦Wkdy | 2014-08-17 | 2014-12-11 | Hourly | 0.1 | 0.1 | 0.1 | 0.1 | 0.1 | 0.265 | 0.43 | 0.595 | 0.76 | 0.76 | 0.76 | 0.76 | 0.76 | 0.76 | 0.76 | 0.76 | 0.76 | 0.76 | 0.595 | 0.43 | 0.265 | 0.1 | 0.1 | 0.1 | From eQ_Lib.dat in MASControl 2017
D17_ECC_Cordr_LF_Yr | Lighting | FRACTION | Wknd | 2014-08-17 | 2014-12-11 | Hourly | 0.05 | 0.05 | 0.05 | 0.05 | 0.05 | 0.05 | 0.05 | 0.25 | 0.25 | 0.25 | 0.25 | 0.25 | 0.25 | 0.25 | 0.25 | 0.25 | 0.05 | 0.05 | 0.05 | 0.05 | 0.05 | 0.05 | 0.05 | 0.05 | From eQ_Lib.dat in MASControl 2017
D17_ECC_Cordr_LF_Yr | Lighting | FRACTION | SmrDsn | 2014-12-12 | 2014-12-31 | Constant | 1 | [23 empty] | From eQ_Lib.dat in MASControl 2017
D17_ECC_Cordr_LF_Yr | Lighting | FRACTION | WntrDsn | 2014-12-12 | 2014-12-31 | Constant | 0 | [23 empty] | From eQ_Lib.dat in MASControl 2017
D17_ECC_Cordr_LF_Yr | Lighting | FRACTION | Default | 2014-12-12 | 2014-12-31 | Constant | 0.02 | [23 empty] | From eQ_Lib.dat in MASControl 2017
D17_ECC_Cordr_LF_Yr | Lighting | FRACTION | WntrDsn | 2014-01-01 | 2014-12-31 | Constant | 0 | [23 empty] | From eQ_Lib.dat in MASControl 2017
D17_ECC_Cordr_LF_Yr | Lighting | FRACTION | SmrDsn | 2014-01-01 | 2014-12-31 | Constant | 1 | [23 empty] | From eQ_Lib.dat in MASControl 2017
D17_ECC_Cordr_LF_Yr | Lighting | FRACTION | Hol | 2014-01-01 | 2014-12-31 | Constant | 0.035 | [23 empty] | From eQ_Lib.dat in MASControl 2017
D17_ECC_Din_CFL_Yr | Lighting | FRACTION | SmrDsn | 2014-01-01 | 2014-01-11 | Constant | 1 | [23 empty] | From eQ_Lib.dat in MASControl 2017
D17_ECC_Din_CFL_Yr | Lighting | FRACTION | WntrDsn | 2014-01-01 | 2014-01-11 | Constant | 0 | [23 empty] | From eQ_Lib.dat in MASControl 2017
D17_ECC_Din_CFL_Yr | Lighting | FRACTION | Default | 2014-01-01 | 2014-01-11 | Constant | 0.035 | [23 empty] | From eQ_Lib.dat in MASControl 2017
D17_ECC_Din_CFL_Yr | Lighting | FRACTION | Default¦Wkdy | 2014-01-12 | 2014-04-03 | Hourly | 0.1 | 0.1 | 0.1 | 0.1 | 0.1 | 0.2 | 0.3 | 0.5 | 0.8 | 0.9 | 0.9 | 0.9 | 0.9 | 0.9 | 0.9 | 0.9 | 0.8 | 0.25 | 0.1 | 0.1 | 0.1 | 0.1 | 0.1 | 0.1 | From eQ_Lib.dat in MASControl 2017
D17_ECC_Din_CFL_Yr | Lighting | FRACTION | Wknd | 2014-01-12 | 2014-04-03 | Hourly | 0.1 | 0.1 | 0.1 | 0.1 | 0.1 | 0.15 | 0.225 | 0.375 | 0.6 | 0.675 | 0.675 | 0.675 | 0.675 | 0.675 | 0.675 | 0.675 | 0.6 | 0.2 | 0.1 | 0.1 | 0.1 | 0.1 | 0.1 | 0.1 | From eQ_Lib.dat in MASControl 2017
D17_ECC_Din_CFL_Yr | Lighting | FRACTION | SmrDsn | 2014-04-04 | 2014-04-12 | Constant | 1 | [23 empty] | From eQ_Lib.dat in MASControl 2017
D17_ECC_Din_CFL_Yr | Lighting | FRACTION | WntrDsn | 2014-04-04 | 2014-04-12 | Constant | 0 | [23 empty] | From eQ_Lib.dat in MASControl 2017
D17_ECC_Din_CFL_Yr | Lighting | FRACTION | Default | 2014-04-04 | 2014-04-12 | Constant | 0.035 | [23 empty] | From eQ_Lib.dat in MASControl 2017
D17_ECC_Din_CFL_Yr | Lighting | FRACTION | Default¦Wkdy | 2014-04-13 | 2014-05-22 | Hourly | 0.1 | 0.1 | 0.1 | 0.1 | 0.1 | 0.2 | 0.3 | 0.5 | 0.8 | 0.9 | 0.9 | 0.9 | 0.9 | 0.9 | 0.9 | 0.9 | 0.8 | 0.25 | 0.1 | 0.1 | 0.1 | 0.1 | 0.1 | 0.1 | From eQ_Lib.dat in MASControl 2017
D17_ECC_Din_CFL_Yr | Lighting | FRACTION | Wknd | 2014-04-13 | 2014-05-22 | Hourly | 0.1 | 0.1 | 0.1 | 0.1 | 0.1 | 0.15 | 0.225 | 0.375 | 0.6 | 0.675 | 0.675 | 0.675 | 0.675 | 0.675 | 0.675 | 0.675 | 0.6 | 0.2 | 0.1 | 0.1 | 0.1 | 0.1 | 0.1 | 0.1 | From eQ_Lib.dat in MASControl 2017
D17_ECC_Din_CFL_Yr | Lighting | FRACTION | SmrDsn | 2014-05-23 | 2014-05-31 | Constant | 1 | [23 empty] | From eQ_Lib.dat in MASControl 2017
D17_ECC_Din_CFL_Yr | Lighting | FRACTION | WntrDsn | 2014-05-23 | 2014-05-31 | Constant | 0 | [23 empty] | From eQ_Lib.dat in MASControl 2017
D17_ECC_Din_CFL_Yr | Lighting | FRACTION | Default | 2014-05-23 | 2014-05-31 | Constant | 0.035 | [23 empty] | From eQ_Lib.dat in MASControl 2017
D17_ECC_Din_CFL_Yr | Lighting | FRACTION | Default¦Wkdy | 2014-06-01 | 2014-08-07 | Hourly | 0.1 | 0.1 | 0.1 | 0.1 | 0.1 | 0.1356 | 0.2107 | 0.3214 | 0.5625 | 0.5625 | 0.5625 | 0.5625 | 0.5625 | 0.5625 | 0.5625 | 0.5625 | 0.5625 | 0.183 | 0.1 | 0.1 | 0.1 | 0.1 | 0.1 | 0.1 | From eQ_Lib.dat in MASControl 2017
D17_ECC_Din_CFL_Yr | Lighting | FRACTION | Wknd | 2014-06-01 | 2014-08-07 | Hourly | 0.1 | 0.1 | 0.1 | 0.1 | 0.1 | 0.1403 | 0.1403 | 0.1806 | 0.2813 | 0.2813 | 0.2813 | 0.2813 | 0.2813 | 0.2813 | 0.2813 | 0.2813 | 0.1302 | 0.1 | 0.1 | 0.1 | 0.1 | 0.1 | 0.1 | 0.1 | From eQ_Lib.dat in MASControl 2017
D17_ECC_Din_CFL_Yr | Lighting | FRACTION | SmrDsn | 2014-08-08 | 2014-08-16 | Constant | 1 | [23 empty] | From eQ_Lib.dat in MASControl 2017
D17_ECC_Din_CFL_Yr | Lighting | FRACTION | WntrDsn | 2014-08-08 | 2014-08-16 | Constant | 0 | [23 empty] | From eQ_Lib.dat in MASControl 2017
D17_ECC_Din_CFL_Yr | Lighting | FRACTION | Default | 2014-08-08 | 2014-08-16 | Constant | 0.035 | [23 empty] | From eQ_Lib.dat in MASControl 2017
D17_ECC_Din_CFL_Yr | Lighting | FRACTION | Default¦Wkdy | 2014-08-17 | 2014-12-11 | Hourly | 0.1 | 0.1 | 0.1 | 0.1 | 0.1 | 0.2 | 0.3 | 0.5 | 0.8 | 0.9 | 0.9 | 0.9 | 0.9 | 0.9 | 0.9 | 0.9 | 0.8 | 0.25 | 0.1 | 0.1 | 0.1 | 0.1 | 0.1 | 0.1 | From eQ_Lib.dat in MASControl 2017
D17_ECC_Din_CFL_Yr | Lighting | FRACTION | Wknd | 2014-08-17 | 2014-12-11 | Hourly | 0.1 | 0.1 | 0.1 | 0.1 | 0.1 | 0.15 | 0.225 | 0.375 | 0.6 | 0.675 | 0.675 | 0.675 | 0.675 | 0.675 | 0.675 | 0.675 | 0.6 | 0.2 | 0.1 | 0.1 | 0.1 | 0.1 | 0.1 | 0.1 | From eQ_Lib.dat in MASControl 2017
D17_ECC_Din_CFL_Yr | Lighting | FRACTION | SmrDsn | 2014-12-12 | 2014-12-31 | Constant | 1 | [23 empty] | From eQ_Lib.dat in MASControl 2017
D17_ECC_Din_CFL_Yr | Lighting | FRACTION | WntrDsn | 2014-12-12 | 2014-12-31 | Constant | 0 | [23 empty] | From eQ_Lib.dat in MASControl 2017
D17_ECC_Din_CFL_Yr | Lighting | FRACTION | Default | 2014-12-12 | 2014-12-31 | Constant | 0.035 | [23 empty] | From eQ_Lib.dat in MASControl 2017
D17_ECC_Din_CFL_Yr | Lighting | FRACTION | WntrDsn | 2014-01-01 | 2014-12-31 | Constant | 0 | [23 empty] | From eQ_Lib.dat in MASControl 2017
D17_ECC_Din_CFL_Yr | Lighting | FRACTION | SmrDsn | 2014-01-01 | 2014-12-31 | Constant | 1 | [23 empty] | From eQ_Lib.dat in MASControl 2017
D17_ECC_Din_CFL_Yr | Lighting | FRACTION | Hol | 2014-01-01 | 2014-12-31 | Constant | 0.035 | [23 empty] | From eQ_Lib.dat in MASControl 2017
D17_ECC_Din_HB_Yr | Lighting | FRACTION | SmrDsn | 2014-01-01 | 2014-01-11 | Constant | 1 | [23 empty] | From eQ_Lib.dat in MASControl 2017
D17_ECC_Din_HB_Yr | Lighting | FRACTION | WntrDsn | 2014-01-01 | 2014-01-11 | Constant | 0 | [23 empty] | From eQ_Lib.dat in MASControl 2017
D17_ECC_Din_HB_Yr | Lighting | FRACTION | Default | 2014-01-01 | 2014-01-11 | Constant | 0.035 | [23 empty] | From eQ_Lib.dat in MASControl 2017
D17_ECC_Din_HB_Yr | Lighting | FRACTION | Default¦Wkdy | 2014-01-12 | 2014-04-03 | Hourly | 0.1 | 0.1 | 0.1 | 0.1 | 0.1 | 0.2 | 0.3 | 0.5 | 0.8 | 0.9 | 0.9 | 0.9 | 0.9 | 0.9 | 0.9 | 0.9 | 0.8 | 0.25 | 0.1 | 0.1 | 0.1 | 0.1 | 0.1 | 0.1 | From eQ_Lib.dat in MASControl 2017
D17_ECC_Din_HB_Yr | Lighting | FRACTION | Wknd | 2014-01-12 | 2014-04-03 | Hourly | 0.1 | 0.1 | 0.1 | 0.1 | 0.1 | 0.15 | 0.225 | 0.375 | 0.6 | 0.675 | 0.675 | 0.675 | 0.675 | 0.675 | 0.675 | 0.675 | 0.6 | 0.2 | 0.1 | 0.1 | 0.1 | 0.1 | 0.1 | 0.1 | From eQ_Lib.dat in MASControl 2017
D17_ECC_Din_HB_Yr | Lighting | FRACTION | SmrDsn | 2014-04-04 | 2014-04-12 | Constant | 1 | [23 empty] | From eQ_Lib.dat in MASControl 2017
D17_ECC_Din_HB_Yr | Lighting | FRACTION | WntrDsn | 2014-04-04 | 2014-04-12 | Constant | 0 | [23 empty] | From eQ_Lib.dat in MASControl 2017
D17_ECC_Din_HB_Yr | Lighting | FRACTION | Default | 2014-04-04 | 2014-04-12 | Constant | 0.035 | [23 empty] | From eQ_Lib.dat in MASControl 2017
D17_ECC_Din_HB_Yr | Lighting | FRACTION | Default¦Wkdy | 2014-04-13 | 2014-05-22 | Hourly | 0.1 | 0.1 | 0.1 | 0.1 | 0.1 | 0.2 | 0.3 | 0.5 | 0.8 | 0.9 | 0.9 | 0.9 | 0.9 | 0.9 | 0.9 | 0.9 | 0.8 | 0.25 | 0.1 | 0.1 | 0.1 | 0.1 | 0.1 | 0.1 | From eQ_Lib.dat in MASControl 2017
D17_ECC_Din_HB_Yr | Lighting | FRACTION | Wknd | 2014-04-13 | 2014-05-22 | Hourly | 0.1 | 0.1 | 0.1 | 0.1 | 0.1 | 0.15 | 0.225 | 0.375 | 0.6 | 0.675 | 0.675 | 0.675 | 0.675 | 0.675 | 0.675 | 0.675 | 0.6 | 0.2 | 0.1 | 0.1 | 0.1 | 0.1 | 0.1 | 0.1 | From eQ_Lib.dat in MASControl 2017
D17_ECC_Din_HB_Yr | Lighting | FRACTION | SmrDsn | 2014-05-23 | 2014-05-31 | Constant | 1 | [23 empty] | From eQ_Lib.dat in MASControl 2017
D17_ECC_Din_HB_Yr | Lighting | FRACTION | WntrDsn | 2014-05-23 | 2014-05-31 | Constant | 0 | [23 empty] | From eQ_Lib.dat in MASControl 2017
D17_ECC_Din_HB_Yr | Lighting | FRACTION | Default | 2014-05-23 | 2014-05-31 | Constant | 0.035 | [23 empty] | From eQ_Lib.dat in MASControl 2017
D17_ECC_Din_HB_Yr | Lighting | FRACTION | Default¦Wkdy | 2014-06-01 | 2014-08-07 | Hourly | 0.1 | 0.1 | 0.1 | 0.1 | 0.1 | 0.1356 | 0.2107 | 0.3214 | 0.5625 | 0.5625 | 0.5625 | 0.5625 | 0.5625 | 0.5625 | 0.5625 | 0.5625 | 0.5625 | 0.183 | 0.1 | 0.1 | 0.1 | 0.1 | 0.1 | 0.1 | From eQ_Lib.dat in MASControl 2017
D17_ECC_Din_HB_Yr | Lighting | FRACTION | Wknd | 2014-06-01 | 2014-08-07 | Hourly | 0.1 | 0.1 | 0.1 | 0.1 | 0.1 | 0.1403 | 0.1403 | 0.1806 | 0.2813 | 0.2813 | 0.2813 | 0.2813 | 0.2813 | 0.2813 | 0.2813 | 0.2813 | 0.1302 | 0.1 | 0.1 | 0.1 | 0.1 | 0.1 | 0.1 | 0.1 | From eQ_Lib.dat in MASControl 2017
D17_ECC_Din_HB_Yr | Lighting | FRACTION | SmrDsn | 2014-08-08 | 2014-08-16 | Constant | 1 | [23 empty] | From eQ_Lib.dat in MASControl 2017
D17_ECC_Din_HB_Yr | Lighting | FRACTION | WntrDsn | 2014-08-08 | 2014-08-16 | Constant | 0 | [23 empty] | From eQ_Lib.dat in MASControl 2017
D17_ECC_Din_HB_Yr | Lighting | FRACTION | Default | 2014-08-08 | 2014-08-16 | Constant | 0.035 | [23 empty] | From eQ_Lib.dat in MASControl 2017
D17_ECC_Din_HB_Yr | Lighting | FRACTION | Default¦Wkdy | 2014-08-17 | 2014-12-11 | Hourly | 0.1 | 0.1 | 0.1 | 0.1 | 0.1 | 0.2 | 0.3 | 0.5 | 0.8 | 0.9 | 0.9 | 0.9 | 0.9 | 0.9 | 0.9 | 0.9 | 0.8 | 0.25 | 0.1 | 0.1 | 0.1 | 0.1 | 0.1 | 0.1 | From eQ_Lib.dat in MASControl 2017
D17_ECC_Din_HB_Yr | Lighting | FRACTION | Wknd | 2014-08-17 | 2014-12-11 | Hourly | 0.1 | 0.1 | 0.1 | 0.1 | 0.1 | 0.15 | 0.225 | 0.375 | 0.6 | 0.675 | 0.675 | 0.675 | 0.675 | 0.675 | 0.675 | 0.675 | 0.6 | 0.2 | 0.1 | 0.1 | 0.1 | 0.1 | 0.1 | 0.1 | From eQ_Lib.dat in MASControl 2017
D17_ECC_Din_HB_Yr | Lighting | FRACTION | SmrDsn | 2014-12-12 | 2014-12-31 | Constant | 1 | [23 empty] | From eQ_Lib.dat in MASControl 2017
D17_ECC_Din_HB_Yr | Lighting | FRACTION | WntrDsn | 2014-12-12 | 2014-12-31 | Constant | 0 | [23 empty] | From eQ_Lib.dat in MASControl 2017
D17_ECC_Din_HB_Yr | Lighting | FRACTION | Default | 2014-12-12 | 2014-12-31 | Constant | 0.035 | [23 empty] | From eQ_Lib.dat in MASControl 2017
D17_ECC_Din_HB_Yr | Lighting | FRACTION | WntrDsn | 2014-01-01 | 2014-12-31 | Constant | 0 | [23 empty] | From eQ_Lib.dat in MASControl 2017
D17_ECC_Din_HB_Yr | Lighting | FRACTION | SmrDsn | 2014-01-01 | 2014-12-31 | Constant | 1 | [23 empty] | From eQ_Lib.dat in MASControl 2017
D17_ECC_Din_HB_Yr | Lighting | FRACTION | Hol | 2014-01-01 | 2014-12-31 | Constant | 0.035 | [23 empty] | From eQ_Lib.dat in MASControl 2017
D17_ECC_Din_LF_Yr | Lighting | FRACTION | SmrDsn | 2014-01-01 | 2014-01-11 | Constant | 1 | [23 empty] | From eQ_Lib.dat in MASControl 2017
D17_ECC_Din_LF_Yr | Lighting | FRACTION | WntrDsn | 2014-01-01 | 2014-01-11 | Constant | 0 | [23 empty] | From eQ_Lib.dat in MASControl 2017
D17_ECC_Din_LF_Yr | Lighting | FRACTION | Default | 2014-01-01 | 2014-01-11 | Constant | 0.035 | [23 empty] | From eQ_Lib.dat in MASControl 2017
D17_ECC_Din_LF_Yr | Lighting | FRACTION | Default¦Wkdy | 2014-01-12 | 2014-04-03 | Hourly | 0.1 | 0.1 | 0.1 | 0.1 | 0.1 | 0.2 | 0.3 | 0.5 | 0.8 | 0.9 | 0.9 | 0.9 | 0.9 | 0.9 | 0.9 | 0.9 | 0.8 | 0.25 | 0.1 | 0.1 | 0.1 | 0.1 | 0.1 | 0.1 | From eQ_Lib.dat in MASControl 2017
D17_ECC_Din_LF_Yr | Lighting | FRACTION | Wknd | 2014-01-12 | 2014-04-03 | Hourly | 0.1 | 0.1 | 0.1 | 0.1 | 0.1 | 0.15 | 0.225 | 0.375 | 0.6 | 0.675 | 0.675 | 0.675 | 0.675 | 0.675 | 0.675 | 0.675 | 0.6 | 0.2 | 0.1 | 0.1 | 0.1 | 0.1 | 0.1 | 0.1 | From eQ_Lib.dat in MASControl 2017
D17_ECC_Din_LF_Yr | Lighting | FRACTION | SmrDsn | 2014-04-04 | 2014-04-12 | Constant | 1 | [23 empty] | From eQ_Lib.dat in MASControl 2017
D17_ECC_Din_LF_Yr | Lighting | FRACTION | WntrDsn | 2014-04-04 | 2014-04-12 | Constant | 0 | [23 empty] | From eQ_Lib.dat in MASControl 2017
D17_ECC_Din_LF_Yr | Lighting | FRACTION | Default | 2014-04-04 | 2014-04-12 | Constant | 0.035 | [23 empty] | From eQ_Lib.dat in MASControl 2017
D17_ECC_Din_LF_Yr | Lighting | FRACTION | Default¦Wkdy | 2014-04-13 | 2014-05-22 | Hourly | 0.1 | 0.1 | 0.1 | 0.1 | 0.1 | 0.2 | 0.3 | 0.5 | 0.8 | 0.9 | 0.9 | 0.9 | 0.9 | 0.9 | 0.9 | 0.9 | 0.8 | 0.25 | 0.1 | 0.1 | 0.1 | 0.1 | 0.1 | 0.1 | From eQ_Lib.dat in MASControl 2017
D17_ECC_Din_LF_Yr | Lighting | FRACTION | Wknd | 2014-04-13 | 2014-05-22 | Hourly | 0.1 | 0.1 | 0.1 | 0.1 | 0.1 | 0.15 | 0.225 | 0.375 | 0.6 | 0.675 | 0.675 | 0.675 | 0.675 | 0.675 | 0.675 | 0.675 | 0.6 | 0.2 | 0.1 | 0.1 | 0.1 | 0.1 | 0.1 | 0.1 | From eQ_Lib.dat in MASControl 2017
D17_ECC_Din_LF_Yr | Lighting | FRACTION | SmrDsn | 2014-05-23 | 2014-05-31 | Constant | 1 | [23 empty] | From eQ_Lib.dat in MASControl 2017
D17_ECC_Din_LF_Yr | Lighting | FRACTION | WntrDsn | 2014-05-23 | 2014-05-31 | Constant | 0 | [23 empty] | From eQ_Lib.dat in MASControl 2017
D17_ECC_Din_LF_Yr | Lighting | FRACTION | Default | 2014-05-23 | 2014-05-31 | Constant | 0.035 | [23 empty] | From eQ_Lib.dat in MASControl 2017
D17_ECC_Din_LF_Yr | Lighting | FRACTION | Default¦Wkdy | 2014-06-01 | 2014-08-07 | Hourly | 0.1 | 0.1 | 0.1 | 0.1 | 0.1 | 0.1356 | 0.2107 | 0.3214 | 0.5625 | 0.5625 | 0.5625 | 0.5625 | 0.5625 | 0.5625 | 0.5625 | 0.5625 | 0.5625 | 0.183 | 0.1 | 0.1 | 0.1 | 0.1 | 0.1 | 0.1 | From eQ_Lib.dat in MASControl 2017
D17_ECC_Din_LF_Yr | Lighting | FRACTION | Wknd | 2014-06-01 | 2014-08-07 | Hourly | 0.1 | 0.1 | 0.1 | 0.1 | 0.1 | 0.1403 | 0.1403 | 0.1806 | 0.2813 | 0.2813 | 0.2813 | 0.2813 | 0.2813 | 0.2813 | 0.2813 | 0.2813 | 0.1302 | 0.1 | 0.1 | 0.1 | 0.1 | 0.1 | 0.1 | 0.1 | From eQ_Lib.dat in MASControl 2017
D17_ECC_Din_LF_Yr | Lighting | FRACTION | SmrDsn | 2014-08-08 | 2014-08-16 | Constant | 1 | [23 empty] | From eQ_Lib.dat in MASControl 2017
D17_ECC_Din_LF_Yr | Lighting | FRACTION | WntrDsn | 2014-08-08 | 2014-08-16 | Constant | 0 | [23 empty] | From eQ_Lib.dat in MASControl 2017
D17_ECC_Din_LF_Yr | Lighting | FRACTION | Default | 2014-08-08 | 2014-08-16 | Constant | 0.035 | [23 empty] | From eQ_Lib.dat in MASControl 2017
D17_ECC_Din_LF_Yr | Lighting | FRACTION | Default¦Wkdy | 2014-08-17 | 2014-12-11 | Hourly | 0.1 | 0.1 | 0.1 | 0.1 | 0.1 | 0.2 | 0.3 | 0.5 | 0.8 | 0.9 | 0.9 | 0.9 | 0.9 | 0.9 | 0.9 | 0.9 | 0.8 | 0.25 | 0.1 | 0.1 | 0.1 | 0.1 | 0.1 | 0.1 | From eQ_Lib.dat in MASControl 2017
D17_ECC_Din_LF_Yr | Lighting | FRACTION | Wknd | 2014-08-17 | 2014-12-11 | Hourly | 0.1 | 0.1 | 0.1 | 0.1 | 0.1 | 0.15 | 0.225 | 0.375 | 0.6 | 0.675 | 0.675 | 0.675 | 0.675 | 0.675 | 0.675 | 0.675 | 0.6 | 0.2 | 0.1 | 0.1 | 0.1 | 0.1 | 0.1 | 0.1 | From eQ_Lib.dat in MASControl 2017
D17_ECC_Din_LF_Yr | Lighting | FRACTION | SmrDsn | 2014-12-12 | 2014-12-31 | Constant | 1 | [23 empty] | From eQ_Lib.dat in MASControl 2017
D17_ECC_Din_LF_Yr | Lighting | FRACTION | WntrDsn | 2014-12-12 | 2014-12-31 | Constant | 0 | [23 empty] | From eQ_Lib.dat in MASControl 2017
D17_ECC_Din_LF_Yr | Lighting | FRACTION | Default | 2014-12-12 | 2014-12-31 | Constant | 0.035 | [23 empty] | From eQ_Lib.dat in MASControl 2017
D17_ECC_Din_LF_Yr | Lighting | FRACTION | WntrDsn | 2014-01-01 | 2014-12-31 | Constant | 0 | [23 empty] | From eQ_Lib.dat in MASControl 2017
D17_ECC_Din_LF_Yr | Lighting | FRACTION | SmrDsn | 2014-01-01 | 2014-12-31 | Constant | 1 | [23 empty] | From eQ_Lib.dat in MASControl 2017
D17_ECC_Din_LF_Yr | Lighting | FRACTION | Hol | 2014-01-01 | 2014-12-31 | Constant | 0.035 | [23 empty] | From eQ_Lib.dat in MASControl 2017
D17_ECC_Gym_CFL_Yr | Lighting | FRACTION | SmrDsn | 2014-01-01 | 2014-01-11 | Constant | 1 | [23 empty] | From eQ_Lib.dat in MASControl 2017
D17_ECC_Gym_CFL_Yr | Lighting | FRACTION | WntrDsn | 2014-01-01 | 2014-01-11 | Constant | 0 | [23 empty] | From eQ_Lib.dat in MASControl 2017
D17_ECC_Gym_CFL_Yr | Lighting | FRACTION | Default | 2014-01-01 | 2014-01-11 | Constant | 0.02 | [23 empty] | From eQ_Lib.dat in MASControl 2017
D17_ECC_Gym_CFL_Yr | Lighting | FRACTION | Default¦Wkdy | 2014-01-12 | 2014-04-03 | Hourly | 0.1 | 0.1 | 0.1 | 0.1 | 0.1 | 0.265 | 0.43 | 0.595 | 0.76 | 0.76 | 0.76 | 0.76 | 0.76 | 0.76 | 0.76 | 0.76 | 0.76 | 0.76 | 0.595 | 0.43 | 0.265 | 0.1 | 0.1 | 0.1 | From eQ_Lib.dat in MASControl 2017
D17_ECC_Gym_CFL_Yr | Lighting | FRACTION | Wknd | 2014-01-12 | 2014-04-03 | Hourly | 0.05 | 0.05 | 0.05 | 0.05 | 0.05 | 0.05 | 0.05 | 0.25 | 0.25 | 0.25 | 0.25 | 0.25 | 0.25 | 0.25 | 0.25 | 0.25 | 0.05 | 0.05 | 0.05 | 0.05 | 0.05 | 0.05 | 0.05 | 0.05 | From eQ_Lib.dat in MASControl 2017
D17_ECC_Gym_CFL_Yr | Lighting | FRACTION | SmrDsn | 2014-04-04 | 2014-04-12 | Constant | 1 | [23 empty] | From eQ_Lib.dat in MASControl 2017
D17_ECC_Gym_CFL_Yr | Lighting | FRACTION | WntrDsn | 2014-04-04 | 2014-04-12 | Constant | 0 | [23 empty] | From eQ_Lib.dat in MASControl 2017
D17_ECC_Gym_CFL_Yr | Lighting | FRACTION | Default | 2014-04-04 | 2014-04-12 | Constant | 0.02 | [23 empty] | From eQ_Lib.dat in MASControl 2017
D17_ECC_Gym_CFL_Yr | Lighting | FRACTION | Default¦Wkdy | 2014-04-13 | 2014-05-22 | Hourly | 0.1 | 0.1 | 0.1 | 0.1 | 0.1 | 0.265 | 0.43 | 0.595 | 0.76 | 0.76 | 0.76 | 0.76 | 0.76 | 0.76 | 0.76 | 0.76 | 0.76 | 0.76 | 0.595 | 0.43 | 0.265 | 0.1 | 0.1 | 0.1 | From eQ_Lib.dat in MASControl 2017
D17_ECC_Gym_CFL_Yr | Lighting | FRACTION | Wknd | 2014-04-13 | 2014-05-22 | Hourly | 0.05 | 0.05 | 0.05 | 0.05 | 0.05 | 0.05 | 0.05 | 0.25 | 0.25 | 0.25 | 0.25 | 0.25 | 0.25 | 0.25 | 0.25 | 0.25 | 0.05 | 0.05 | 0.05 | 0.05 | 0.05 | 0.05 | 0.05 | 0.05 | From eQ_Lib.dat in MASControl 2017
D17_ECC_Gym_CFL_Yr | Lighting | FRACTION | SmrDsn | 2014-05-23 | 2014-05-31 | Constant | 1 | [23 empty] | From eQ_Lib.dat in MASControl 2017
D17_ECC_Gym_CFL_Yr | Lighting | FRACTION | WntrDsn | 2014-05-23 | 2014-05-31 | Constant | 0 | [23 empty] | From eQ_Lib.dat in MASControl 2017
D17_ECC_Gym_CFL_Yr | Lighting | FRACTION | Default | 2014-05-23 | 2014-05-31 | Constant | 0.02 | [23 empty] | From eQ_Lib.dat in MASControl 2017
D17_ECC_Gym_CFL_Yr | Lighting | FRACTION | Default¦Wkdy | 2014-06-01 | 2014-08-07 | Hourly | 0.1 | 0.1 | 0.1 | 0.1 | 0.1 | 0.1969 | 0.2938 | 0.3906 | 0.4875 | 0.4875 | 0.4875 | 0.4875 | 0.4875 | 0.4875 | 0.4875 | 0.4875 | 0.3906 | 0.2938 | 0.1969 | 0.1 | 0.1 | 0.1 | 0.1 | 0.1 | From eQ_Lib.dat in MASControl 2017
D17_ECC_Gym_CFL_Yr | Lighting | FRACTION | Wknd | 2014-06-01 | 2014-08-07 | Hourly | 0.05 | 0.05 | 0.05 | 0.05 | 0.05 | 0.05 | 0.05 | 0.1875 | 0.1875 | 0.1875 | 0.1875 | 0.1875 | 0.1875 | 0.1875 | 0.05 | 0.05 | 0.05 | 0.05 | 0.05 | 0.05 | 0.05 | 0.05 | 0.05 | 0.05 | From eQ_Lib.dat in MASControl 2017
D17_ECC_Gym_CFL_Yr | Lighting | FRACTION | SmrDsn | 2014-08-08 | 2014-08-16 | Constant | 1 | [23 empty] | From eQ_Lib.dat in MASControl 2017
D17_ECC_Gym_CFL_Yr | Lighting | FRACTION | WntrDsn | 2014-08-08 | 2014-08-16 | Constant | 0 | [23 empty] | From eQ_Lib.dat in MASControl 2017
D17_ECC_Gym_CFL_Yr | Lighting | FRACTION | Default | 2014-08-08 | 2014-08-16 | Constant | 0.02 | [23 empty] | From eQ_Lib.dat in MASControl 2017
D17_ECC_Gym_CFL_Yr | Lighting | FRACTION | Default¦Wkdy | 2014-08-17 | 2014-12-11 | Hourly | 0.1 | 0.1 | 0.1 | 0.1 | 0.1 | 0.265 | 0.43 | 0.595 | 0.76 | 0.76 | 0.76 | 0.76 | 0.76 | 0.76 | 0.76 | 0.76 | 0.76 | 0.76 | 0.595 | 0.43 | 0.265 | 0.1 | 0.1 | 0.1 | From eQ_Lib.dat in MASControl 2017
D17_ECC_Gym_CFL_Yr | Lighting | FRACTION | Wknd | 2014-08-17 | 2014-12-11 | Hourly | 0.05 | 0.05 | 0.05 | 0.05 | 0.05 | 0.05 | 0.05 | 0.25 | 0.25 | 0.25 | 0.25 | 0.25 | 0.25 | 0.25 | 0.25 | 0.25 | 0.05 | 0.05 | 0.05 | 0.05 | 0.05 | 0.05 | 0.05 | 0.05 | From eQ_Lib.dat in MASControl 2017
D17_ECC_Gym_CFL_Yr | Lighting | FRACTION | SmrDsn | 2014-12-12 | 2014-12-31 | Constant | 1 | [23 empty] | From eQ_Lib.dat in MASControl 2017
D17_ECC_Gym_CFL_Yr | Lighting | FRACTION | WntrDsn | 2014-12-12 | 2014-12-31 | Constant | 0 | [23 empty] | From eQ_Lib.dat in MASControl 2017
D17_ECC_Gym_CFL_Yr | Lighting | FRACTION | Default | 2014-12-12 | 2014-12-31 | Constant | 0.02 | [23 empty] | From eQ_Lib.dat in MASControl 2017
D17_ECC_Gym_CFL_Yr | Lighting | FRACTION | WntrDsn | 2014-01-01 | 2014-12-31 | Constant | 0 | [23 empty] | From eQ_Lib.dat in MASControl 2017
D17_ECC_Gym_CFL_Yr | Lighting | FRACTION | SmrDsn | 2014-01-01 | 2014-12-31 | Constant | 1 | [23 empty] | From eQ_Lib.dat in MASControl 2017
D17_ECC_Gym_CFL_Yr | Lighting | FRACTION | Hol | 2014-01-01 | 2014-12-31 | Constant | 0.035 | [23 empty] | From eQ_Lib.dat in MASControl 2017
D17_ECC_Gym_HB_Yr | Lighting | FRACTION | SmrDsn | 2014-01-01 | 2014-01-11 | Constant | 1 | [23 empty] | From eQ_Lib.dat in MASControl 2017
D17_ECC_Gym_HB_Yr | Lighting | FRACTION | WntrDsn | 2014-01-01 | 2014-01-11 | Constant | 0 | [23 empty] | From eQ_Lib.dat in MASControl 2017
D17_ECC_Gym_HB_Yr | Lighting | FRACTION | Default | 2014-01-01 | 2014-01-11 | Constant | 0.02 | [23 empty] | From eQ_Lib.dat in MASControl 2017
D17_ECC_Gym_HB_Yr | Lighting | FRACTION | Default¦Wkdy | 2014-01-12 | 2014-04-03 | Hourly | 0.1 | 0.1 | 0.1 | 0.1 | 0.1 | 0.265 | 0.43 | 0.595 | 0.76 | 0.76 | 0.76 | 0.76 | 0.76 | 0.76 | 0.76 | 0.76 | 0.76 | 0.76 | 0.595 | 0.43 | 0.265 | 0.1 | 0.1 | 0.1 | From eQ_Lib.dat in MASControl 2017
D17_ECC_Gym_HB_Yr | Lighting | FRACTION | Wknd | 2014-01-12 | 2014-04-03 | Hourly | 0.05 | 0.05 | 0.05 | 0.05 | 0.05 | 0.05 | 0.05 | 0.25 | 0.25 | 0.25 | 0.25 | 0.25 | 0.25 | 0.25 | 0.25 | 0.25 | 0.05 | 0.05 | 0.05 | 0.05 | 0.05 | 0.05 | 0.05 | 0.05 | From eQ_Lib.dat in MASControl 2017
D17_ECC_Gym_HB_Yr | Lighting | FRACTION | SmrDsn | 2014-04-04 | 2014-04-12 | Constant | 1 | [23 empty] | From eQ_Lib.dat in MASControl 2017
D17_ECC_Gym_HB_Yr | Lighting | FRACTION | WntrDsn | 2014-04-04 | 2014-04-12 | Constant | 0 | [23 empty] | From eQ_Lib.dat in MASControl 2017
D17_ECC_Gym_HB_Yr | Lighting | FRACTION | Default | 2014-04-04 | 2014-04-12 | Constant | 0.02 | [23 empty] | From eQ_Lib.dat in MASControl 2017
D17_ECC_Gym_HB_Yr | Lighting | FRACTION | Default¦Wkdy | 2014-04-13 | 2014-05-22 | Hourly | 0.1 | 0.1 | 0.1 | 0.1 | 0.1 | 0.265 | 0.43 | 0.595 | 0.76 | 0.76 | 0.76 | 0.76 | 0.76 | 0.76 | 0.76 | 0.76 | 0.76 | 0.76 | 0.595 | 0.43 | 0.265 | 0.1 | 0.1 | 0.1 | From eQ_Lib.dat in MASControl 2017
D17_ECC_Gym_HB_Yr | Lighting | FRACTION | Wknd | 2014-04-13 | 2014-05-22 | Hourly | 0.05 | 0.05 | 0.05 | 0.05 | 0.05 | 0.05 | 0.05 | 0.25 | 0.25 | 0.25 | 0.25 | 0.25 | 0.25 | 0.25 | 0.25 | 0.25 | 0.05 | 0.05 | 0.05 | 0.05 | 0.05 | 0.05 | 0.05 | 0.05 | From eQ_Lib.dat in MASControl 2017
D17_ECC_Gym_HB_Yr | Lighting | FRACTION | SmrDsn | 2014-05-23 | 2014-05-31 | Constant | 1 | [23 empty] | From eQ_Lib.dat in MASControl 2017
D17_ECC_Gym_HB_Yr | Lighting | FRACTION | WntrDsn | 2014-05-23 | 2014-05-31 | Constant | 0 | [23 empty] | From eQ_Lib.dat in MASControl 2017
D17_ECC_Gym_HB_Yr | Lighting | FRACTION | Default | 2014-05-23 | 2014-05-31 | Constant | 0.02 | [23 empty] | From eQ_Lib.dat in MASControl 2017
D17_ECC_Gym_HB_Yr | Lighting | FRACTION | Default¦Wkdy | 2014-06-01 | 2014-08-07 | Hourly | 0.1 | 0.1 | 0.1 | 0.1 | 0.1 | 0.1969 | 0.2938 | 0.3906 | 0.4875 | 0.4875 | 0.4875 | 0.4875 | 0.4875 | 0.4875 | 0.4875 | 0.4875 | 0.3906 | 0.2938 | 0.1969 | 0.1 | 0.1 | 0.1 | 0.1 | 0.1 | From eQ_Lib.dat in MASControl 2017
D17_ECC_Gym_HB_Yr | Lighting | FRACTION | Wknd | 2014-06-01 | 2014-08-07 | Hourly | 0.05 | 0.05 | 0.05 | 0.05 | 0.05 | 0.05 | 0.05 | 0.1875 | 0.1875 | 0.1875 | 0.1875 | 0.1875 | 0.1875 | 0.1875 | 0.05 | 0.05 | 0.05 | 0.05 | 0.05 | 0.05 | 0.05 | 0.05 | 0.05 | 0.05 | From eQ_Lib.dat in MASControl 2017
D17_ECC_Gym_HB_Yr | Lighting | FRACTION | SmrDsn | 2014-08-08 | 2014-08-16 | Constant | 1 | [23 empty] | From eQ_Lib.dat in MASControl 2017
D17_ECC_Gym_HB_Yr | Lighting | FRACTION | WntrDsn | 2014-08-08 | 2014-08-16 | Constant | 0 | [23 empty] | From eQ_Lib.dat in MASControl 2017
D17_ECC_Gym_HB_Yr | Lighting | FRACTION | Default | 2014-08-08 | 2014-08-16 | Constant | 0.02 | [23 empty] | From eQ_Lib.dat in MASControl 2017
D17_ECC_Gym_HB_Yr | Lighting | FRACTION | Default¦Wkdy | 2014-08-17 | 2014-12-11 | Hourly | 0.1 | 0.1 | 0.1 | 0.1 | 0.1 | 0.265 | 0.43 | 0.595 | 0.76 | 0.76 | 0.76 | 0.76 | 0.76 | 0.76 | 0.76 | 0.76 | 0.76 | 0.76 | 0.595 | 0.43 | 0.265 | 0.1 | 0.1 | 0.1 | From eQ_Lib.dat in MASControl 2017
D17_ECC_Gym_HB_Yr | Lighting | FRACTION | Wknd | 2014-08-17 | 2014-12-11 | Hourly | 0.05 | 0.05 | 0.05 | 0.05 | 0.05 | 0.05 | 0.05 | 0.25 | 0.25 | 0.25 | 0.25 | 0.25 | 0.25 | 0.25 | 0.25 | 0.25 | 0.05 | 0.05 | 0.05 | 0.05 | 0.05 | 0.05 | 0.05 | 0.05 | From eQ_Lib.dat in MASControl 2017
D17_ECC_Gym_HB_Yr | Lighting | FRACTION | SmrDsn | 2014-12-12 | 2014-12-31 | Constant | 1 | [23 empty] | From eQ_Lib.dat in MASControl 2017
D17_ECC_Gym_HB_Yr | Lighting | FRACTION | WntrDsn | 2014-12-12 | 2014-12-31 | Constant | 0 | [23 empty] | From eQ_Lib.dat in MASControl 2017
D17_ECC_Gym_HB_Yr | Lighting | FRACTION | Default | 2014-12-12 | 2014-12-31 | Constant | 0.02 | [23 empty] | From eQ_Lib.dat in MASControl 2017
D17_ECC_Gym_HB_Yr | Lighting | FRACTION | WntrDsn | 2014-01-01 | 2014-12-31 | Constant | 0 | [23 empty] | From eQ_Lib.dat in MASControl 2017
D17_ECC_Gym_HB_Yr | Lighting | FRACTION | SmrDsn | 2014-01-01 | 2014-12-31 | Constant | 1 | [23 empty] | From eQ_Lib.dat in MASControl 2017
D17_ECC_Gym_HB_Yr | Lighting | FRACTION | Hol | 2014-01-01 | 2014-12-31 | Constant | 0.035 | [23 empty] | From eQ_Lib.dat in MASControl 2017
D17_ECC_Gym_LF_Yr | Lighting | FRACTION | SmrDsn | 2014-01-01 | 2014-01-11 | Constant | 1 | [23 empty] | From eQ_Lib.dat in MASControl 2017
D17_ECC_Gym_LF_Yr | Lighting | FRACTION | WntrDsn | 2014-01-01 | 2014-01-11 | Constant | 0 | [23 empty] | From eQ_Lib.dat in MASControl 2017
D17_ECC_Gym_LF_Yr | Lighting | FRACTION | Default | 2014-01-01 | 2014-01-11 | Constant | 0.02 | [23 empty] | From eQ_Lib.dat in MASControl 2017
D17_ECC_Gym_LF_Yr | Lighting | FRACTION | Default¦Wkdy | 2014-01-12 | 2014-04-03 | Hourly | 0.1 | 0.1 | 0.1 | 0.1 | 0.1 | 0.265 | 0.43 | 0.595 | 0.76 | 0.76 | 0.76 | 0.76 | 0.76 | 0.76 | 0.76 | 0.76 | 0.76 | 0.76 | 0.595 | 0.43 | 0.265 | 0.1 | 0.1 | 0.1 | From eQ_Lib.dat in MASControl 2017
D17_ECC_Gym_LF_Yr | Lighting | FRACTION | Wknd | 2014-01-12 | 2014-04-03 | Hourly | 0.05 | 0.05 | 0.05 | 0.05 | 0.05 | 0.05 | 0.05 | 0.25 | 0.25 | 0.25 | 0.25 | 0.25 | 0.25 | 0.25 | 0.25 | 0.25 | 0.05 | 0.05 | 0.05 | 0.05 | 0.05 | 0.05 | 0.05 | 0.05 | From eQ_Lib.dat in MASControl 2017
D17_ECC_Gym_LF_Yr | Lighting | FRACTION | SmrDsn | 2014-04-04 | 2014-04-12 | Constant | 1 | [23 empty] | From eQ_Lib.dat in MASControl 2017
D17_ECC_Gym_LF_Yr | Lighting | FRACTION | WntrDsn | 2014-04-04 | 2014-04-12 | Constant | 0 | [23 empty] | From eQ_Lib.dat in MASControl 2017
D17_ECC_Gym_LF_Yr | Lighting | FRACTION | Default | 2014-04-04 | 2014-04-12 | Constant | 0.02 | [23 empty] | From eQ_Lib.dat in MASControl 2017
D17_ECC_Gym_LF_Yr | Lighting | FRACTION | Default¦Wkdy | 2014-04-13 | 2014-05-22 | Hourly | 0.1 | 0.1 | 0.1 | 0.1 | 0.1 | 0.265 | 0.43 | 0.595 | 0.76 | 0.76 | 0.76 | 0.76 | 0.76 | 0.76 | 0.76 | 0.76 | 0.76 | 0.76 | 0.595 | 0.43 | 0.265 | 0.1 | 0.1 | 0.1 | From eQ_Lib.dat in MASControl 2017
D17_ECC_Gym_LF_Yr | Lighting | FRACTION | Wknd | 2014-04-13 | 2014-05-22 | Hourly | 0.05 | 0.05 | 0.05 | 0.05 | 0.05 | 0.05 | 0.05 | 0.25 | 0.25 | 0.25 | 0.25 | 0.25 | 0.25 | 0.25 | 0.25 | 0.25 | 0.05 | 0.05 | 0.05 | 0.05 | 0.05 | 0.05 | 0.05 | 0.05 | From eQ_Lib.dat in MASControl 2017
D17_ECC_Gym_LF_Yr | Lighting | FRACTION | SmrDsn | 2014-05-23 | 2014-05-31 | Constant | 1 | [23 empty] | From eQ_Lib.dat in MASControl 2017
D17_ECC_Gym_LF_Yr | Lighting | FRACTION | WntrDsn | 2014-05-23 | 2014-05-31 | Constant | 0 | [23 empty] | From eQ_Lib.dat in MASControl 2017
D17_ECC_Gym_LF_Yr | Lighting | FRACTION | Default | 2014-05-23 | 2014-05-31 | Constant | 0.02 | [23 empty] | From eQ_Lib.dat in MASControl 2017
D17_ECC_Gym_LF_Yr | Lighting | FRACTION | Default¦Wkdy | 2014-06-01 | 2014-08-07 | Hourly | 0.1 | 0.1 | 0.1 | 0.1 | 0.1 | 0.1969 | 0.2938 | 0.3906 | 0.4875 | 0.4875 | 0.4875 | 0.4875 | 0.4875 | 0.4875 | 0.4875 | 0.4875 | 0.3906 | 0.2938 | 0.1969 | 0.1 | 0.1 | 0.1 | 0.1 | 0.1 | From eQ_Lib.dat in MASControl 2017
D17_ECC_Gym_LF_Yr | Lighting | FRACTION | Wknd | 2014-06-01 | 2014-08-07 | Hourly | 0.05 | 0.05 | 0.05 | 0.05 | 0.05 | 0.05 | 0.05 | 0.1875 | 0.1875 | 0.1875 | 0.1875 | 0.1875 | 0.1875 | 0.1875 | 0.05 | 0.05 | 0.05 | 0.05 | 0.05 | 0.05 | 0.05 | 0.05 | 0.05 | 0.05 | From eQ_Lib.dat in MASControl 2017
D17_ECC_Gym_LF_Yr | Lighting | FRACTION | SmrDsn | 2014-08-08 | 2014-08-16 | Constant | 1 | [23 empty] | From eQ_Lib.dat in MASControl 2017
D17_ECC_Gym_LF_Yr | Lighting | FRACTION | WntrDsn | 2014-08-08 | 2014-08-16 | Constant | 0 | [23 empty] | From eQ_Lib.dat in MASControl 2017
D17_ECC_Gym_LF_Yr | Lighting | FRACTION | Default | 2014-08-08 | 2014-08-16 | Constant | 0.02 | [23 empty] | From eQ_Lib.dat in MASControl 2017
D17_ECC_Gym_LF_Yr | Lighting | FRACTION | Default¦Wkdy | 2014-08-17 | 2014-12-11 | Hourly | 0.1 | 0.1 | 0.1 | 0.1 | 0.1 | 0.265 | 0.43 | 0.595 | 0.76 | 0.76 | 0.76 | 0.76 | 0.76 | 0.76 | 0.76 | 0.76 | 0.76 | 0.76 | 0.595 | 0.43 | 0.265 | 0.1 | 0.1 | 0.1 | From eQ_Lib.dat in MASControl 2017
D17_ECC_Gym_LF_Yr | Lighting | FRACTION | Wknd | 2014-08-17 | 2014-12-11 | Hourly | 0.05 | 0.05 | 0.05 | 0.05 | 0.05 | 0.05 | 0.05 | 0.25 | 0.25 | 0.25 | 0.25 | 0.25 | 0.25 | 0.25 | 0.25 | 0.25 | 0.05 | 0.05 | 0.05 | 0.05 | 0.05 | 0.05 | 0.05 | 0.05 | From eQ_Lib.dat in MASControl 2017
D17_ECC_Gym_LF_Yr | Lighting | FRACTION | SmrDsn | 2014-12-12 | 2014-12-31 | Constant | 1 | [23 empty] | From eQ_Lib.dat in MASControl 2017
D17_ECC_Gym_LF_Yr | Lighting | FRACTION | WntrDsn | 2014-12-12 | 2014-12-31 | Constant | 0 | [23 empty] | From eQ_Lib.dat in MASControl 2017
D17_ECC_Gym_LF_Yr | Lighting | FRACTION | Default | 2014-12-12 | 2014-12-31 | Constant | 0.02 | [23 empty] | From eQ_Lib.dat in MASControl 2017
D17_ECC_Gym_LF_Yr | Lighting | FRACTION | WntrDsn | 2014-01-01 | 2014-12-31 | Constant | 0 | [23 empty] | From eQ_Lib.dat in MASControl 2017
D17_ECC_Gym_LF_Yr | Lighting | FRACTION | SmrDsn | 2014-01-01 | 2014-12-31 | Constant | 1 | [23 empty] | From eQ_Lib.dat in MASControl 2017
D17_ECC_Gym_LF_Yr | Lighting | FRACTION | Hol | 2014-01-01 | 2014-12-31 | Constant | 0.035 | [23 empty] | From eQ_Lib.dat in MASControl 2017
D17_ECC_Ktchn_CFL_Yr | Lighting | FRACTION | SmrDsn | 2014-01-01 | 2014-01-11 | Constant | 1 | [23 empty] | From eQ_Lib.dat in MASControl 2017
D17_ECC_Ktchn_CFL_Yr | Lighting | FRACTION | WntrDsn | 2014-01-01 | 2014-01-11 | Constant | 0 | [23 empty] | From eQ_Lib.dat in MASControl 2017
D17_ECC_Ktchn_CFL_Yr | Lighting | FRACTION | Default | 2014-01-01 | 2014-01-11 | Constant | 0.035 | [23 empty] | From eQ_Lib.dat in MASControl 2017
D17_ECC_Ktchn_CFL_Yr | Lighting | FRACTION | Default¦Wkdy | 2014-01-12 | 2014-04-03 | Hourly | 0.1 | 0.1 | 0.1 | 0.1 | 0.3 | 0.4 | 0.55 | 0.8 | 0.8 | 0.9 | 0.9 | 0.9 | 0.9 | 0.9 | 0.9 | 0.9 | 0.8 | 0.6 | 0.4 | 0.3 | 0.1 | 0.1 | 0.1 | 0.1 | From eQ_Lib.dat in MASControl 2017
D17_ECC_Ktchn_CFL_Yr | Lighting | FRACTION | Wknd | 2014-01-12 | 2014-04-03 | Hourly | 0.1 | 0.1 | 0.1 | 0.1 | 0.225 | 0.3 | 0.4125 | 0.6 | 0.6 | 0.675 | 0.675 | 0.675 | 0.675 | 0.675 | 0.675 | 0.675 | 0.6 | 0.45 | 0.3 | 0.225 | 0.1 | 0.1 | 0.1 | 0.1 | From eQ_Lib.dat in MASControl 2017
D17_ECC_Ktchn_CFL_Yr | Lighting | FRACTION | SmrDsn | 2014-04-04 | 2014-04-12 | Constant | 1 | [23 empty] | From eQ_Lib.dat in MASControl 2017
D17_ECC_Ktchn_CFL_Yr | Lighting | FRACTION | WntrDsn | 2014-04-04 | 2014-04-12 | Constant | 0 | [23 empty] | From eQ_Lib.dat in MASControl 2017
D17_ECC_Ktchn_CFL_Yr | Lighting | FRACTION | Default | 2014-04-04 | 2014-04-12 | Constant | 0.035 | [23 empty] | From eQ_Lib.dat in MASControl 2017
D17_ECC_Ktchn_CFL_Yr | Lighting | FRACTION | Default¦Wkdy | 2014-04-13 | 2014-05-22 | Hourly | 0.1 | 0.1 | 0.1 | 0.1 | 0.3 | 0.4 | 0.55 | 0.8 | 0.8 | 0.9 | 0.9 | 0.9 | 0.9 | 0.9 | 0.9 | 0.9 | 0.8 | 0.6 | 0.4 | 0.3 | 0.1 | 0.1 | 0.1 | 0.1 | From eQ_Lib.dat in MASControl 2017
D17_ECC_Ktchn_CFL_Yr | Lighting | FRACTION | Wknd | 2014-04-13 | 2014-05-22 | Hourly | 0.1 | 0.1 | 0.1 | 0.1 | 0.225 | 0.3 | 0.4125 | 0.6 | 0.6 | 0.675 | 0.675 | 0.675 | 0.675 | 0.675 | 0.675 | 0.675 | 0.6 | 0.45 | 0.3 | 0.225 | 0.1 | 0.1 | 0.1 | 0.1 | From eQ_Lib.dat in MASControl 2017
D17_ECC_Ktchn_CFL_Yr | Lighting | FRACTION | SmrDsn | 2014-05-23 | 2014-05-31 | Constant | 1 | [23 empty] | From eQ_Lib.dat in MASControl 2017
D17_ECC_Ktchn_CFL_Yr | Lighting | FRACTION | WntrDsn | 2014-05-23 | 2014-05-31 | Constant | 0 | [23 empty] | From eQ_Lib.dat in MASControl 2017
D17_ECC_Ktchn_CFL_Yr | Lighting | FRACTION | Default | 2014-05-23 | 2014-05-31 | Constant | 0.035 | [23 empty] | From eQ_Lib.dat in MASControl 2017
D17_ECC_Ktchn_CFL_Yr | Lighting | FRACTION | Default¦Wkdy | 2014-06-01 | 2014-08-07 | Hourly | 0.1 | 0.1 | 0.1 | 0.1 | 0.1 | 0.227 | 0.227 | 0.354 | 0.6 | 0.6 | 0.6 | 0.6 | 0.6 | 0.6 | 0.6 | 0.6 | 0.6 | 0.1952 | 0.1 | 0.1 | 0.1 | 0.1 | 0.1 | 0.1 | From eQ_Lib.dat in MASControl 2017
D17_ECC_Ktchn_CFL_Yr | Lighting | FRACTION | Wknd | 2014-06-01 | 2014-08-07 | Hourly | 0.1 | 0.1 | 0.1 | 0.1 | 0.1 | 0.1403 | 0.1403 | 0.1806 | 0.2813 | 0.2813 | 0.2813 | 0.2813 | 0.2813 | 0.2813 | 0.2813 | 0.2813 | 0.1302 | 0.1 | 0.1 | 0.1 | 0.1 | 0.1 | 0.1 | 0.1 | From eQ_Lib.dat in MASControl 2017
D17_ECC_Ktchn_CFL_Yr | Lighting | FRACTION | SmrDsn | 2014-08-08 | 2014-08-16 | Constant | 1 | [23 empty] | From eQ_Lib.dat in MASControl 2017
D17_ECC_Ktchn_CFL_Yr | Lighting | FRACTION | WntrDsn | 2014-08-08 | 2014-08-16 | Constant | 0 | [23 empty] | From eQ_Lib.dat in MASControl 2017
D17_ECC_Ktchn_CFL_Yr | Lighting | FRACTION | Default | 2014-08-08 | 2014-08-16 | Constant | 0.035 | [23 empty] | From eQ_Lib.dat in MASControl 2017
D17_ECC_Ktchn_CFL_Yr | Lighting | FRACTION | Default¦Wkdy | 2014-08-17 | 2014-12-11 | Hourly | 0.1 | 0.1 | 0.1 | 0.1 | 0.3 | 0.4 | 0.55 | 0.8 | 0.8 | 0.9 | 0.9 | 0.9 | 0.9 | 0.9 | 0.9 | 0.9 | 0.8 | 0.6 | 0.4 | 0.3 | 0.1 | 0.1 | 0.1 | 0.1 | From eQ_Lib.dat in MASControl 2017
D17_ECC_Ktchn_CFL_Yr | Lighting | FRACTION | Wknd | 2014-08-17 | 2014-12-11 | Hourly | 0.1 | 0.1 | 0.1 | 0.1 | 0.225 | 0.3 | 0.4125 | 0.6 | 0.6 | 0.675 | 0.675 | 0.675 | 0.675 | 0.675 | 0.675 | 0.675 | 0.6 | 0.45 | 0.3 | 0.225 | 0.1 | 0.1 | 0.1 | 0.1 | From eQ_Lib.dat in MASControl 2017
D17_ECC_Ktchn_CFL_Yr | Lighting | FRACTION | SmrDsn | 2014-12-12 | 2014-12-31 | Constant | 1 | [23 empty] | From eQ_Lib.dat in MASControl 2017
D17_ECC_Ktchn_CFL_Yr | Lighting | FRACTION | WntrDsn | 2014-12-12 | 2014-12-31 | Constant | 0 | [23 empty] | From eQ_Lib.dat in MASControl 2017
D17_ECC_Ktchn_CFL_Yr | Lighting | FRACTION | Default | 2014-12-12 | 2014-12-31 | Constant | 0.035 | [23 empty] | From eQ_Lib.dat in MASControl 2017
D17_ECC_Ktchn_CFL_Yr | Lighting | FRACTION | WntrDsn | 2014-01-01 | 2014-12-31 | Constant | 0 | [23 empty] | From eQ_Lib.dat in MASControl 2017
D17_ECC_Ktchn_CFL_Yr | Lighting | FRACTION | SmrDsn | 2014-01-01 | 2014-12-31 | Constant | 1 | [23 empty] | From eQ_Lib.dat in MASControl 2017
D17_ECC_Ktchn_CFL_Yr | Lighting | FRACTION | Hol | 2014-01-01 | 2014-12-31 | Constant | 0.035 | [23 empty] | From eQ_Lib.dat in MASControl 2017
D17_ECC_Ktchn_LF_Yr | Lighting | FRACTION | SmrDsn | 2014-01-01 | 2014-01-11 | Constant | 1 | [23 empty] | From eQ_Lib.dat in MASControl 2017
D17_ECC_Ktchn_LF_Yr | Lighting | FRACTION | WntrDsn | 2014-01-01 | 2014-01-11 | Constant | 0 | [23 empty] | From eQ_Lib.dat in MASControl 2017
D17_ECC_Ktchn_LF_Yr | Lighting | FRACTION | Default | 2014-01-01 | 2014-01-11 | Constant | 0.035 | [23 empty] | From eQ_Lib.dat in MASControl 2017
D17_ECC_Ktchn_LF_Yr | Lighting | FRACTION | Default¦Wkdy | 2014-01-12 | 2014-04-03 | Hourly | 0.1 | 0.1 | 0.1 | 0.1 | 0.3 | 0.4 | 0.55 | 0.8 | 0.8 | 0.9 | 0.9 | 0.9 | 0.9 | 0.9 | 0.9 | 0.9 | 0.8 | 0.6 | 0.4 | 0.3 | 0.1 | 0.1 | 0.1 | 0.1 | From eQ_Lib.dat in MASControl 2017
D17_ECC_Ktchn_LF_Yr | Lighting | FRACTION | Wknd | 2014-01-12 | 2014-04-03 | Hourly | 0.1 | 0.1 | 0.1 | 0.1 | 0.225 | 0.3 | 0.4125 | 0.6 | 0.6 | 0.675 | 0.675 | 0.675 | 0.675 | 0.675 | 0.675 | 0.675 | 0.6 | 0.45 | 0.3 | 0.225 | 0.1 | 0.1 | 0.1 | 0.1 | From eQ_Lib.dat in MASControl 2017
D17_ECC_Ktchn_LF_Yr | Lighting | FRACTION | SmrDsn | 2014-04-04 | 2014-04-12 | Constant | 1 | [23 empty] | From eQ_Lib.dat in MASControl 2017
D17_ECC_Ktchn_LF_Yr | Lighting | FRACTION | WntrDsn | 2014-04-04 | 2014-04-12 | Constant | 0 | [23 empty] | From eQ_Lib.dat in MASControl 2017
D17_ECC_Ktchn_LF_Yr | Lighting | FRACTION | Default | 2014-04-04 | 2014-04-12 | Constant | 0.035 | [23 empty] | From eQ_Lib.dat in MASControl 2017
D17_ECC_Ktchn_LF_Yr | Lighting | FRACTION | Default¦Wkdy | 2014-04-13 | 2014-05-22 | Hourly | 0.1 | 0.1 | 0.1 | 0.1 | 0.3 | 0.4 | 0.55 | 0.8 | 0.8 | 0.9 | 0.9 | 0.9 | 0.9 | 0.9 | 0.9 | 0.9 | 0.8 | 0.6 | 0.4 | 0.3 | 0.1 | 0.1 | 0.1 | 0.1 | From eQ_Lib.dat in MASControl 2017
D17_ECC_Ktchn_LF_Yr | Lighting | FRACTION | Wknd | 2014-04-13 | 2014-05-22 | Hourly | 0.1 | 0.1 | 0.1 | 0.1 | 0.225 | 0.3 | 0.4125 | 0.6 | 0.6 | 0.675 | 0.675 | 0.675 | 0.675 | 0.675 | 0.675 | 0.675 | 0.6 | 0.45 | 0.3 | 0.225 | 0.1 | 0.1 | 0.1 | 0.1 | From eQ_Lib.dat in MASControl 2017
D17_ECC_Ktchn_LF_Yr | Lighting | FRACTION | SmrDsn | 2014-05-23 | 2014-05-31 | Constant | 1 | [23 empty] | From eQ_Lib.dat in MASControl 2017
D17_ECC_Ktchn_LF_Yr | Lighting | FRACTION | WntrDsn | 2014-05-23 | 2014-05-31 | Constant | 0 | [23 empty] | From eQ_Lib.dat in MASControl 2017
D17_ECC_Ktchn_LF_Yr | Lighting | FRACTION | Default | 2014-05-23 | 2014-05-31 | Constant | 0.035 | [23 empty] | From eQ_Lib.dat in MASControl 2017
D17_ECC_Ktchn_LF_Yr | Lighting | FRACTION | Default¦Wkdy | 2014-06-01 | 2014-08-07 | Hourly | 0.1 | 0.1 | 0.1 | 0.1 | 0.1 | 0.227 | 0.227 | 0.354 | 0.6 | 0.6 | 0.6 | 0.6 | 0.6 | 0.6 | 0.6 | 0.6 | 0.6 | 0.1952 | 0.1 | 0.1 | 0.1 | 0.1 | 0.1 | 0.1 | From eQ_Lib.dat in MASControl 2017
D17_ECC_Ktchn_LF_Yr | Lighting | FRACTION | Wknd | 2014-06-01 | 2014-08-07 | Hourly | 0.1 | 0.1 | 0.1 | 0.1 | 0.1 | 0.1403 | 0.1403 | 0.1806 | 0.2813 | 0.2813 | 0.2813 | 0.2813 | 0.2813 | 0.2813 | 0.2813 | 0.2813 | 0.1302 | 0.1 | 0.1 | 0.1 | 0.1 | 0.1 | 0.1 | 0.1 | From eQ_Lib.dat in MASControl 2017
D17_ECC_Ktchn_LF_Yr | Lighting | FRACTION | SmrDsn | 2014-08-08 | 2014-08-16 | Constant | 1 | [23 empty] | From eQ_Lib.dat in MASControl 2017
D17_ECC_Ktchn_LF_Yr | Lighting | FRACTION | WntrDsn | 2014-08-08 | 2014-08-16 | Constant | 0 | [23 empty] | From eQ_Lib.dat in MASControl 2017
D17_ECC_Ktchn_LF_Yr | Lighting | FRACTION | Default | 2014-08-08 | 2014-08-16 | Constant | 0.035 | [23 empty] | From eQ_Lib.dat in MASControl 2017
D17_ECC_Ktchn_LF_Yr | Lighting | FRACTION | Default¦Wkdy | 2014-08-17 | 2014-12-11 | Hourly | 0.1 | 0.1 | 0.1 | 0.1 | 0.3 | 0.4 | 0.55 | 0.8 | 0.8 | 0.9 | 0.9 | 0.9 | 0.9 | 0.9 | 0.9 | 0.9 | 0.8 | 0.6 | 0.4 | 0.3 | 0.1 | 0.1 | 0.1 | 0.1 | From eQ_Lib.dat in MASControl 2017
D17_ECC_Ktchn_LF_Yr | Lighting | FRACTION | Wknd | 2014-08-17 | 2014-12-11 | Hourly | 0.1 | 0.1 | 0.1 | 0.1 | 0.225 | 0.3 | 0.4125 | 0.6 | 0.6 | 0.675 | 0.675 | 0.675 | 0.675 | 0.675 | 0.675 | 0.675 | 0.6 | 0.45 | 0.3 | 0.225 | 0.1 | 0.1 | 0.1 | 0.1 | From eQ_Lib.dat in MASControl 2017
D17_ECC_Ktchn_LF_Yr | Lighting | FRACTION | SmrDsn | 2014-12-12 | 2014-12-31 | Constant | 1 | [23 empty] | From eQ_Lib.dat in MASControl 2017
D17_ECC_Ktchn_LF_Yr | Lighting | FRACTION | WntrDsn | 2014-12-12 | 2014-12-31 | Constant | 0 | [23 empty] | From eQ_Lib.dat in MASControl 2017
D17_ECC_Ktchn_LF_Yr | Lighting | FRACTION | Default | 2014-12-12 | 2014-12-31 | Constant | 0.035 | [23 empty] | From eQ_Lib.dat in MASControl 2017
D17_ECC_Ktchn_LF_Yr | Lighting | FRACTION | WntrDsn | 2014-01-01 | 2014-12-31 | Constant | 0 | [23 empty] | From eQ_Lib.dat in MASControl 2017
D17_ECC_Ktchn_LF_Yr | Lighting | FRACTION | SmrDsn | 2014-01-01 | 2014-12-31 | Constant | 1 | [23 empty] | From eQ_Lib.dat in MASControl 2017
D17_ECC_Ktchn_LF_Yr | Lighting | FRACTION | Hol | 2014-01-01 | 2014-12-31 | Constant | 0.035 | [23 empty] | From eQ_Lib.dat in MASControl 2017
D17_ECC_OffGen_CFL_Yr | Lighting | FRACTION | SmrDsn | 2014-01-01 | 2014-01-11 | Constant | 1 | [23 empty] | From eQ_Lib.dat in MASControl 2017
D17_ECC_OffGen_CFL_Yr | Lighting | FRACTION | WntrDsn | 2014-01-01 | 2014-01-11 | Constant | 0 | [23 empty] | From eQ_Lib.dat in MASControl 2017
D17_ECC_OffGen_CFL_Yr | Lighting | FRACTION | Default | 2014-01-01 | 2014-01-11 | Constant | 0.02 | [23 empty] | From eQ_Lib.dat in MASControl 2017
D17_ECC_OffGen_CFL_Yr | Lighting | FRACTION | Default¦Wkdy | 2014-01-12 | 2014-04-03 | Hourly | 0.1 | 0.1 | 0.1 | 0.1 | 0.1 | 0.3 | 0.3 | 0.5 | 0.9 | 0.9 | 0.9 | 0.9 | 0.9 | 0.9 | 0.9 | 0.9 | 0.9 | 0.25 | 0.1 | 0.1 | 0.1 | 0.1 | 0.1 | 0.1 | From eQ_Lib.dat in MASControl 2017
D17_ECC_OffGen_CFL_Yr | Lighting | FRACTION | Wknd | 2014-01-12 | 2014-04-03 | Hourly | 0.1 | 0.1 | 0.1 | 0.1 | 0.1 | 0.1 | 0.2444 | 0.2444 | 0.3889 | 0.7 | 0.7 | 0.7 | 0.7 | 0.7 | 0.7 | 0.7 | 0.3889 | 0.1 | 0.1 | 0.1 | 0.1 | 0.1 | 0.1 | 0.1 | From eQ_Lib.dat in MASControl 2017
D17_ECC_OffGen_CFL_Yr | Lighting | FRACTION | SmrDsn | 2014-04-04 | 2014-04-12 | Constant | 1 | [23 empty] | From eQ_Lib.dat in MASControl 2017
D17_ECC_OffGen_CFL_Yr | Lighting | FRACTION | WntrDsn | 2014-04-04 | 2014-04-12 | Constant | 0 | [23 empty] | From eQ_Lib.dat in MASControl 2017
D17_ECC_OffGen_CFL_Yr | Lighting | FRACTION | Default | 2014-04-04 | 2014-04-12 | Constant | 0.02 | [23 empty] | From eQ_Lib.dat in MASControl 2017
D17_ECC_OffGen_CFL_Yr | Lighting | FRACTION | Default¦Wkdy | 2014-04-13 | 2014-05-22 | Hourly | 0.1 | 0.1 | 0.1 | 0.1 | 0.1 | 0.3 | 0.3 | 0.5 | 0.9 | 0.9 | 0.9 | 0.9 | 0.9 | 0.9 | 0.9 | 0.9 | 0.9 | 0.25 | 0.1 | 0.1 | 0.1 | 0.1 | 0.1 | 0.1 | From eQ_Lib.dat in MASControl 2017
D17_ECC_OffGen_CFL_Yr | Lighting | FRACTION | Wknd | 2014-04-13 | 2014-05-22 | Hourly | 0.1 | 0.1 | 0.1 | 0.1 | 0.1 | 0.1 | 0.2444 | 0.2444 | 0.3889 | 0.7 | 0.7 | 0.7 | 0.7 | 0.7 | 0.7 | 0.7 | 0.3889 | 0.1 | 0.1 | 0.1 | 0.1 | 0.1 | 0.1 | 0.1 | From eQ_Lib.dat in MASControl 2017
D17_ECC_OffGen_CFL_Yr | Lighting | FRACTION | SmrDsn | 2014-05-23 | 2014-05-31 | Constant | 1 | [23 empty] | From eQ_Lib.dat in MASControl 2017
D17_ECC_OffGen_CFL_Yr | Lighting | FRACTION | WntrDsn | 2014-05-23 | 2014-05-31 | Constant | 0 | [23 empty] | From eQ_Lib.dat in MASControl 2017
D17_ECC_OffGen_CFL_Yr | Lighting | FRACTION | Default | 2014-05-23 | 2014-05-31 | Constant | 0.02 | [23 empty] | From eQ_Lib.dat in MASControl 2017
D17_ECC_OffGen_CFL_Yr | Lighting | FRACTION | Default¦Wkdy | 2014-06-01 | 2014-08-07 | Hourly | 0.1 | 0.1 | 0.1 | 0.1 | 0.1 | 0.2438 | 0.2438 | 0.3875 | 0.675 | 0.675 | 0.675 | 0.675 | 0.675 | 0.675 | 0.675 | 0.675 | 0.2078 | 0.1 | 0.1 | 0.1 | 0.1 | 0.1 | 0.1 | 0.1 | From eQ_Lib.dat in MASControl 2017
D17_ECC_OffGen_CFL_Yr | Lighting | FRACTION | Wknd | 2014-06-01 | 2014-08-07 | Hourly | 0.1 | 0.1 | 0.1 | 0.1 | 0.1 | 0.1 | 0.1403 | 0.1403 | 0.1806 | 0.2813 | 0.2813 | 0.2813 | 0.2813 | 0.2813 | 0.2813 | 0.1806 | 0.1 | 0.1 | 0.1 | 0.1 | 0.1 | 0.1 | 0.1 | 0.1 | From eQ_Lib.dat in MASControl 2017
D17_ECC_OffGen_CFL_Yr | Lighting | FRACTION | SmrDsn | 2014-08-08 | 2014-08-16 | Constant | 1 | [23 empty] | From eQ_Lib.dat in MASControl 2017
D17_ECC_OffGen_CFL_Yr | Lighting | FRACTION | WntrDsn | 2014-08-08 | 2014-08-16 | Constant | 0 | [23 empty] | From eQ_Lib.dat in MASControl 2017
D17_ECC_OffGen_CFL_Yr | Lighting | FRACTION | Default | 2014-08-08 | 2014-08-16 | Constant | 0.02 | [23 empty] | From eQ_Lib.dat in MASControl 2017
D17_ECC_OffGen_CFL_Yr | Lighting | FRACTION | Default¦Wkdy | 2014-08-17 | 2014-12-11 | Hourly | 0.1 | 0.1 | 0.1 | 0.1 | 0.1 | 0.3 | 0.3 | 0.5 | 0.9 | 0.9 | 0.9 | 0.9 | 0.9 | 0.9 | 0.9 | 0.9 | 0.9 | 0.25 | 0.1 | 0.1 | 0.1 | 0.1 | 0.1 | 0.1 | From eQ_Lib.dat in MASControl 2017
D17_ECC_OffGen_CFL_Yr | Lighting | FRACTION | Wknd | 2014-08-17 | 2014-12-11 | Hourly | 0.1 | 0.1 | 0.1 | 0.1 | 0.1 | 0.1 | 0.2444 | 0.2444 | 0.3889 | 0.7 | 0.7 | 0.7 | 0.7 | 0.7 | 0.7 | 0.7 | 0.3889 | 0.1 | 0.1 | 0.1 | 0.1 | 0.1 | 0.1 | 0.1 | From eQ_Lib.dat in MASControl 2017
D17_ECC_OffGen_CFL_Yr | Lighting | FRACTION | SmrDsn | 2014-12-12 | 2014-12-31 | Constant | 1 | [23 empty] | From eQ_Lib.dat in MASControl 2017
D17_ECC_OffGen_CFL_Yr | Lighting | FRACTION | WntrDsn | 2014-12-12 | 2014-12-31 | Constant | 0 | [23 empty] | From eQ_Lib.dat in MASControl 2017
D17_ECC_OffGen_CFL_Yr | Lighting | FRACTION | Default | 2014-12-12 | 2014-12-31 | Constant | 0.02 | [23 empty] | From eQ_Lib.dat in MASControl 2017
D17_ECC_OffGen_CFL_Yr | Lighting | FRACTION | WntrDsn | 2014-01-01 | 2014-12-31 | Constant | 0 | [23 empty] | From eQ_Lib.dat in MASControl 2017
D17_ECC_OffGen_CFL_Yr | Lighting | FRACTION | SmrDsn | 2014-01-01 | 2014-12-31 | Constant | 1 | [23 empty] | From eQ_Lib.dat in MASControl 2017
D17_ECC_OffGen_CFL_Yr | Lighting | FRACTION | Hol | 2014-01-01 | 2014-12-31 | Constant | 0.035 | [23 empty] | From eQ_Lib.dat in MASControl 2017
D17_ECC_OffGen_LF_Yr | Lighting | FRACTION | SmrDsn | 2014-01-01 | 2014-01-11 | Constant | 1 | [23 empty] | From eQ_Lib.dat in MASControl 2017
D17_ECC_OffGen_LF_Yr | Lighting | FRACTION | WntrDsn | 2014-01-01 | 2014-01-11 | Constant | 0 | [23 empty] | From eQ_Lib.dat in MASControl 2017
D17_ECC_OffGen_LF_Yr | Lighting | FRACTION | Default | 2014-01-01 | 2014-01-11 | Constant | 0.02 | [23 empty] | From eQ_Lib.dat in MASControl 2017
D17_ECC_OffGen_LF_Yr | Lighting | FRACTION | Default¦Wkdy | 2014-01-12 | 2014-04-03 | Hourly | 0.1 | 0.1 | 0.1 | 0.1 | 0.1 | 0.3 | 0.3 | 0.5 | 0.9 | 0.9 | 0.9 | 0.9 | 0.9 | 0.9 | 0.9 | 0.9 | 0.9 | 0.25 | 0.1 | 0.1 | 0.1 | 0.1 | 0.1 | 0.1 | From eQ_Lib.dat in MASControl 2017
D17_ECC_OffGen_LF_Yr | Lighting | FRACTION | Wknd | 2014-01-12 | 2014-04-03 | Hourly | 0.1 | 0.1 | 0.1 | 0.1 | 0.1 | 0.1 | 0.2444 | 0.2444 | 0.3889 | 0.7 | 0.7 | 0.7 | 0.7 | 0.7 | 0.7 | 0.7 | 0.3889 | 0.1 | 0.1 | 0.1 | 0.1 | 0.1 | 0.1 | 0.1 | From eQ_Lib.dat in MASControl 2017
D17_ECC_OffGen_LF_Yr | Lighting | FRACTION | SmrDsn | 2014-04-04 | 2014-04-12 | Constant | 1 | [23 empty] | From eQ_Lib.dat in MASControl 2017
D17_ECC_OffGen_LF_Yr | Lighting | FRACTION | WntrDsn | 2014-04-04 | 2014-04-12 | Constant | 0 | [23 empty] | From eQ_Lib.dat in MASControl 2017
D17_ECC_OffGen_LF_Yr | Lighting | FRACTION | Default | 2014-04-04 | 2014-04-12 | Constant | 0.02 | [23 empty] | From eQ_Lib.dat in MASControl 2017
D17_ECC_OffGen_LF_Yr | Lighting | FRACTION | Default¦Wkdy | 2014-04-13 | 2014-05-22 | Hourly | 0.1 | 0.1 | 0.1 | 0.1 | 0.1 | 0.3 | 0.3 | 0.5 | 0.9 | 0.9 | 0.9 | 0.9 | 0.9 | 0.9 | 0.9 | 0.9 | 0.9 | 0.25 | 0.1 | 0.1 | 0.1 | 0.1 | 0.1 | 0.1 | From eQ_Lib.dat in MASControl 2017
D17_ECC_OffGen_LF_Yr | Lighting | FRACTION | Wknd | 2014-04-13 | 2014-05-22 | Hourly | 0.1 | 0.1 | 0.1 | 0.1 | 0.1 | 0.1 | 0.2444 | 0.2444 | 0.3889 | 0.7 | 0.7 | 0.7 | 0.7 | 0.7 | 0.7 | 0.7 | 0.3889 | 0.1 | 0.1 | 0.1 | 0.1 | 0.1 | 0.1 | 0.1 | From eQ_Lib.dat in MASControl 2017
D17_ECC_OffGen_LF_Yr | Lighting | FRACTION | SmrDsn | 2014-05-23 | 2014-05-31 | Constant | 1 | [23 empty] | From eQ_Lib.dat in MASControl 2017
D17_ECC_OffGen_LF_Yr | Lighting | FRACTION | WntrDsn | 2014-05-23 | 2014-05-31 | Constant | 0 | [23 empty] | From eQ_Lib.dat in MASControl 2017
D17_ECC_OffGen_LF_Yr | Lighting | FRACTION | Default | 2014-05-23 | 2014-05-31 | Constant | 0.02 | [23 empty] | From eQ_Lib.dat in MASControl 2017
D17_ECC_OffGen_LF_Yr | Lighting | FRACTION | Default¦Wkdy | 2014-06-01 | 2014-08-07 | Hourly | 0.1 | 0.1 | 0.1 | 0.1 | 0.1 | 0.2438 | 0.2438 | 0.3875 | 0.675 | 0.675 | 0.675 | 0.675 | 0.675 | 0.675 | 0.675 | 0.675 | 0.2078 | 0.1 | 0.1 | 0.1 | 0.1 | 0.1 | 0.1 | 0.1 | From eQ_Lib.dat in MASControl 2017
D17_ECC_OffGen_LF_Yr | Lighting | FRACTION | Wknd | 2014-06-01 | 2014-08-07 | Hourly | 0.1 | 0.1 | 0.1 | 0.1 | 0.1 | 0.1 | 0.1403 | 0.1403 | 0.1806 | 0.2813 | 0.2813 | 0.2813 | 0.2813 | 0.2813 | 0.2813 | 0.1806 | 0.1 | 0.1 | 0.1 | 0.1 | 0.1 | 0.1 | 0.1 | 0.1 | From eQ_Lib.dat in MASControl 2017
D17_ECC_OffGen_LF_Yr | Lighting | FRACTION | SmrDsn | 2014-08-08 | 2014-08-16 | Constant | 1 | [23 empty] | From eQ_Lib.dat in MASControl 2017
D17_ECC_OffGen_LF_Yr | Lighting | FRACTION | WntrDsn | 2014-08-08 | 2014-08-16 | Constant | 0 | [23 empty] | From eQ_Lib.dat in MASControl 2017
D17_ECC_OffGen_LF_Yr | Lighting | FRACTION | Default | 2014-08-08 | 2014-08-16 | Constant | 0.02 | [23 empty] | From eQ_Lib.dat in MASControl 2017
D17_ECC_OffGen_LF_Yr | Lighting | FRACTION | Default¦Wkdy | 2014-08-17 | 2014-12-11 | Hourly | 0.1 | 0.1 | 0.1 | 0.1 | 0.1 | 0.3 | 0.3 | 0.5 | 0.9 | 0.9 | 0.9 | 0.9 | 0.9 | 0.9 | 0.9 | 0.9 | 0.9 | 0.25 | 0.1 | 0.1 | 0.1 | 0.1 | 0.1 | 0.1 | From eQ_Lib.dat in MASControl 2017
D17_ECC_OffGen_LF_Yr | Lighting | FRACTION | Wknd | 2014-08-17 | 2014-12-11 | Hourly | 0.1 | 0.1 | 0.1 | 0.1 | 0.1 | 0.1 | 0.2444 | 0.2444 | 0.3889 | 0.7 | 0.7 | 0.7 | 0.7 | 0.7 | 0.7 | 0.7 | 0.3889 | 0.1 | 0.1 | 0.1 | 0.1 | 0.1 | 0.1 | 0.1 | From eQ_Lib.dat in MASControl 2017
D17_ECC_OffGen_LF_Yr | Lighting | FRACTION | SmrDsn | 2014-12-12 | 2014-12-31 | Constant | 1 | [23 empty] | From eQ_Lib.dat in MASControl 2017
D17_ECC_OffGen_LF_Yr | Lighting | FRACTION | WntrDsn | 2014-12-12 | 2014-12-31 | Constant | 0 | [23 empty] | From eQ_Lib.dat in MASControl 2017
D17_ECC_OffGen_LF_Yr | Lighting | FRACTION | Default | 2014-12-12 | 2014-12-31 | Constant | 0.02 | [23 empty] | From eQ_Lib.dat in MASControl 2017
D17_ECC_OffGen_LF_Yr | Lighting | FRACTION | WntrDsn | 2014-01-01 | 2014-12-31 | Constant | 0 | [23 empty] | From eQ_Lib.dat in MASControl 2017
D17_ECC_OffGen_LF_Yr | Lighting | FRACTION | SmrDsn | 2014-01-01 | 2014-12-31 | Constant | 1 | [23 empty] | From eQ_Lib.dat in MASControl 2017
D17_ECC_OffGen_LF_Yr | Lighting | FRACTION | Hol | 2014-01-01 | 2014-12-31 | Constant | 0.035 | [23 empty] | From eQ_Lib.dat in MASControl 2017
D17_ECC_Restrm_CFL_Yr | Lighting | FRACTION | SmrDsn | 2014-01-01 | 2014-01-11 | Constant | 1 | [23 empty] | From eQ_Lib.dat in MASControl 2017
D17_ECC_Restrm_CFL_Yr | Lighting | FRACTION | WntrDsn | 2014-01-01 | 2014-01-11 | Constant | 0 | [23 empty] | From eQ_Lib.dat in MASControl 2017
D17_ECC_Restrm_CFL_Yr | Lighting | FRACTION | Default | 2014-01-01 | 2014-01-11 | Constant | 0.02 | [23 empty] | From eQ_Lib.dat in MASControl 2017
D17_ECC_Restrm_CFL_Yr | Lighting | FRACTION | Default¦Wkdy | 2014-01-12 | 2014-04-03 | Hourly | 0.1 | 0.1 | 0.1 | 0.1 | 0.1 | 0.265 | 0.43 | 0.595 | 0.76 | 0.76 | 0.76 | 0.76 | 0.76 | 0.76 | 0.76 | 0.76 | 0.76 | 0.76 | 0.595 | 0.43 | 0.265 | 0.1 | 0.1 | 0.1 | From eQ_Lib.dat in MASControl 2017
D17_ECC_Restrm_CFL_Yr | Lighting | FRACTION | Wknd | 2014-01-12 | 2014-04-03 | Hourly | 0.05 | 0.05 | 0.05 | 0.05 | 0.05 | 0.05 | 0.05 | 0.25 | 0.25 | 0.25 | 0.25 | 0.25 | 0.25 | 0.25 | 0.25 | 0.25 | 0.05 | 0.05 | 0.05 | 0.05 | 0.05 | 0.05 | 0.05 | 0.05 | From eQ_Lib.dat in MASControl 2017
D17_ECC_Restrm_CFL_Yr | Lighting | FRACTION | SmrDsn | 2014-04-04 | 2014-04-12 | Constant | 1 | [23 empty] | From eQ_Lib.dat in MASControl 2017
D17_ECC_Restrm_CFL_Yr | Lighting | FRACTION | WntrDsn | 2014-04-04 | 2014-04-12 | Constant | 0 | [23 empty] | From eQ_Lib.dat in MASControl 2017
D17_ECC_Restrm_CFL_Yr | Lighting | FRACTION | Default | 2014-04-04 | 2014-04-12 | Constant | 0.02 | [23 empty] | From eQ_Lib.dat in MASControl 2017
D17_ECC_Restrm_CFL_Yr | Lighting | FRACTION | Default¦Wkdy | 2014-04-13 | 2014-05-22 | Hourly | 0.1 | 0.1 | 0.1 | 0.1 | 0.1 | 0.265 | 0.43 | 0.595 | 0.76 | 0.76 | 0.76 | 0.76 | 0.76 | 0.76 | 0.76 | 0.76 | 0.76 | 0.76 | 0.595 | 0.43 | 0.265 | 0.1 | 0.1 | 0.1 | From eQ_Lib.dat in MASControl 2017
D17_ECC_Restrm_CFL_Yr | Lighting | FRACTION | Wknd | 2014-04-13 | 2014-05-22 | Hourly | 0.05 | 0.05 | 0.05 | 0.05 | 0.05 | 0.05 | 0.05 | 0.25 | 0.25 | 0.25 | 0.25 | 0.25 | 0.25 | 0.25 | 0.25 | 0.25 | 0.05 | 0.05 | 0.05 | 0.05 | 0.05 | 0.05 | 0.05 | 0.05 | From eQ_Lib.dat in MASControl 2017
D17_ECC_Restrm_CFL_Yr | Lighting | FRACTION | SmrDsn | 2014-05-23 | 2014-05-31 | Constant | 1 | [23 empty] | From eQ_Lib.dat in MASControl 2017
D17_ECC_Restrm_CFL_Yr | Lighting | FRACTION | WntrDsn | 2014-05-23 | 2014-05-31 | Constant | 0 | [23 empty] | From eQ_Lib.dat in MASControl 2017
D17_ECC_Restrm_CFL_Yr | Lighting | FRACTION | Default | 2014-05-23 | 2014-05-31 | Constant | 0.02 | [23 empty] | From eQ_Lib.dat in MASControl 2017
D17_ECC_Restrm_CFL_Yr | Lighting | FRACTION | Default¦Wkdy | 2014-06-01 | 2014-08-07 | Hourly | 0.1 | 0.1 | 0.1 | 0.1 | 0.1 | 0.1969 | 0.2938 | 0.3906 | 0.4875 | 0.4875 | 0.4875 | 0.4875 | 0.4875 | 0.4875 | 0.4875 | 0.4875 | 0.3906 | 0.2938 | 0.1969 | 0.1 | 0.1 | 0.1 | 0.1 | 0.1 | From eQ_Lib.dat in MASControl 2017
D17_ECC_Restrm_CFL_Yr | Lighting | FRACTION | Wknd | 2014-06-01 | 2014-08-07 | Hourly | 0.05 | 0.05 | 0.05 | 0.05 | 0.05 | 0.05 | 0.05 | 0.1875 | 0.1875 | 0.1875 | 0.1875 | 0.1875 | 0.1875 | 0.1875 | 0.05 | 0.05 | 0.05 | 0.05 | 0.05 | 0.05 | 0.05 | 0.05 | 0.05 | 0.05 | From eQ_Lib.dat in MASControl 2017
D17_ECC_Restrm_CFL_Yr | Lighting | FRACTION | SmrDsn | 2014-08-08 | 2014-08-16 | Constant | 1 | [23 empty] | From eQ_Lib.dat in MASControl 2017
D17_ECC_Restrm_CFL_Yr | Lighting | FRACTION | WntrDsn | 2014-08-08 | 2014-08-16 | Constant | 0 | [23 empty] | From eQ_Lib.dat in MASControl 2017
D17_ECC_Restrm_CFL_Yr | Lighting | FRACTION | Default | 2014-08-08 | 2014-08-16 | Constant | 0.02 | [23 empty] | From eQ_Lib.dat in MASControl 2017
D17_ECC_Restrm_CFL_Yr | Lighting | FRACTION | Default¦Wkdy | 2014-08-17 | 2014-12-11 | Hourly | 0.1 | 0.1 | 0.1 | 0.1 | 0.1 | 0.265 | 0.43 | 0.595 | 0.76 | 0.76 | 0.76 | 0.76 | 0.76 | 0.76 | 0.76 | 0.76 | 0.76 | 0.76 | 0.595 | 0.43 | 0.265 | 0.1 | 0.1 | 0.1 | From eQ_Lib.dat in MASControl 2017
D17_ECC_Restrm_CFL_Yr | Lighting | FRACTION | Wknd | 2014-08-17 | 2014-12-11 | Hourly | 0.05 | 0.05 | 0.05 | 0.05 | 0.05 | 0.05 | 0.05 | 0.25 | 0.25 | 0.25 | 0.25 | 0.25 | 0.25 | 0.25 | 0.25 | 0.25 | 0.05 | 0.05 | 0.05 | 0.05 | 0.05 | 0.05 | 0.05 | 0.05 | From eQ_Lib.dat in MASControl 2017
D17_ECC_Restrm_CFL_Yr | Lighting | FRACTION | SmrDsn | 2014-12-12 | 2014-12-31 | Constant | 1 | [23 empty] | From eQ_Lib.dat in MASControl 2017
D17_ECC_Restrm_CFL_Yr | Lighting | FRACTION | WntrDsn | 2014-12-12 | 2014-12-31 | Constant | 0 | [23 empty] | From eQ_Lib.dat in MASControl 2017
D17_ECC_Restrm_CFL_Yr | Lighting | FRACTION | Default | 2014-12-12 | 2014-12-31 | Constant | 0.02 | [23 empty] | From eQ_Lib.dat in MASControl 2017
D17_ECC_Restrm_CFL_Yr | Lighting | FRACTION | WntrDsn | 2014-01-01 | 2014-12-31 | Constant | 0 | [23 empty] | From eQ_Lib.dat in MASControl 2017
D17_ECC_Restrm_CFL_Yr | Lighting | FRACTION | SmrDsn | 2014-01-01 | 2014-12-31 | Constant | 1 | [23 empty] | From eQ_Lib.dat in MASControl 2017
D17_ECC_Restrm_CFL_Yr | Lighting | FRACTION | Hol | 2014-01-01 | 2014-12-31 | Constant | 0.035 | [23 empty] | From eQ_Lib.dat in MASControl 2017
D17_ECC_Restrm_LF_Yr | Lighting | FRACTION | SmrDsn | 2014-01-01 | 2014-01-11 | Constant | 1 | [23 empty] | From eQ_Lib.dat in MASControl 2017
D17_ECC_Restrm_LF_Yr | Lighting | FRACTION | WntrDsn | 2014-01-01 | 2014-01-11 | Constant | 0 | [23 empty] | From eQ_Lib.dat in MASControl 2017
D17_ECC_Restrm_LF_Yr | Lighting | FRACTION | Default | 2014-01-01 | 2014-01-11 | Constant | 0.02 | [23 empty] | From eQ_Lib.dat in MASControl 2017
D17_ECC_Restrm_LF_Yr | Lighting | FRACTION | Default¦Wkdy | 2014-01-12 | 2014-04-03 | Hourly | 0.1 | 0.1 | 0.1 | 0.1 | 0.1 | 0.265 | 0.43 | 0.595 | 0.76 | 0.76 | 0.76 | 0.76 | 0.76 | 0.76 | 0.76 | 0.76 | 0.76 | 0.76 | 0.595 | 0.43 | 0.265 | 0.1 | 0.1 | 0.1 | From eQ_Lib.dat in MASControl 2017
D17_ECC_Restrm_LF_Yr | Lighting | FRACTION | Wknd | 2014-01-12 | 2014-04-03 | Hourly | 0.05 | 0.05 | 0.05 | 0.05 | 0.05 | 0.05 | 0.05 | 0.25 | 0.25 | 0.25 | 0.25 | 0.25 | 0.25 | 0.25 | 0.25 | 0.25 | 0.05 | 0.05 | 0.05 | 0.05 | 0.05 | 0.05 | 0.05 | 0.05 | From eQ_Lib.dat in MASControl 2017
D17_ECC_Restrm_LF_Yr | Lighting | FRACTION | SmrDsn | 2014-04-04 | 2014-04-12 | Constant | 1 | [23 empty] | From eQ_Lib.dat in MASControl 2017
D17_ECC_Restrm_LF_Yr | Lighting | FRACTION | WntrDsn | 2014-04-04 | 2014-04-12 | Constant | 0 | [23 empty] | From eQ_Lib.dat in MASControl 2017
D17_ECC_Restrm_LF_Yr | Lighting | FRACTION | Default | 2014-04-04 | 2014-04-12 | Constant | 0.02 | [23 empty] | From eQ_Lib.dat in MASControl 2017
D17_ECC_Restrm_LF_Yr | Lighting | FRACTION | Default¦Wkdy | 2014-04-13 | 2014-05-22 | Hourly | 0.1 | 0.1 | 0.1 | 0.1 | 0.1 | 0.265 | 0.43 | 0.595 | 0.76 | 0.76 | 0.76 | 0.76 | 0.76 | 0.76 | 0.76 | 0.76 | 0.76 | 0.76 | 0.595 | 0.43 | 0.265 | 0.1 | 0.1 | 0.1 | From eQ_Lib.dat in MASControl 2017
D17_ECC_Restrm_LF_Yr | Lighting | FRACTION | Wknd | 2014-04-13 | 2014-05-22 | Hourly | 0.05 | 0.05 | 0.05 | 0.05 | 0.05 | 0.05 | 0.05 | 0.25 | 0.25 | 0.25 | 0.25 | 0.25 | 0.25 | 0.25 | 0.25 | 0.25 | 0.05 | 0.05 | 0.05 | 0.05 | 0.05 | 0.05 | 0.05 | 0.05 | From eQ_Lib.dat in MASControl 2017
D17_ECC_Restrm_LF_Yr | Lighting | FRACTION | SmrDsn | 2014-05-23 | 2014-05-31 | Constant | 1 | [23 empty] | From eQ_Lib.dat in MASControl 2017
D17_ECC_Restrm_LF_Yr | Lighting | FRACTION | WntrDsn | 2014-05-23 | 2014-05-31 | Constant | 0 | [23 empty] | From eQ_Lib.dat in MASControl 2017
D17_ECC_Restrm_LF_Yr | Lighting | FRACTION | Default | 2014-05-23 | 2014-05-31 | Constant | 0.02 | [23 empty] | From eQ_Lib.dat in MASControl 2017
D17_ECC_Restrm_LF_Yr | Lighting | FRACTION | Default¦Wkdy | 2014-06-01 | 2014-08-07 | Hourly | 0.1 | 0.1 | 0.1 | 0.1 | 0.1 | 0.1969 | 0.2938 | 0.3906 | 0.4875 | 0.4875 | 0.4875 | 0.4875 | 0.4875 | 0.4875 | 0.4875 | 0.4875 | 0.3906 | 0.2938 | 0.1969 | 0.1 | 0.1 | 0.1 | 0.1 | 0.1 | From eQ_Lib.dat in MASControl 2017
D17_ECC_Restrm_LF_Yr | Lighting | FRACTION | Wknd | 2014-06-01 | 2014-08-07 | Hourly | 0.05 | 0.05 | 0.05 | 0.05 | 0.05 | 0.05 | 0.05 | 0.1875 | 0.1875 | 0.1875 | 0.1875 | 0.1875 | 0.1875 | 0.1875 | 0.05 | 0.05 | 0.05 | 0.05 | 0.05 | 0.05 | 0.05 | 0.05 | 0.05 | 0.05 | From eQ_Lib.dat in MASControl 2017
D17_ECC_Restrm_LF_Yr | Lighting | FRACTION | SmrDsn | 2014-08-08 | 2014-08-16 | Constant | 1 | [23 empty] | From eQ_Lib.dat in MASControl 2017
D17_ECC_Restrm_LF_Yr | Lighting | FRACTION | WntrDsn | 2014-08-08 | 2014-08-16 | Constant | 0 | [23 empty] | From eQ_Lib.dat in MASControl 2017
D17_ECC_Restrm_LF_Yr | Lighting | FRACTION | Default | 2014-08-08 | 2014-08-16 | Constant | 0.02 | [23 empty] | From eQ_Lib.dat in MASControl 2017
D17_ECC_Restrm_LF_Yr | Lighting | FRACTION | Default¦Wkdy | 2014-08-17 | 2014-12-11 | Hourly | 0.1 | 0.1 | 0.1 | 0.1 | 0.1 | 0.265 | 0.43 | 0.595 | 0.76 | 0.76 | 0.76 | 0.76 | 0.76 | 0.76 | 0.76 | 0.76 | 0.76 | 0.76 | 0.595 | 0.43 | 0.265 | 0.1 | 0.1 | 0.1 | From eQ_Lib.dat in MASControl 2017
D17_ECC_Restrm_LF_Yr | Lighting | FRACTION | Wknd | 2014-08-17 | 2014-12-11 | Hourly | 0.05 | 0.05 | 0.05 | 0.05 | 0.05 | 0.05 | 0.05 | 0.25 | 0.25 | 0.25 | 0.25 | 0.25 | 0.25 | 0.25 | 0.25 | 0.25 | 0.05 | 0.05 | 0.05 | 0.05 | 0.05 | 0.05 | 0.05 | 0.05 | From eQ_Lib.dat in MASControl 2017
D17_ECC_Restrm_LF_Yr | Lighting | FRACTION | SmrDsn | 2014-12-12 | 2014-12-31 | Constant | 1 | [23 empty] | From eQ_Lib.dat in MASControl 2017
D17_ECC_Restrm_LF_Yr | Lighting | FRACTION | WntrDsn | 2014-12-12 | 2014-12-31 | Constant | 0 | [23 empty] | From eQ_Lib.dat in MASControl 2017
D17_ECC_Restrm_LF_Yr | Lighting | FRACTION | Default | 2014-12-12 | 2014-12-31 | Constant | 0.02 | [23 empty] | From eQ_Lib.dat in MASControl 2017
D17_ECC_Restrm_LF_Yr | Lighting | FRACTION | WntrDsn | 2014-01-01 | 2014-12-31 | Constant | 0 | [23 empty] | From eQ_Lib.dat in MASControl 2017
D17_ECC_Restrm_LF_Yr | Lighting | FRACTION | SmrDsn | 2014-01-01 | 2014-12-31 | Constant | 1 | [23 empty] | From eQ_Lib.dat in MASControl 2017
D17_ECC_Restrm_LF_Yr | Lighting | FRACTION | Hol | 2014-01-01 | 2014-12-31 | Constant | 0.035 | [23 empty] | From eQ_Lib.dat in MASControl 2017
D17_ECC_StCond_CFL_Yr | Lighting | FRACTION | SmrDsn | 2014-01-01 | 2014-01-11 | Constant | 1 | [23 empty] | From eQ_Lib.dat in MASControl 2017
D17_ECC_StCond_CFL_Yr | Lighting | FRACTION | WntrDsn | 2014-01-01 | 2014-01-11 | Constant | 0 | [23 empty] | From eQ_Lib.dat in MASControl 2017
D17_ECC_StCond_CFL_Yr | Lighting | FRACTION | Default | 2014-01-01 | 2014-01-11 | Constant | 0.02 | [23 empty] | From eQ_Lib.dat in MASControl 2017
D17_ECC_StCond_CFL_Yr | Lighting | FRACTION | Default¦Wkdy | 2014-01-12 | 2014-04-03 | Hourly | 0.1 | 0.1 | 0.1 | 0.1 | 0.1 | 0.265 | 0.43 | 0.595 | 0.76 | 0.76 | 0.76 | 0.76 | 0.76 | 0.76 | 0.76 | 0.76 | 0.76 | 0.76 | 0.595 | 0.43 | 0.265 | 0.1 | 0.1 | 0.1 | From eQ_Lib.dat in MASControl 2017
D17_ECC_StCond_CFL_Yr | Lighting | FRACTION | Wknd | 2014-01-12 | 2014-04-03 | Hourly | 0.05 | 0.05 | 0.05 | 0.05 | 0.05 | 0.05 | 0.05 | 0.25 | 0.25 | 0.25 | 0.25 | 0.25 | 0.25 | 0.25 | 0.25 | 0.25 | 0.05 | 0.05 | 0.05 | 0.05 | 0.05 | 0.05 | 0.05 | 0.05 | From eQ_Lib.dat in MASControl 2017
D17_ECC_StCond_CFL_Yr | Lighting | FRACTION | SmrDsn | 2014-04-04 | 2014-04-12 | Constant | 1 | [23 empty] | From eQ_Lib.dat in MASControl 2017
D17_ECC_StCond_CFL_Yr | Lighting | FRACTION | WntrDsn | 2014-04-04 | 2014-04-12 | Constant | 0 | [23 empty] | From eQ_Lib.dat in MASControl 2017
D17_ECC_StCond_CFL_Yr | Lighting | FRACTION | Default | 2014-04-04 | 2014-04-12 | Constant | 0.02 | [23 empty] | From eQ_Lib.dat in MASControl 2017
D17_ECC_StCond_CFL_Yr | Lighting | FRACTION | Default¦Wkdy | 2014-04-13 | 2014-05-22 | Hourly | 0.1 | 0.1 | 0.1 | 0.1 | 0.1 | 0.265 | 0.43 | 0.595 | 0.76 | 0.76 | 0.76 | 0.76 | 0.76 | 0.76 | 0.76 | 0.76 | 0.76 | 0.76 | 0.595 | 0.43 | 0.265 | 0.1 | 0.1 | 0.1 | From eQ_Lib.dat in MASControl 2017
D17_ECC_StCond_CFL_Yr | Lighting | FRACTION | Wknd | 2014-04-13 | 2014-05-22 | Hourly | 0.05 | 0.05 | 0.05 | 0.05 | 0.05 | 0.05 | 0.05 | 0.25 | 0.25 | 0.25 | 0.25 | 0.25 | 0.25 | 0.25 | 0.25 | 0.25 | 0.05 | 0.05 | 0.05 | 0.05 | 0.05 | 0.05 | 0.05 | 0.05 | From eQ_Lib.dat in MASControl 2017
D17_ECC_StCond_CFL_Yr | Lighting | FRACTION | SmrDsn | 2014-05-23 | 2014-05-31 | Constant | 1 | [23 empty] | From eQ_Lib.dat in MASControl 2017
D17_ECC_StCond_CFL_Yr | Lighting | FRACTION | WntrDsn | 2014-05-23 | 2014-05-31 | Constant | 0 | [23 empty] | From eQ_Lib.dat in MASControl 2017
D17_ECC_StCond_CFL_Yr | Lighting | FRACTION | Default | 2014-05-23 | 2014-05-31 | Constant | 0.02 | [23 empty] | From eQ_Lib.dat in MASControl 2017
D17_ECC_StCond_CFL_Yr | Lighting | FRACTION | Default¦Wkdy | 2014-06-01 | 2014-08-07 | Hourly | 0.1 | 0.1 | 0.1 | 0.1 | 0.1 | 0.1969 | 0.2938 | 0.3906 | 0.4875 | 0.4875 | 0.4875 | 0.4875 | 0.4875 | 0.4875 | 0.4875 | 0.4875 | 0.3906 | 0.2938 | 0.1969 | 0.1 | 0.1 | 0.1 | 0.1 | 0.1 | From eQ_Lib.dat in MASControl 2017
D17_ECC_StCond_CFL_Yr | Lighting | FRACTION | Wknd | 2014-06-01 | 2014-08-07 | Hourly | 0.05 | 0.05 | 0.05 | 0.05 | 0.05 | 0.05 | 0.05 | 0.1875 | 0.1875 | 0.1875 | 0.1875 | 0.1875 | 0.1875 | 0.1875 | 0.05 | 0.05 | 0.05 | 0.05 | 0.05 | 0.05 | 0.05 | 0.05 | 0.05 | 0.05 | From eQ_Lib.dat in MASControl 2017
D17_ECC_StCond_CFL_Yr | Lighting | FRACTION | SmrDsn | 2014-08-08 | 2014-08-16 | Constant | 1 | [23 empty] | From eQ_Lib.dat in MASControl 2017
D17_ECC_StCond_CFL_Yr | Lighting | FRACTION | WntrDsn | 2014-08-08 | 2014-08-16 | Constant | 0 | [23 empty] | From eQ_Lib.dat in MASControl 2017
D17_ECC_StCond_CFL_Yr | Lighting | FRACTION | Default | 2014-08-08 | 2014-08-16 | Constant | 0.02 | [23 empty] | From eQ_Lib.dat in MASControl 2017
D17_ECC_StCond_CFL_Yr | Lighting | FRACTION | Default¦Wkdy | 2014-08-17 | 2014-12-11 | Hourly | 0.1 | 0.1 | 0.1 | 0.1 | 0.1 | 0.265 | 0.43 | 0.595 | 0.76 | 0.76 | 0.76 | 0.76 | 0.76 | 0.76 | 0.76 | 0.76 | 0.76 | 0.76 | 0.595 | 0.43 | 0.265 | 0.1 | 0.1 | 0.1 | From eQ_Lib.dat in MASControl 2017
D17_ECC_StCond_CFL_Yr | Lighting | FRACTION | Wknd | 2014-08-17 | 2014-12-11 | Hourly | 0.05 | 0.05 | 0.05 | 0.05 | 0.05 | 0.05 | 0.05 | 0.25 | 0.25 | 0.25 | 0.25 | 0.25 | 0.25 | 0.25 | 0.25 | 0.25 | 0.05 | 0.05 | 0.05 | 0.05 | 0.05 | 0.05 | 0.05 | 0.05 | From eQ_Lib.dat in MASControl 2017
D17_ECC_StCond_CFL_Yr | Lighting | FRACTION | SmrDsn | 2014-12-12 | 2014-12-31 | Constant | 1 | [23 empty] | From eQ_Lib.dat in MASControl 2017
D17_ECC_StCond_CFL_Yr | Lighting | FRACTION | WntrDsn | 2014-12-12 | 2014-12-31 | Constant | 0 | [23 empty] | From eQ_Lib.dat in MASControl 2017
D17_ECC_StCond_CFL_Yr | Lighting | FRACTION | Default | 2014-12-12 | 2014-12-31 | Constant | 0.02 | [23 empty] | From eQ_Lib.dat in MASControl 2017
D17_ECC_StCond_CFL_Yr | Lighting | FRACTION | WntrDsn | 2014-01-01 | 2014-12-31 | Constant | 0 | [23 empty] | From eQ_Lib.dat in MASControl 2017
D17_ECC_StCond_CFL_Yr | Lighting | FRACTION | SmrDsn | 2014-01-01 | 2014-12-31 | Constant | 1 | [23 empty] | From eQ_Lib.dat in MASControl 2017
D17_ECC_StCond_CFL_Yr | Lighting | FRACTION | Hol | 2014-01-01 | 2014-12-31 | Constant | 0.035 | [23 empty] | From eQ_Lib.dat in MASControl 2017
D17_ECC_StCond_LF_Yr | Lighting | FRACTION | SmrDsn | 2014-01-01 | 2014-01-11 | Constant | 1 | [23 empty] | From eQ_Lib.dat in MASControl 2017
D17_ECC_StCond_LF_Yr | Lighting | FRACTION | WntrDsn | 2014-01-01 | 2014-01-11 | Constant | 0 | [23 empty] | From eQ_Lib.dat in MASControl 2017
D17_ECC_StCond_LF_Yr | Lighting | FRACTION | Default | 2014-01-01 | 2014-01-11 | Constant | 0.02 | [23 empty] | From eQ_Lib.dat in MASControl 2017
D17_ECC_StCond_LF_Yr | Lighting | FRACTION | Default¦Wkdy | 2014-01-12 | 2014-04-03 | Hourly | 0.1 | 0.1 | 0.1 | 0.1 | 0.1 | 0.265 | 0.43 | 0.595 | 0.76 | 0.76 | 0.76 | 0.76 | 0.76 | 0.76 | 0.76 | 0.76 | 0.76 | 0.76 | 0.595 | 0.43 | 0.265 | 0.1 | 0.1 | 0.1 | From eQ_Lib.dat in MASControl 2017
D17_ECC_StCond_LF_Yr | Lighting | FRACTION | Wknd | 2014-01-12 | 2014-04-03 | Hourly | 0.05 | 0.05 | 0.05 | 0.05 | 0.05 | 0.05 | 0.05 | 0.25 | 0.25 | 0.25 | 0.25 | 0.25 | 0.25 | 0.25 | 0.25 | 0.25 | 0.05 | 0.05 | 0.05 | 0.05 | 0.05 | 0.05 | 0.05 | 0.05 | From eQ_Lib.dat in MASControl 2017
D17_ECC_StCond_LF_Yr | Lighting | FRACTION | SmrDsn | 2014-04-04 | 2014-04-12 | Constant | 1 | [23 empty] | From eQ_Lib.dat in MASControl 2017
D17_ECC_StCond_LF_Yr | Lighting | FRACTION | WntrDsn | 2014-04-04 | 2014-04-12 | Constant | 0 | [23 empty] | From eQ_Lib.dat in MASControl 2017
D17_ECC_StCond_LF_Yr | Lighting | FRACTION | Default | 2014-04-04 | 2014-04-12 | Constant | 0.02 | [23 empty] | From eQ_Lib.dat in MASControl 2017
D17_ECC_StCond_LF_Yr | Lighting | FRACTION | Default¦Wkdy | 2014-04-13 | 2014-05-22 | Hourly | 0.1 | 0.1 | 0.1 | 0.1 | 0.1 | 0.265 | 0.43 | 0.595 | 0.76 | 0.76 | 0.76 | 0.76 | 0.76 | 0.76 | 0.76 | 0.76 | 0.76 | 0.76 | 0.595 | 0.43 | 0.265 | 0.1 | 0.1 | 0.1 | From eQ_Lib.dat in MASControl 2017
D17_ECC_StCond_LF_Yr | Lighting | FRACTION | Wknd | 2014-04-13 | 2014-05-22 | Hourly | 0.05 | 0.05 | 0.05 | 0.05 | 0.05 | 0.05 | 0.05 | 0.25 | 0.25 | 0.25 | 0.25 | 0.25 | 0.25 | 0.25 | 0.25 | 0.25 | 0.05 | 0.05 | 0.05 | 0.05 | 0.05 | 0.05 | 0.05 | 0.05 | From eQ_Lib.dat in MASControl 2017
D17_ECC_StCond_LF_Yr | Lighting | FRACTION | SmrDsn | 2014-05-23 | 2014-05-31 | Constant | 1 | [23 empty] | From eQ_Lib.dat in MASControl 2017
D17_ECC_StCond_LF_Yr | Lighting | FRACTION | WntrDsn | 2014-05-23 | 2014-05-31 | Constant | 0 | [23 empty] | From eQ_Lib.dat in MASControl 2017
D17_ECC_StCond_LF_Yr | Lighting | FRACTION | Default | 2014-05-23 | 2014-05-31 | Constant | 0.02 | [23 empty] | From eQ_Lib.dat in MASControl 2017
D17_ECC_StCond_LF_Yr | Lighting | FRACTION | Default¦Wkdy | 2014-06-01 | 2014-08-07 | Hourly | 0.1 | 0.1 | 0.1 | 0.1 | 0.1 | 0.1969 | 0.2938 | 0.3906 | 0.4875 | 0.4875 | 0.4875 | 0.4875 | 0.4875 | 0.4875 | 0.4875 | 0.4875 | 0.3906 | 0.2938 | 0.1969 | 0.1 | 0.1 | 0.1 | 0.1 | 0.1 | From eQ_Lib.dat in MASControl 2017
D17_ECC_StCond_LF_Yr | Lighting | FRACTION | Wknd | 2014-06-01 | 2014-08-07 | Hourly | 0.05 | 0.05 | 0.05 | 0.05 | 0.05 | 0.05 | 0.05 | 0.1875 | 0.1875 | 0.1875 | 0.1875 | 0.1875 | 0.1875 | 0.1875 | 0.05 | 0.05 | 0.05 | 0.05 | 0.05 | 0.05 | 0.05 | 0.05 | 0.05 | 0.05 | From eQ_Lib.dat in MASControl 2017
D17_ECC_StCond_LF_Yr | Lighting | FRACTION | SmrDsn | 2014-08-08 | 2014-08-16 | Constant | 1 | [23 empty] | From eQ_Lib.dat in MASControl 2017
D17_ECC_StCond_LF_Yr | Lighting | FRACTION | WntrDsn | 2014-08-08 | 2014-08-16 | Constant | 0 | [23 empty] | From eQ_Lib.dat in MASControl 2017
D17_ECC_StCond_LF_Yr | Lighting | FRACTION | Default | 2014-08-08 | 2014-08-16 | Constant | 0.02 | [23 empty] | From eQ_Lib.dat in MASControl 2017
D17_ECC_StCond_LF_Yr | Lighting | FRACTION | Default¦Wkdy | 2014-08-17 | 2014-12-11 | Hourly | 0.1 | 0.1 | 0.1 | 0.1 | 0.1 | 0.265 | 0.43 | 0.595 | 0.76 | 0.76 | 0.76 | 0.76 | 0.76 | 0.76 | 0.76 | 0.76 | 0.76 | 0.76 | 0.595 | 0.43 | 0.265 | 0.1 | 0.1 | 0.1 | From eQ_Lib.dat in MASControl 2017
D17_ECC_StCond_LF_Yr | Lighting | FRACTION | Wknd | 2014-08-17 | 2014-12-11 | Hourly | 0.05 | 0.05 | 0.05 | 0.05 | 0.05 | 0.05 | 0.05 | 0.25 | 0.25 | 0.25 | 0.25 | 0.25 | 0.25 | 0.25 | 0.25 | 0.25 | 0.05 | 0.05 | 0.05 | 0.05 | 0.05 | 0.05 | 0.05 | 0.05 | From eQ_Lib.dat in MASControl 2017
D17_ECC_StCond_LF_Yr | Lighting | FRACTION | SmrDsn | 2014-12-12 | 2014-12-31 | Constant | 1 | [23 empty] | From eQ_Lib.dat in MASControl 2017
D17_ECC_StCond_LF_Yr | Lighting | FRACTION | WntrDsn | 2014-12-12 | 2014-12-31 | Constant | 0 | [23 empty] | From eQ_Lib.dat in MASControl 2017
D17_ECC_StCond_LF_Yr | Lighting | FRACTION | Default | 2014-12-12 | 2014-12-31 | Constant | 0.02 | [23 empty] | From eQ_Lib.dat in MASControl 2017
D17_ECC_StCond_LF_Yr | Lighting | FRACTION | WntrDsn | 2014-01-01 | 2014-12-31 | Constant | 0 | [23 empty] | From eQ_Lib.dat in MASControl 2017
D17_ECC_StCond_LF_Yr | Lighting | FRACTION | SmrDsn | 2014-01-01 | 2014-12-31 | Constant | 1 | [23 empty] | From eQ_Lib.dat in MASControl 2017
D17_ECC_StCond_LF_Yr | Lighting | FRACTION | Hol | 2014-01-01 | 2014-12-31 | Constant | 0.035 | [23 empty] | From eQ_Lib.dat in MASControl 2017
D17_EPr_Clrm_CFL_Yr | Lighting | FRACTION | SmrDsn | 2014-01-01 | 2014-01-04 | Constant | 1 | [23 empty] | From eQ_Lib.dat in MASControl 2017
D17_EPr_Clrm_CFL_Yr | Lighting | FRACTION | WntrDsn | 2014-01-01 | 2014-01-04 | Constant | 0 | [23 empty] | From eQ_Lib.dat in MASControl 2017
D17_EPr_Clrm_CFL_Yr | Lighting | FRACTION | Default | 2014-01-01 | 2014-01-04 | Constant | 0.05 | [23 empty] | From eQ_Lib.dat in MASControl 2017
D17_EPr_Clrm_CFL_Yr | Lighting | FRACTION | Default¦Wkdy | 2014-01-05 | 2014-04-03 | Hourly | 0.05 | 0.05 | 0.05 | 0.05 | 0.15 | 0.25 | 0.45 | 0.6 | 0.7 | 0.7 | 0.7 | 0.7 | 0.7 | 0.7 | 0.7 | 0.65 | 0.55 | 0.42 | 0.35 | 0.2 | 0.1 | 0.08 | 0.05 | 0.05 | From eQ_Lib.dat in MASControl 2017
D17_EPr_Clrm_CFL_Yr | Lighting | FRACTION | Wknd | 2014-01-05 | 2014-04-03 | Hourly | 0.05 | 0.05 | 0.05 | 0.05 | 0.05 | 0.05 | 0.1 | 0.15 | 0.2 | 0.2 | 0.2 | 0.2 | 0.2 | 0.2 | 0.15 | 0.1 | 0.05 | 0.05 | 0.05 | 0.05 | 0.05 | 0.05 | 0.05 | 0.05 | From eQ_Lib.dat in MASControl 2017
D17_EPr_Clrm_CFL_Yr | Lighting | FRACTION | SmrDsn | 2014-04-04 | 2014-04-12 | Constant | 1 | [23 empty] | From eQ_Lib.dat in MASControl 2017
D17_EPr_Clrm_CFL_Yr | Lighting | FRACTION | WntrDsn | 2014-04-04 | 2014-04-12 | Constant | 0 | [23 empty] | From eQ_Lib.dat in MASControl 2017
D17_EPr_Clrm_CFL_Yr | Lighting | FRACTION | Default | 2014-04-04 | 2014-04-12 | Constant | 0.05 | [23 empty] | From eQ_Lib.dat in MASControl 2017
D17_EPr_Clrm_CFL_Yr | Lighting | FRACTION | Default¦Wkdy | 2014-04-13 | 2014-06-12 | Hourly | 0.05 | 0.05 | 0.05 | 0.05 | 0.15 | 0.25 | 0.45 | 0.6 | 0.7 | 0.7 | 0.7 | 0.7 | 0.7 | 0.7 | 0.7 | 0.65 | 0.55 | 0.42 | 0.35 | 0.2 | 0.1 | 0.08 | 0.05 | 0.05 | From eQ_Lib.dat in MASControl 2017
D17_EPr_Clrm_CFL_Yr | Lighting | FRACTION | Wknd | 2014-04-13 | 2014-06-12 | Hourly | 0.05 | 0.05 | 0.05 | 0.05 | 0.05 | 0.05 | 0.1 | 0.15 | 0.2 | 0.2 | 0.2 | 0.2 | 0.2 | 0.2 | 0.15 | 0.1 | 0.05 | 0.05 | 0.05 | 0.05 | 0.05 | 0.05 | 0.05 | 0.05 | From eQ_Lib.dat in MASControl 2017
D17_EPr_Clrm_CFL_Yr | Lighting | FRACTION | SmrDsn | 2014-06-13 | 2014-08-16 | Constant | 1 | [23 empty] | From eQ_Lib.dat in MASControl 2017
D17_EPr_Clrm_CFL_Yr | Lighting | FRACTION | WntrDsn | 2014-06-13 | 2014-08-16 | Constant | 0 | [23 empty] | From eQ_Lib.dat in MASControl 2017
D17_EPr_Clrm_CFL_Yr | Lighting | FRACTION | Default | 2014-06-13 | 2014-08-16 | Constant | 0.05 | [23 empty] | From eQ_Lib.dat in MASControl 2017
D17_EPr_Clrm_CFL_Yr | Lighting | FRACTION | Default¦Wkdy | 2014-08-17 | 2014-12-11 | Hourly | 0.05 | 0.05 | 0.05 | 0.05 | 0.15 | 0.25 | 0.45 | 0.6 | 0.7 | 0.7 | 0.7 | 0.7 | 0.7 | 0.7 | 0.7 | 0.65 | 0.55 | 0.42 | 0.35 | 0.2 | 0.1 | 0.08 | 0.05 | 0.05 | From eQ_Lib.dat in MASControl 2017
D17_EPr_Clrm_CFL_Yr | Lighting | FRACTION | Wknd | 2014-08-17 | 2014-12-11 | Hourly | 0.05 | 0.05 | 0.05 | 0.05 | 0.05 | 0.05 | 0.1 | 0.15 | 0.2 | 0.2 | 0.2 | 0.2 | 0.2 | 0.2 | 0.15 | 0.1 | 0.05 | 0.05 | 0.05 | 0.05 | 0.05 | 0.05 | 0.05 | 0.05 | From eQ_Lib.dat in MASControl 2017
D17_EPr_Clrm_CFL_Yr | Lighting | FRACTION | SmrDsn | 2014-12-12 | 2014-12-31 | Constant | 1 | [23 empty] | From eQ_Lib.dat in MASControl 2017
D17_EPr_Clrm_CFL_Yr | Lighting | FRACTION | WntrDsn | 2014-12-12 | 2014-12-31 | Constant | 0 | [23 empty] | From eQ_Lib.dat in MASControl 2017
D17_EPr_Clrm_CFL_Yr | Lighting | FRACTION | Default | 2014-12-12 | 2014-12-31 | Constant | 0.05 | [23 empty] | From eQ_Lib.dat in MASControl 2017
D17_EPr_Clrm_CFL_Yr | Lighting | FRACTION | WntrDsn | 2014-01-01 | 2014-12-31 | Constant | 0 | [23 empty] | From eQ_Lib.dat in MASControl 2017
D17_EPr_Clrm_CFL_Yr | Lighting | FRACTION | SmrDsn | 2014-01-01 | 2014-12-31 | Constant | 1 | [23 empty] | From eQ_Lib.dat in MASControl 2017
D17_EPr_Clrm_CFL_Yr | Lighting | FRACTION | Hol | 2014-01-01 | 2014-12-31 | Constant | 0.05 | [23 empty] | From eQ_Lib.dat in MASControl 2017
D17_EPr_Clrm_LF_Yr | Lighting | FRACTION | SmrDsn | 2014-01-01 | 2014-01-04 | Constant | 1 | [23 empty] | From eQ_Lib.dat in MASControl 2017
D17_EPr_Clrm_LF_Yr | Lighting | FRACTION | WntrDsn | 2014-01-01 | 2014-01-04 | Constant | 0 | [23 empty] | From eQ_Lib.dat in MASControl 2017
D17_EPr_Clrm_LF_Yr | Lighting | FRACTION | Default | 2014-01-01 | 2014-01-04 | Constant | 0.05 | [23 empty] | From eQ_Lib.dat in MASControl 2017
D17_EPr_Clrm_LF_Yr | Lighting | FRACTION | Default¦Wkdy | 2014-01-05 | 2014-04-03 | Hourly | 0.05 | 0.05 | 0.05 | 0.05 | 0.15 | 0.25 | 0.45 | 0.6 | 0.7 | 0.7 | 0.7 | 0.7 | 0.7 | 0.7 | 0.7 | 0.65 | 0.55 | 0.42 | 0.35 | 0.2 | 0.1 | 0.08 | 0.05 | 0.05 | From eQ_Lib.dat in MASControl 2017
D17_EPr_Clrm_LF_Yr | Lighting | FRACTION | Wknd | 2014-01-05 | 2014-04-03 | Hourly | 0.05 | 0.05 | 0.05 | 0.05 | 0.05 | 0.05 | 0.1 | 0.15 | 0.2 | 0.2 | 0.2 | 0.2 | 0.2 | 0.2 | 0.15 | 0.1 | 0.05 | 0.05 | 0.05 | 0.05 | 0.05 | 0.05 | 0.05 | 0.05 | From eQ_Lib.dat in MASControl 2017
D17_EPr_Clrm_LF_Yr | Lighting | FRACTION | SmrDsn | 2014-04-04 | 2014-04-12 | Constant | 1 | [23 empty] | From eQ_Lib.dat in MASControl 2017
D17_EPr_Clrm_LF_Yr | Lighting | FRACTION | WntrDsn | 2014-04-04 | 2014-04-12 | Constant | 0 | [23 empty] | From eQ_Lib.dat in MASControl 2017
D17_EPr_Clrm_LF_Yr | Lighting | FRACTION | Default | 2014-04-04 | 2014-04-12 | Constant | 0.05 | [23 empty] | From eQ_Lib.dat in MASControl 2017
D17_EPr_Clrm_LF_Yr | Lighting | FRACTION | Default¦Wkdy | 2014-04-13 | 2014-06-12 | Hourly | 0.05 | 0.05 | 0.05 | 0.05 | 0.15 | 0.25 | 0.45 | 0.6 | 0.7 | 0.7 | 0.7 | 0.7 | 0.7 | 0.7 | 0.7 | 0.65 | 0.55 | 0.42 | 0.35 | 0.2 | 0.1 | 0.08 | 0.05 | 0.05 | From eQ_Lib.dat in MASControl 2017
D17_EPr_Clrm_LF_Yr | Lighting | FRACTION | Wknd | 2014-04-13 | 2014-06-12 | Hourly | 0.05 | 0.05 | 0.05 | 0.05 | 0.05 | 0.05 | 0.1 | 0.15 | 0.2 | 0.2 | 0.2 | 0.2 | 0.2 | 0.2 | 0.15 | 0.1 | 0.05 | 0.05 | 0.05 | 0.05 | 0.05 | 0.05 | 0.05 | 0.05 | From eQ_Lib.dat in MASControl 2017
D17_EPr_Clrm_LF_Yr | Lighting | FRACTION | SmrDsn | 2014-06-13 | 2014-08-16 | Constant | 1 | [23 empty] | From eQ_Lib.dat in MASControl 2017
D17_EPr_Clrm_LF_Yr | Lighting | FRACTION | WntrDsn | 2014-06-13 | 2014-08-16 | Constant | 0 | [23 empty] | From eQ_Lib.dat in MASControl 2017
D17_EPr_Clrm_LF_Yr | Lighting | FRACTION | Default | 2014-06-13 | 2014-08-16 | Constant | 0.05 | [23 empty] | From eQ_Lib.dat in MASControl 2017
D17_EPr_Clrm_LF_Yr | Lighting | FRACTION | Default¦Wkdy | 2014-08-17 | 2014-12-11 | Hourly | 0.05 | 0.05 | 0.05 | 0.05 | 0.15 | 0.25 | 0.45 | 0.6 | 0.7 | 0.7 | 0.7 | 0.7 | 0.7 | 0.7 | 0.7 | 0.65 | 0.55 | 0.42 | 0.35 | 0.2 | 0.1 | 0.08 | 0.05 | 0.05 | From eQ_Lib.dat in MASControl 2017
D17_EPr_Clrm_LF_Yr | Lighting | FRACTION | Wknd | 2014-08-17 | 2014-12-11 | Hourly | 0.05 | 0.05 | 0.05 | 0.05 | 0.05 | 0.05 | 0.1 | 0.15 | 0.2 | 0.2 | 0.2 | 0.2 | 0.2 | 0.2 | 0.15 | 0.1 | 0.05 | 0.05 | 0.05 | 0.05 | 0.05 | 0.05 | 0.05 | 0.05 | From eQ_Lib.dat in MASControl 2017
D17_EPr_Clrm_LF_Yr | Lighting | FRACTION | SmrDsn | 2014-12-12 | 2014-12-31 | Constant | 1 | [23 empty] | From eQ_Lib.dat in MASControl 2017
D17_EPr_Clrm_LF_Yr | Lighting | FRACTION | WntrDsn | 2014-12-12 | 2014-12-31 | Constant | 0 | [23 empty] | From eQ_Lib.dat in MASControl 2017
D17_EPr_Clrm_LF_Yr | Lighting | FRACTION | Default | 2014-12-12 | 2014-12-31 | Constant | 0.05 | [23 empty] | From eQ_Lib.dat in MASControl 2017
D17_EPr_Clrm_LF_Yr | Lighting | FRACTION | WntrDsn | 2014-01-01 | 2014-12-31 | Constant | 0 | [23 empty] | From eQ_Lib.dat in MASControl 2017
D17_EPr_Clrm_LF_Yr | Lighting | FRACTION | SmrDsn | 2014-01-01 | 2014-12-31 | Constant | 1 | [23 empty] | From eQ_Lib.dat in MASControl 2017
D17_EPr_Clrm_LF_Yr | Lighting | FRACTION | Hol | 2014-01-01 | 2014-12-31 | Constant | 0.05 | [23 empty] | From eQ_Lib.dat in MASControl 2017
D17_EPr_CompCL_CFL_Yr | Lighting | FRACTION | SmrDsn | 2014-01-01 | 2014-01-04 | Constant | 1 | [23 empty] | From eQ_Lib.dat in MASControl 2017
D17_EPr_CompCL_CFL_Yr | Lighting | FRACTION | WntrDsn | 2014-01-01 | 2014-01-04 | Constant | 0 | [23 empty] | From eQ_Lib.dat in MASControl 2017
D17_EPr_CompCL_CFL_Yr | Lighting | FRACTION | Default | 2014-01-01 | 2014-01-04 | Constant | 0.05 | [23 empty] | From eQ_Lib.dat in MASControl 2017
D17_EPr_CompCL_CFL_Yr | Lighting | FRACTION | Default¦Wkdy | 2014-01-05 | 2014-04-03 | Hourly | 0.05 | 0.05 | 0.05 | 0.05 | 0.15 | 0.25 | 0.45 | 0.6 | 0.7 | 0.7 | 0.7 | 0.7 | 0.7 | 0.7 | 0.7 | 0.65 | 0.55 | 0.42 | 0.35 | 0.2 | 0.1 | 0.08 | 0.05 | 0.05 | From eQ_Lib.dat in MASControl 2017
D17_EPr_CompCL_CFL_Yr | Lighting | FRACTION | Wknd | 2014-01-05 | 2014-04-03 | Hourly | 0.05 | 0.05 | 0.05 | 0.05 | 0.05 | 0.05 | 0.1 | 0.15 | 0.2 | 0.2 | 0.2 | 0.2 | 0.2 | 0.2 | 0.15 | 0.1 | 0.05 | 0.05 | 0.05 | 0.05 | 0.05 | 0.05 | 0.05 | 0.05 | From eQ_Lib.dat in MASControl 2017
D17_EPr_CompCL_CFL_Yr | Lighting | FRACTION | SmrDsn | 2014-04-04 | 2014-04-12 | Constant | 1 | [23 empty] | From eQ_Lib.dat in MASControl 2017
D17_EPr_CompCL_CFL_Yr | Lighting | FRACTION | WntrDsn | 2014-04-04 | 2014-04-12 | Constant | 0 | [23 empty] | From eQ_Lib.dat in MASControl 2017
D17_EPr_CompCL_CFL_Yr | Lighting | FRACTION | Default | 2014-04-04 | 2014-04-12 | Constant | 0.05 | [23 empty] | From eQ_Lib.dat in MASControl 2017
D17_EPr_CompCL_CFL_Yr | Lighting | FRACTION | Default¦Wkdy | 2014-04-13 | 2014-06-12 | Hourly | 0.05 | 0.05 | 0.05 | 0.05 | 0.15 | 0.25 | 0.45 | 0.6 | 0.7 | 0.7 | 0.7 | 0.7 | 0.7 | 0.7 | 0.7 | 0.65 | 0.55 | 0.42 | 0.35 | 0.2 | 0.1 | 0.08 | 0.05 | 0.05 | From eQ_Lib.dat in MASControl 2017
D17_EPr_CompCL_CFL_Yr | Lighting | FRACTION | Wknd | 2014-04-13 | 2014-06-12 | Hourly | 0.05 | 0.05 | 0.05 | 0.05 | 0.05 | 0.05 | 0.1 | 0.15 | 0.2 | 0.2 | 0.2 | 0.2 | 0.2 | 0.2 | 0.15 | 0.1 | 0.05 | 0.05 | 0.05 | 0.05 | 0.05 | 0.05 | 0.05 | 0.05 | From eQ_Lib.dat in MASControl 2017
D17_EPr_CompCL_CFL_Yr | Lighting | FRACTION | SmrDsn | 2014-06-13 | 2014-08-16 | Constant | 1 | [23 empty] | From eQ_Lib.dat in MASControl 2017
D17_EPr_CompCL_CFL_Yr | Lighting | FRACTION | WntrDsn | 2014-06-13 | 2014-08-16 | Constant | 0 | [23 empty] | From eQ_Lib.dat in MASControl 2017
D17_EPr_CompCL_CFL_Yr | Lighting | FRACTION | Default | 2014-06-13 | 2014-08-16 | Constant | 0.05 | [23 empty] | From eQ_Lib.dat in MASControl 2017
D17_EPr_CompCL_CFL_Yr | Lighting | FRACTION | Default¦Wkdy | 2014-08-17 | 2014-12-11 | Hourly | 0.05 | 0.05 | 0.05 | 0.05 | 0.15 | 0.25 | 0.45 | 0.6 | 0.7 | 0.7 | 0.7 | 0.7 | 0.7 | 0.7 | 0.7 | 0.65 | 0.55 | 0.42 | 0.35 | 0.2 | 0.1 | 0.08 | 0.05 | 0.05 | From eQ_Lib.dat in MASControl 2017
D17_EPr_CompCL_CFL_Yr | Lighting | FRACTION | Wknd | 2014-08-17 | 2014-12-11 | Hourly | 0.05 | 0.05 | 0.05 | 0.05 | 0.05 | 0.05 | 0.1 | 0.15 | 0.2 | 0.2 | 0.2 | 0.2 | 0.2 | 0.2 | 0.15 | 0.1 | 0.05 | 0.05 | 0.05 | 0.05 | 0.05 | 0.05 | 0.05 | 0.05 | From eQ_Lib.dat in MASControl 2017
D17_EPr_CompCL_CFL_Yr | Lighting | FRACTION | SmrDsn | 2014-12-12 | 2014-12-31 | Constant | 1 | [23 empty] | From eQ_Lib.dat in MASControl 2017
D17_EPr_CompCL_CFL_Yr | Lighting | FRACTION | WntrDsn | 2014-12-12 | 2014-12-31 | Constant | 0 | [23 empty] | From eQ_Lib.dat in MASControl 2017
D17_EPr_CompCL_CFL_Yr | Lighting | FRACTION | Default | 2014-12-12 | 2014-12-31 | Constant | 0.05 | [23 empty] | From eQ_Lib.dat in MASControl 2017
D17_EPr_CompCL_CFL_Yr | Lighting | FRACTION | WntrDsn | 2014-01-01 | 2014-12-31 | Constant | 0 | [23 empty] | From eQ_Lib.dat in MASControl 2017
D17_EPr_CompCL_CFL_Yr | Lighting | FRACTION | SmrDsn | 2014-01-01 | 2014-12-31 | Constant | 1 | [23 empty] | From eQ_Lib.dat in MASControl 2017
D17_EPr_CompCL_CFL_Yr | Lighting | FRACTION | Hol | 2014-01-01 | 2014-12-31 | Constant | 0.05 | [23 empty] | From eQ_Lib.dat in MASControl 2017
D17_EPr_CompCL_LF_Yr | Lighting | FRACTION | SmrDsn | 2014-01-01 | 2014-01-04 | Constant | 1 | [23 empty] | From eQ_Lib.dat in MASControl 2017
D17_EPr_CompCL_LF_Yr | Lighting | FRACTION | WntrDsn | 2014-01-01 | 2014-01-04 | Constant | 0 | [23 empty] | From eQ_Lib.dat in MASControl 2017
D17_EPr_CompCL_LF_Yr | Lighting | FRACTION | Default | 2014-01-01 | 2014-01-04 | Constant | 0.05 | [23 empty] | From eQ_Lib.dat in MASControl 2017
D17_EPr_CompCL_LF_Yr | Lighting | FRACTION | Default¦Wkdy | 2014-01-05 | 2014-04-03 | Hourly | 0.05 | 0.05 | 0.05 | 0.05 | 0.15 | 0.25 | 0.45 | 0.6 | 0.7 | 0.7 | 0.7 | 0.7 | 0.7 | 0.7 | 0.7 | 0.65 | 0.55 | 0.42 | 0.35 | 0.2 | 0.1 | 0.08 | 0.05 | 0.05 | From eQ_Lib.dat in MASControl 2017
D17_EPr_CompCL_LF_Yr | Lighting | FRACTION | Wknd | 2014-01-05 | 2014-04-03 | Hourly | 0.05 | 0.05 | 0.05 | 0.05 | 0.05 | 0.05 | 0.1 | 0.15 | 0.2 | 0.2 | 0.2 | 0.2 | 0.2 | 0.2 | 0.15 | 0.1 | 0.05 | 0.05 | 0.05 | 0.05 | 0.05 | 0.05 | 0.05 | 0.05 | From eQ_Lib.dat in MASControl 2017
D17_EPr_CompCL_LF_Yr | Lighting | FRACTION | SmrDsn | 2014-04-04 | 2014-04-12 | Constant | 1 | [23 empty] | From eQ_Lib.dat in MASControl 2017
D17_EPr_CompCL_LF_Yr | Lighting | FRACTION | WntrDsn | 2014-04-04 | 2014-04-12 | Constant | 0 | [23 empty] | From eQ_Lib.dat in MASControl 2017
D17_EPr_CompCL_LF_Yr | Lighting | FRACTION | Default | 2014-04-04 | 2014-04-12 | Constant | 0.05 | [23 empty] | From eQ_Lib.dat in MASControl 2017
D17_EPr_CompCL_LF_Yr | Lighting | FRACTION | Default¦Wkdy | 2014-04-13 | 2014-06-12 | Hourly | 0.05 | 0.05 | 0.05 | 0.05 | 0.15 | 0.25 | 0.45 | 0.6 | 0.7 | 0.7 | 0.7 | 0.7 | 0.7 | 0.7 | 0.7 | 0.65 | 0.55 | 0.42 | 0.35 | 0.2 | 0.1 | 0.08 | 0.05 | 0.05 | From eQ_Lib.dat in MASControl 2017
D17_EPr_CompCL_LF_Yr | Lighting | FRACTION | Wknd | 2014-04-13 | 2014-06-12 | Hourly | 0.05 | 0.05 | 0.05 | 0.05 | 0.05 | 0.05 | 0.1 | 0.15 | 0.2 | 0.2 | 0.2 | 0.2 | 0.2 | 0.2 | 0.15 | 0.1 | 0.05 | 0.05 | 0.05 | 0.05 | 0.05 | 0.05 | 0.05 | 0.05 | From eQ_Lib.dat in MASControl 2017
D17_EPr_CompCL_LF_Yr | Lighting | FRACTION | SmrDsn | 2014-06-13 | 2014-08-16 | Constant | 1 | [23 empty] | From eQ_Lib.dat in MASControl 2017
D17_EPr_CompCL_LF_Yr | Lighting | FRACTION | WntrDsn | 2014-06-13 | 2014-08-16 | Constant | 0 | [23 empty] | From eQ_Lib.dat in MASControl 2017
D17_EPr_CompCL_LF_Yr | Lighting | FRACTION | Default | 2014-06-13 | 2014-08-16 | Constant | 0.05 | [23 empty] | From eQ_Lib.dat in MASControl 2017
D17_EPr_CompCL_LF_Yr | Lighting | FRACTION | Default¦Wkdy | 2014-08-17 | 2014-12-11 | Hourly | 0.05 | 0.05 | 0.05 | 0.05 | 0.15 | 0.25 | 0.45 | 0.6 | 0.7 | 0.7 | 0.7 | 0.7 | 0.7 | 0.7 | 0.7 | 0.65 | 0.55 | 0.42 | 0.35 | 0.2 | 0.1 | 0.08 | 0.05 | 0.05 | From eQ_Lib.dat in MASControl 2017
D17_EPr_CompCL_LF_Yr | Lighting | FRACTION | Wknd | 2014-08-17 | 2014-12-11 | Hourly | 0.05 | 0.05 | 0.05 | 0.05 | 0.05 | 0.05 | 0.1 | 0.15 | 0.2 | 0.2 | 0.2 | 0.2 | 0.2 | 0.2 | 0.15 | 0.1 | 0.05 | 0.05 | 0.05 | 0.05 | 0.05 | 0.05 | 0.05 | 0.05 | From eQ_Lib.dat in MASControl 2017
D17_EPr_CompCL_LF_Yr | Lighting | FRACTION | SmrDsn | 2014-12-12 | 2014-12-31 | Constant | 1 | [23 empty] | From eQ_Lib.dat in MASControl 2017
D17_EPr_CompCL_LF_Yr | Lighting | FRACTION | WntrDsn | 2014-12-12 | 2014-12-31 | Constant | 0 | [23 empty] | From eQ_Lib.dat in MASControl 2017
D17_EPr_CompCL_LF_Yr | Lighting | FRACTION | Default | 2014-12-12 | 2014-12-31 | Constant | 0.05 | [23 empty] | From eQ_Lib.dat in MASControl 2017
D17_EPr_CompCL_LF_Yr | Lighting | FRACTION | WntrDsn | 2014-01-01 | 2014-12-31 | Constant | 0 | [23 empty] | From eQ_Lib.dat in MASControl 2017
D17_EPr_CompCL_LF_Yr | Lighting | FRACTION | SmrDsn | 2014-01-01 | 2014-12-31 | Constant | 1 | [23 empty] | From eQ_Lib.dat in MASControl 2017
D17_EPr_CompCL_LF_Yr | Lighting | FRACTION | Hol | 2014-01-01 | 2014-12-31 | Constant | 0.05 | [23 empty] | From eQ_Lib.dat in MASControl 2017
D17_EPr_Cordr_CFL_Yr | Lighting | FRACTION | SmrDsn | 2014-01-01 | 2014-01-04 | Constant | 1 | [23 empty] | From eQ_Lib.dat in MASControl 2017
D17_EPr_Cordr_CFL_Yr | Lighting | FRACTION | WntrDsn | 2014-01-01 | 2014-01-04 | Constant | 0 | [23 empty] | From eQ_Lib.dat in MASControl 2017
D17_EPr_Cordr_CFL_Yr | Lighting | FRACTION | Default | 2014-01-01 | 2014-01-04 | Constant | 0.1 | [23 empty] | From eQ_Lib.dat in MASControl 2017
D17_EPr_Cordr_CFL_Yr | Lighting | FRACTION | Default¦Wkdy | 2014-01-05 | 2014-04-03 | Hourly | 0.1 | 0.1 | 0.1 | 0.1 | 0.1 | 0.3 | 0.6 | 0.6 | 0.6 | 0.9 | 0.9 | 0.9 | 0.9 | 0.9 | 0.9 | 0.7 | 0.55 | 0.55 | 0.55 | 0.35 | 0.1 | 0.1 | 0.1 | 0.1 | From eQ_Lib.dat in MASControl 2017
D17_EPr_Cordr_CFL_Yr | Lighting | FRACTION | Wknd | 2014-01-05 | 2014-04-03 | Hourly | 0.1 | 0.1 | 0.1 | 0.1 | 0.1 | 0.1 | 0.1 | 0.4 | 0.4 | 0.4 | 0.4 | 0.4 | 0.4 | 0.4 | 0.4 | 0.4 | 0.2 | 0.1 | 0.1 | 0.1 | 0.1 | 0.1 | 0.1 | 0.1 | From eQ_Lib.dat in MASControl 2017
D17_EPr_Cordr_CFL_Yr | Lighting | FRACTION | SmrDsn | 2014-04-04 | 2014-04-12 | Constant | 1 | [23 empty] | From eQ_Lib.dat in MASControl 2017
D17_EPr_Cordr_CFL_Yr | Lighting | FRACTION | WntrDsn | 2014-04-04 | 2014-04-12 | Constant | 0 | [23 empty] | From eQ_Lib.dat in MASControl 2017
D17_EPr_Cordr_CFL_Yr | Lighting | FRACTION | Default | 2014-04-04 | 2014-04-12 | Constant | 0.1 | [23 empty] | From eQ_Lib.dat in MASControl 2017
D17_EPr_Cordr_CFL_Yr | Lighting | FRACTION | Default¦Wkdy | 2014-04-13 | 2014-06-12 | Hourly | 0.1 | 0.1 | 0.1 | 0.1 | 0.1 | 0.3 | 0.6 | 0.6 | 0.6 | 0.9 | 0.9 | 0.9 | 0.9 | 0.9 | 0.9 | 0.7 | 0.55 | 0.55 | 0.55 | 0.35 | 0.1 | 0.1 | 0.1 | 0.1 | From eQ_Lib.dat in MASControl 2017
D17_EPr_Cordr_CFL_Yr | Lighting | FRACTION | Wknd | 2014-04-13 | 2014-06-12 | Hourly | 0.1 | 0.1 | 0.1 | 0.1 | 0.1 | 0.1 | 0.1 | 0.4 | 0.4 | 0.4 | 0.4 | 0.4 | 0.4 | 0.4 | 0.4 | 0.4 | 0.2 | 0.1 | 0.1 | 0.1 | 0.1 | 0.1 | 0.1 | 0.1 | From eQ_Lib.dat in MASControl 2017
D17_EPr_Cordr_CFL_Yr | Lighting | FRACTION | SmrDsn | 2014-06-13 | 2014-08-16 | Constant | 1 | [23 empty] | From eQ_Lib.dat in MASControl 2017
D17_EPr_Cordr_CFL_Yr | Lighting | FRACTION | WntrDsn | 2014-06-13 | 2014-08-16 | Constant | 0 | [23 empty] | From eQ_Lib.dat in MASControl 2017
D17_EPr_Cordr_CFL_Yr | Lighting | FRACTION | Default | 2014-06-13 | 2014-08-16 | Constant | 0.1 | [23 empty] | From eQ_Lib.dat in MASControl 2017
D17_EPr_Cordr_CFL_Yr | Lighting | FRACTION | Default¦Wkdy | 2014-08-17 | 2014-12-11 | Hourly | 0.1 | 0.1 | 0.1 | 0.1 | 0.1 | 0.3 | 0.6 | 0.6 | 0.6 | 0.9 | 0.9 | 0.9 | 0.9 | 0.9 | 0.9 | 0.7 | 0.55 | 0.55 | 0.55 | 0.35 | 0.1 | 0.1 | 0.1 | 0.1 | From eQ_Lib.dat in MASControl 2017
D17_EPr_Cordr_CFL_Yr | Lighting | FRACTION | Wknd | 2014-08-17 | 2014-12-11 | Hourly | 0.1 | 0.1 | 0.1 | 0.1 | 0.1 | 0.1 | 0.1 | 0.4 | 0.4 | 0.4 | 0.4 | 0.4 | 0.4 | 0.4 | 0.4 | 0.4 | 0.2 | 0.1 | 0.1 | 0.1 | 0.1 | 0.1 | 0.1 | 0.1 | From eQ_Lib.dat in MASControl 2017
D17_EPr_Cordr_CFL_Yr | Lighting | FRACTION | SmrDsn | 2014-12-12 | 2014-12-31 | Constant | 1 | [23 empty] | From eQ_Lib.dat in MASControl 2017
D17_EPr_Cordr_CFL_Yr | Lighting | FRACTION | WntrDsn | 2014-12-12 | 2014-12-31 | Constant | 0 | [23 empty] | From eQ_Lib.dat in MASControl 2017
D17_EPr_Cordr_CFL_Yr | Lighting | FRACTION | Default | 2014-12-12 | 2014-12-31 | Constant | 0.1 | [23 empty] | From eQ_Lib.dat in MASControl 2017
D17_EPr_Cordr_CFL_Yr | Lighting | FRACTION | WntrDsn | 2014-01-01 | 2014-12-31 | Constant | 0 | [23 empty] | From eQ_Lib.dat in MASControl 2017
D17_EPr_Cordr_CFL_Yr | Lighting | FRACTION | SmrDsn | 2014-01-01 | 2014-12-31 | Constant | 1 | [23 empty] | From eQ_Lib.dat in MASControl 2017
D17_EPr_Cordr_CFL_Yr | Lighting | FRACTION | Hol | 2014-01-01 | 2014-12-31 | Constant | 0.1 | [23 empty] | From eQ_Lib.dat in MASControl 2017
D17_EPr_Cordr_HB_Yr | Lighting | FRACTION | SmrDsn | 2014-01-01 | 2014-01-04 | Constant | 1 | [23 empty] | From eQ_Lib.dat in MASControl 2017
D17_EPr_Cordr_HB_Yr | Lighting | FRACTION | WntrDsn | 2014-01-01 | 2014-01-04 | Constant | 0 | [23 empty] | From eQ_Lib.dat in MASControl 2017
D17_EPr_Cordr_HB_Yr | Lighting | FRACTION | Default | 2014-01-01 | 2014-01-04 | Constant | 0.1 | [23 empty] | From eQ_Lib.dat in MASControl 2017
D17_EPr_Cordr_HB_Yr | Lighting | FRACTION | Default¦Wkdy | 2014-01-05 | 2014-04-03 | Hourly | 0.1 | 0.1 | 0.1 | 0.1 | 0.1 | 0.3 | 0.6 | 0.6 | 0.6 | 0.9 | 0.9 | 0.9 | 0.9 | 0.9 | 0.9 | 0.7 | 0.55 | 0.55 | 0.55 | 0.35 | 0.1 | 0.1 | 0.1 | 0.1 | From eQ_Lib.dat in MASControl 2017
D17_EPr_Cordr_HB_Yr | Lighting | FRACTION | Wknd | 2014-01-05 | 2014-04-03 | Hourly | 0.1 | 0.1 | 0.1 | 0.1 | 0.1 | 0.1 | 0.1 | 0.4 | 0.4 | 0.4 | 0.4 | 0.4 | 0.4 | 0.4 | 0.4 | 0.4 | 0.2 | 0.1 | 0.1 | 0.1 | 0.1 | 0.1 | 0.1 | 0.1 | From eQ_Lib.dat in MASControl 2017
D17_EPr_Cordr_HB_Yr | Lighting | FRACTION | SmrDsn | 2014-04-04 | 2014-04-12 | Constant | 1 | [23 empty] | From eQ_Lib.dat in MASControl 2017
D17_EPr_Cordr_HB_Yr | Lighting | FRACTION | WntrDsn | 2014-04-04 | 2014-04-12 | Constant | 0 | [23 empty] | From eQ_Lib.dat in MASControl 2017
D17_EPr_Cordr_HB_Yr | Lighting | FRACTION | Default | 2014-04-04 | 2014-04-12 | Constant | 0.1 | [23 empty] | From eQ_Lib.dat in MASControl 2017
D17_EPr_Cordr_HB_Yr | Lighting | FRACTION | Default¦Wkdy | 2014-04-13 | 2014-06-12 | Hourly | 0.1 | 0.1 | 0.1 | 0.1 | 0.1 | 0.3 | 0.6 | 0.6 | 0.6 | 0.9 | 0.9 | 0.9 | 0.9 | 0.9 | 0.9 | 0.7 | 0.55 | 0.55 | 0.55 | 0.35 | 0.1 | 0.1 | 0.1 | 0.1 | From eQ_Lib.dat in MASControl 2017
D17_EPr_Cordr_HB_Yr | Lighting | FRACTION | Wknd | 2014-04-13 | 2014-06-12 | Hourly | 0.1 | 0.1 | 0.1 | 0.1 | 0.1 | 0.1 | 0.1 | 0.4 | 0.4 | 0.4 | 0.4 | 0.4 | 0.4 | 0.4 | 0.4 | 0.4 | 0.2 | 0.1 | 0.1 | 0.1 | 0.1 | 0.1 | 0.1 | 0.1 | From eQ_Lib.dat in MASControl 2017
D17_EPr_Cordr_HB_Yr | Lighting | FRACTION | SmrDsn | 2014-06-13 | 2014-08-16 | Constant | 1 | [23 empty] | From eQ_Lib.dat in MASControl 2017
D17_EPr_Cordr_HB_Yr | Lighting | FRACTION | WntrDsn | 2014-06-13 | 2014-08-16 | Constant | 0 | [23 empty] | From eQ_Lib.dat in MASControl 2017
D17_EPr_Cordr_HB_Yr | Lighting | FRACTION | Default | 2014-06-13 | 2014-08-16 | Constant | 0.1 | [23 empty] | From eQ_Lib.dat in MASControl 2017
D17_EPr_Cordr_HB_Yr | Lighting | FRACTION | Default¦Wkdy | 2014-08-17 | 2014-12-11 | Hourly | 0.1 | 0.1 | 0.1 | 0.1 | 0.1 | 0.3 | 0.6 | 0.6 | 0.6 | 0.9 | 0.9 | 0.9 | 0.9 | 0.9 | 0.9 | 0.7 | 0.55 | 0.55 | 0.55 | 0.35 | 0.1 | 0.1 | 0.1 | 0.1 | From eQ_Lib.dat in MASControl 2017
D17_EPr_Cordr_HB_Yr | Lighting | FRACTION | Wknd | 2014-08-17 | 2014-12-11 | Hourly | 0.1 | 0.1 | 0.1 | 0.1 | 0.1 | 0.1 | 0.1 | 0.4 | 0.4 | 0.4 | 0.4 | 0.4 | 0.4 | 0.4 | 0.4 | 0.4 | 0.2 | 0.1 | 0.1 | 0.1 | 0.1 | 0.1 | 0.1 | 0.1 | From eQ_Lib.dat in MASControl 2017
D17_EPr_Cordr_HB_Yr | Lighting | FRACTION | SmrDsn | 2014-12-12 | 2014-12-31 | Constant | 1 | [23 empty] | From eQ_Lib.dat in MASControl 2017
D17_EPr_Cordr_HB_Yr | Lighting | FRACTION | WntrDsn | 2014-12-12 | 2014-12-31 | Constant | 0 | [23 empty] | From eQ_Lib.dat in MASControl 2017
D17_EPr_Cordr_HB_Yr | Lighting | FRACTION | Default | 2014-12-12 | 2014-12-31 | Constant | 0.1 | [23 empty] | From eQ_Lib.dat in MASControl 2017
D17_EPr_Cordr_HB_Yr | Lighting | FRACTION | WntrDsn | 2014-01-01 | 2014-12-31 | Constant | 0 | [23 empty] | From eQ_Lib.dat in MASControl 2017
D17_EPr_Cordr_HB_Yr | Lighting | FRACTION | SmrDsn | 2014-01-01 | 2014-12-31 | Constant | 1 | [23 empty] | From eQ_Lib.dat in MASControl 2017
D17_EPr_Cordr_HB_Yr | Lighting | FRACTION | Hol | 2014-01-01 | 2014-12-31 | Constant | 0.1 | [23 empty] | From eQ_Lib.dat in MASControl 2017
D17_EPr_Cordr_LF_Yr | Lighting | FRACTION | SmrDsn | 2014-01-01 | 2014-01-04 | Constant | 1 | [23 empty] | From eQ_Lib.dat in MASControl 2017
D17_EPr_Cordr_LF_Yr | Lighting | FRACTION | WntrDsn | 2014-01-01 | 2014-01-04 | Constant | 0 | [23 empty] | From eQ_Lib.dat in MASControl 2017
D17_EPr_Cordr_LF_Yr | Lighting | FRACTION | Default | 2014-01-01 | 2014-01-04 | Constant | 0.1 | [23 empty] | From eQ_Lib.dat in MASControl 2017
D17_EPr_Cordr_LF_Yr | Lighting | FRACTION | Default¦Wkdy | 2014-01-05 | 2014-04-03 | Hourly | 0.1 | 0.1 | 0.1 | 0.1 | 0.1 | 0.3 | 0.6 | 0.6 | 0.6 | 0.9 | 0.9 | 0.9 | 0.9 | 0.9 | 0.9 | 0.7 | 0.55 | 0.55 | 0.55 | 0.35 | 0.1 | 0.1 | 0.1 | 0.1 | From eQ_Lib.dat in MASControl 2017
D17_EPr_Cordr_LF_Yr | Lighting | FRACTION | Wknd | 2014-01-05 | 2014-04-03 | Hourly | 0.1 | 0.1 | 0.1 | 0.1 | 0.1 | 0.1 | 0.1 | 0.4 | 0.4 | 0.4 | 0.4 | 0.4 | 0.4 | 0.4 | 0.4 | 0.4 | 0.2 | 0.1 | 0.1 | 0.1 | 0.1 | 0.1 | 0.1 | 0.1 | From eQ_Lib.dat in MASControl 2017
D17_EPr_Cordr_LF_Yr | Lighting | FRACTION | SmrDsn | 2014-04-04 | 2014-04-12 | Constant | 1 | [23 empty] | From eQ_Lib.dat in MASControl 2017
D17_EPr_Cordr_LF_Yr | Lighting | FRACTION | WntrDsn | 2014-04-04 | 2014-04-12 | Constant | 0 | [23 empty] | From eQ_Lib.dat in MASControl 2017
D17_EPr_Cordr_LF_Yr | Lighting | FRACTION | Default | 2014-04-04 | 2014-04-12 | Constant | 0.1 | [23 empty] | From eQ_Lib.dat in MASControl 2017
D17_EPr_Cordr_LF_Yr | Lighting | FRACTION | Default¦Wkdy | 2014-04-13 | 2014-06-12 | Hourly | 0.1 | 0.1 | 0.1 | 0.1 | 0.1 | 0.3 | 0.6 | 0.6 | 0.6 | 0.9 | 0.9 | 0.9 | 0.9 | 0.9 | 0.9 | 0.7 | 0.55 | 0.55 | 0.55 | 0.35 | 0.1 | 0.1 | 0.1 | 0.1 | From eQ_Lib.dat in MASControl 2017
D17_EPr_Cordr_LF_Yr | Lighting | FRACTION | Wknd | 2014-04-13 | 2014-06-12 | Hourly | 0.1 | 0.1 | 0.1 | 0.1 | 0.1 | 0.1 | 0.1 | 0.4 | 0.4 | 0.4 | 0.4 | 0.4 | 0.4 | 0.4 | 0.4 | 0.4 | 0.2 | 0.1 | 0.1 | 0.1 | 0.1 | 0.1 | 0.1 | 0.1 | From eQ_Lib.dat in MASControl 2017
D17_EPr_Cordr_LF_Yr | Lighting | FRACTION | SmrDsn | 2014-06-13 | 2014-08-16 | Constant | 1 | [23 empty] | From eQ_Lib.dat in MASControl 2017
D17_EPr_Cordr_LF_Yr | Lighting | FRACTION | WntrDsn | 2014-06-13 | 2014-08-16 | Constant | 0 | [23 empty] | From eQ_Lib.dat in MASControl 2017
D17_EPr_Cordr_LF_Yr | Lighting | FRACTION | Default | 2014-06-13 | 2014-08-16 | Constant | 0.1 | [23 empty] | From eQ_Lib.dat in MASControl 2017
D17_EPr_Cordr_LF_Yr | Lighting | FRACTION | Default¦Wkdy | 2014-08-17 | 2014-12-11 | Hourly | 0.1 | 0.1 | 0.1 | 0.1 | 0.1 | 0.3 | 0.6 | 0.6 | 0.6 | 0.9 | 0.9 | 0.9 | 0.9 | 0.9 | 0.9 | 0.7 | 0.55 | 0.55 | 0.55 | 0.35 | 0.1 | 0.1 | 0.1 | 0.1 | From eQ_Lib.dat in MASControl 2017
D17_EPr_Cordr_LF_Yr | Lighting | FRACTION | Wknd | 2014-08-17 | 2014-12-11 | Hourly | 0.1 | 0.1 | 0.1 | 0.1 | 0.1 | 0.1 | 0.1 | 0.4 | 0.4 | 0.4 | 0.4 | 0.4 | 0.4 | 0.4 | 0.4 | 0.4 | 0.2 | 0.1 | 0.1 | 0.1 | 0.1 | 0.1 | 0.1 | 0.1 | From eQ_Lib.dat in MASControl 2017
D17_EPr_Cordr_LF_Yr | Lighting | FRACTION | SmrDsn | 2014-12-12 | 2014-12-31 | Constant | 1 | [23 empty] | From eQ_Lib.dat in MASControl 2017
D17_EPr_Cordr_LF_Yr | Lighting | FRACTION | WntrDsn | 2014-12-12 | 2014-12-31 | Constant | 0 | [23 empty] | From eQ_Lib.dat in MASControl 2017
D17_EPr_Cordr_LF_Yr | Lighting | FRACTION | Default | 2014-12-12 | 2014-12-31 | Constant | 0.1 | [23 empty] | From eQ_Lib.dat in MASControl 2017
D17_EPr_Cordr_LF_Yr | Lighting | FRACTION | WntrDsn | 2014-01-01 | 2014-12-31 | Constant | 0 | [23 empty] | From eQ_Lib.dat in MASControl 2017
D17_EPr_Cordr_LF_Yr | Lighting | FRACTION | SmrDsn | 2014-01-01 | 2014-12-31 | Constant | 1 | [23 empty] | From eQ_Lib.dat in MASControl 2017
D17_EPr_Cordr_LF_Yr | Lighting | FRACTION | Hol | 2014-01-01 | 2014-12-31 | Constant | 0.1 | [23 empty] | From eQ_Lib.dat in MASControl 2017
D17_EPr_Din_CFL_Yr | Lighting | FRACTION | SmrDsn | 2014-01-01 | 2014-01-04 | Constant | 1 | [23 empty] | From eQ_Lib.dat in MASControl 2017
D17_EPr_Din_CFL_Yr | Lighting | FRACTION | WntrDsn | 2014-01-01 | 2014-01-04 | Constant | 0 | [23 empty] | From eQ_Lib.dat in MASControl 2017
D17_EPr_Din_CFL_Yr | Lighting | FRACTION | Default | 2014-01-01 | 2014-01-04 | Constant | 0.05 | [23 empty] | From eQ_Lib.dat in MASControl 2017
D17_EPr_Din_CFL_Yr | Lighting | FRACTION | Default¦Wkdy | 2014-01-05 | 2014-04-03 | Hourly | 0.05 | 0.05 | 0.05 | 0.05 | 0.05 | 0.05 | 0.05 | 0.05 | 0.3 | 0.5 | 0.8 | 0.8 | 0.8 | 0.8 | 0.8 | 0.5 | 0.3 | 0.05 | 0.05 | 0.05 | 0.05 | 0.05 | 0.05 | 0.05 | From eQ_Lib.dat in MASControl 2017
D17_EPr_Din_CFL_Yr | Lighting | FRACTION | Wknd | 2014-01-05 | 2014-04-03 | Hourly | 0.05 | 0.05 | 0.05 | 0.05 | 0.05 | 0.05 | 0.05 | 0.05 | 0.05 | 0.3 | 0.5 | 0.5 | 0.5 | 0.5 | 0.3 | 0.05 | 0.05 | 0.05 | 0.05 | 0.05 | 0.05 | 0.05 | 0.05 | 0.05 | From eQ_Lib.dat in MASControl 2017
D17_EPr_Din_CFL_Yr | Lighting | FRACTION | SmrDsn | 2014-04-04 | 2014-04-12 | Constant | 1 | [23 empty] | From eQ_Lib.dat in MASControl 2017
D17_EPr_Din_CFL_Yr | Lighting | FRACTION | WntrDsn | 2014-04-04 | 2014-04-12 | Constant | 0 | [23 empty] | From eQ_Lib.dat in MASControl 2017
D17_EPr_Din_CFL_Yr | Lighting | FRACTION | Default | 2014-04-04 | 2014-04-12 | Constant | 0.05 | [23 empty] | From eQ_Lib.dat in MASControl 2017
D17_EPr_Din_CFL_Yr | Lighting | FRACTION | Default¦Wkdy | 2014-04-13 | 2014-06-12 | Hourly | 0.05 | 0.05 | 0.05 | 0.05 | 0.05 | 0.05 | 0.05 | 0.05 | 0.3 | 0.5 | 0.8 | 0.8 | 0.8 | 0.8 | 0.8 | 0.5 | 0.3 | 0.05 | 0.05 | 0.05 | 0.05 | 0.05 | 0.05 | 0.05 | From eQ_Lib.dat in MASControl 2017
D17_EPr_Din_CFL_Yr | Lighting | FRACTION | Wknd | 2014-04-13 | 2014-06-12 | Hourly | 0.05 | 0.05 | 0.05 | 0.05 | 0.05 | 0.05 | 0.05 | 0.05 | 0.05 | 0.3 | 0.5 | 0.5 | 0.5 | 0.5 | 0.3 | 0.05 | 0.05 | 0.05 | 0.05 | 0.05 | 0.05 | 0.05 | 0.05 | 0.05 | From eQ_Lib.dat in MASControl 2017
D17_EPr_Din_CFL_Yr | Lighting | FRACTION | SmrDsn | 2014-06-13 | 2014-08-16 | Constant | 1 | [23 empty] | From eQ_Lib.dat in MASControl 2017
D17_EPr_Din_CFL_Yr | Lighting | FRACTION | WntrDsn | 2014-06-13 | 2014-08-16 | Constant | 0 | [23 empty] | From eQ_Lib.dat in MASControl 2017
D17_EPr_Din_CFL_Yr | Lighting | FRACTION | Default | 2014-06-13 | 2014-08-16 | Constant | 0.05 | [23 empty] | From eQ_Lib.dat in MASControl 2017
D17_EPr_Din_CFL_Yr | Lighting | FRACTION | Default¦Wkdy | 2014-08-17 | 2014-12-11 | Hourly | 0.05 | 0.05 | 0.05 | 0.05 | 0.05 | 0.05 | 0.05 | 0.05 | 0.3 | 0.5 | 0.8 | 0.8 | 0.8 | 0.8 | 0.8 | 0.5 | 0.3 | 0.05 | 0.05 | 0.05 | 0.05 | 0.05 | 0.05 | 0.05 | From eQ_Lib.dat in MASControl 2017
D17_EPr_Din_CFL_Yr | Lighting | FRACTION | Wknd | 2014-08-17 | 2014-12-11 | Hourly | 0.05 | 0.05 | 0.05 | 0.05 | 0.05 | 0.05 | 0.05 | 0.05 | 0.05 | 0.3 | 0.5 | 0.5 | 0.5 | 0.5 | 0.3 | 0.05 | 0.05 | 0.05 | 0.05 | 0.05 | 0.05 | 0.05 | 0.05 | 0.05 | From eQ_Lib.dat in MASControl 2017
D17_EPr_Din_CFL_Yr | Lighting | FRACTION | SmrDsn | 2014-12-12 | 2014-12-31 | Constant | 1 | [23 empty] | From eQ_Lib.dat in MASControl 2017
D17_EPr_Din_CFL_Yr | Lighting | FRACTION | WntrDsn | 2014-12-12 | 2014-12-31 | Constant | 0 | [23 empty] | From eQ_Lib.dat in MASControl 2017
D17_EPr_Din_CFL_Yr | Lighting | FRACTION | Default | 2014-12-12 | 2014-12-31 | Constant | 0.05 | [23 empty] | From eQ_Lib.dat in MASControl 2017
D17_EPr_Din_CFL_Yr | Lighting | FRACTION | WntrDsn | 2014-01-01 | 2014-12-31 | Constant | 0 | [23 empty] | From eQ_Lib.dat in MASControl 2017
D17_EPr_Din_CFL_Yr | Lighting | FRACTION | SmrDsn | 2014-01-01 | 2014-12-31 | Constant | 1 | [23 empty] | From eQ_Lib.dat in MASControl 2017
D17_EPr_Din_CFL_Yr | Lighting | FRACTION | Hol | 2014-01-01 | 2014-12-31 | Constant | 0.05 | [23 empty] | From eQ_Lib.dat in MASControl 2017
D17_EPr_Din_HB_Yr | Lighting | FRACTION | SmrDsn | 2014-01-01 | 2014-01-04 | Constant | 1 | [23 empty] | From eQ_Lib.dat in MASControl 2017
D17_EPr_Din_HB_Yr | Lighting | FRACTION | WntrDsn | 2014-01-01 | 2014-01-04 | Constant | 0 | [23 empty] | From eQ_Lib.dat in MASControl 2017
D17_EPr_Din_HB_Yr | Lighting | FRACTION | Default | 2014-01-01 | 2014-01-04 | Constant | 0.05 | [23 empty] | From eQ_Lib.dat in MASControl 2017
D17_EPr_Din_HB_Yr | Lighting | FRACTION | Default¦Wkdy | 2014-01-05 | 2014-04-03 | Hourly | 0.05 | 0.05 | 0.05 | 0.05 | 0.05 | 0.05 | 0.05 | 0.05 | 0.3 | 0.5 | 0.8 | 0.8 | 0.8 | 0.8 | 0.8 | 0.5 | 0.3 | 0.05 | 0.05 | 0.05 | 0.05 | 0.05 | 0.05 | 0.05 | From eQ_Lib.dat in MASControl 2017
D17_EPr_Din_HB_Yr | Lighting | FRACTION | Wknd | 2014-01-05 | 2014-04-03 | Hourly | 0.05 | 0.05 | 0.05 | 0.05 | 0.05 | 0.05 | 0.05 | 0.05 | 0.05 | 0.3 | 0.5 | 0.5 | 0.5 | 0.5 | 0.3 | 0.05 | 0.05 | 0.05 | 0.05 | 0.05 | 0.05 | 0.05 | 0.05 | 0.05 | From eQ_Lib.dat in MASControl 2017
D17_EPr_Din_HB_Yr | Lighting | FRACTION | SmrDsn | 2014-04-04 | 2014-04-12 | Constant | 1 | [23 empty] | From eQ_Lib.dat in MASControl 2017
D17_EPr_Din_HB_Yr | Lighting | FRACTION | WntrDsn | 2014-04-04 | 2014-04-12 | Constant | 0 | [23 empty] | From eQ_Lib.dat in MASControl 2017
D17_EPr_Din_HB_Yr | Lighting | FRACTION | Default | 2014-04-04 | 2014-04-12 | Constant | 0.05 | [23 empty] | From eQ_Lib.dat in MASControl 2017
D17_EPr_Din_HB_Yr | Lighting | FRACTION | Default¦Wkdy | 2014-04-13 | 2014-06-12 | Hourly | 0.05 | 0.05 | 0.05 | 0.05 | 0.05 | 0.05 | 0.05 | 0.05 | 0.3 | 0.5 | 0.8 | 0.8 | 0.8 | 0.8 | 0.8 | 0.5 | 0.3 | 0.05 | 0.05 | 0.05 | 0.05 | 0.05 | 0.05 | 0.05 | From eQ_Lib.dat in MASControl 2017
D17_EPr_Din_HB_Yr | Lighting | FRACTION | Wknd | 2014-04-13 | 2014-06-12 | Hourly | 0.05 | 0.05 | 0.05 | 0.05 | 0.05 | 0.05 | 0.05 | 0.05 | 0.05 | 0.3 | 0.5 | 0.5 | 0.5 | 0.5 | 0.3 | 0.05 | 0.05 | 0.05 | 0.05 | 0.05 | 0.05 | 0.05 | 0.05 | 0.05 | From eQ_Lib.dat in MASControl 2017
D17_EPr_Din_HB_Yr | Lighting | FRACTION | SmrDsn | 2014-06-13 | 2014-08-16 | Constant | 1 | [23 empty] | From eQ_Lib.dat in MASControl 2017
D17_EPr_Din_HB_Yr | Lighting | FRACTION | WntrDsn | 2014-06-13 | 2014-08-16 | Constant | 0 | [23 empty] | From eQ_Lib.dat in MASControl 2017
D17_EPr_Din_HB_Yr | Lighting | FRACTION | Default | 2014-06-13 | 2014-08-16 | Constant | 0.05 | [23 empty] | From eQ_Lib.dat in MASControl 2017
D17_EPr_Din_HB_Yr | Lighting | FRACTION | Default¦Wkdy | 2014-08-17 | 2014-12-11 | Hourly | 0.05 | 0.05 | 0.05 | 0.05 | 0.05 | 0.05 | 0.05 | 0.05 | 0.3 | 0.5 | 0.8 | 0.8 | 0.8 | 0.8 | 0.8 | 0.5 | 0.3 | 0.05 | 0.05 | 0.05 | 0.05 | 0.05 | 0.05 | 0.05 | From eQ_Lib.dat in MASControl 2017
D17_EPr_Din_HB_Yr | Lighting | FRACTION | Wknd | 2014-08-17 | 2014-12-11 | Hourly | 0.05 | 0.05 | 0.05 | 0.05 | 0.05 | 0.05 | 0.05 | 0.05 | 0.05 | 0.3 | 0.5 | 0.5 | 0.5 | 0.5 | 0.3 | 0.05 | 0.05 | 0.05 | 0.05 | 0.05 | 0.05 | 0.05 | 0.05 | 0.05 | From eQ_Lib.dat in MASControl 2017
D17_EPr_Din_HB_Yr | Lighting | FRACTION | SmrDsn | 2014-12-12 | 2014-12-31 | Constant | 1 | [23 empty] | From eQ_Lib.dat in MASControl 2017
D17_EPr_Din_HB_Yr | Lighting | FRACTION | WntrDsn | 2014-12-12 | 2014-12-31 | Constant | 0 | [23 empty] | From eQ_Lib.dat in MASControl 2017
D17_EPr_Din_HB_Yr | Lighting | FRACTION | Default | 2014-12-12 | 2014-12-31 | Constant | 0.05 | [23 empty] | From eQ_Lib.dat in MASControl 2017
D17_EPr_Din_HB_Yr | Lighting | FRACTION | WntrDsn | 2014-01-01 | 2014-12-31 | Constant | 0 | [23 empty] | From eQ_Lib.dat in MASControl 2017
D17_EPr_Din_HB_Yr | Lighting | FRACTION | SmrDsn | 2014-01-01 | 2014-12-31 | Constant | 1 | [23 empty] | From eQ_Lib.dat in MASControl 2017
D17_EPr_Din_HB_Yr | Lighting | FRACTION | Hol | 2014-01-01 | 2014-12-31 | Constant | 0.05 | [23 empty] | From eQ_Lib.dat in MASControl 2017
D17_EPr_Din_LF_Yr | Lighting | FRACTION | SmrDsn | 2014-01-01 | 2014-01-04 | Constant | 1 | [23 empty] | From eQ_Lib.dat in MASControl 2017
D17_EPr_Din_LF_Yr | Lighting | FRACTION | WntrDsn | 2014-01-01 | 2014-01-04 | Constant | 0 | [23 empty] | From eQ_Lib.dat in MASControl 2017
D17_EPr_Din_LF_Yr | Lighting | FRACTION | Default | 2014-01-01 | 2014-01-04 | Constant | 0.05 | [23 empty] | From eQ_Lib.dat in MASControl 2017
D17_EPr_Din_LF_Yr | Lighting | FRACTION | Default¦Wkdy | 2014-01-05 | 2014-04-03 | Hourly | 0.05 | 0.05 | 0.05 | 0.05 | 0.05 | 0.05 | 0.05 | 0.05 | 0.3 | 0.5 | 0.8 | 0.8 | 0.8 | 0.8 | 0.8 | 0.5 | 0.3 | 0.05 | 0.05 | 0.05 | 0.05 | 0.05 | 0.05 | 0.05 | From eQ_Lib.dat in MASControl 2017
D17_EPr_Din_LF_Yr | Lighting | FRACTION | Wknd | 2014-01-05 | 2014-04-03 | Hourly | 0.05 | 0.05 | 0.05 | 0.05 | 0.05 | 0.05 | 0.05 | 0.05 | 0.05 | 0.3 | 0.5 | 0.5 | 0.5 | 0.5 | 0.3 | 0.05 | 0.05 | 0.05 | 0.05 | 0.05 | 0.05 | 0.05 | 0.05 | 0.05 | From eQ_Lib.dat in MASControl 2017
D17_EPr_Din_LF_Yr | Lighting | FRACTION | SmrDsn | 2014-04-04 | 2014-04-12 | Constant | 1 | [23 empty] | From eQ_Lib.dat in MASControl 2017
D17_EPr_Din_LF_Yr | Lighting | FRACTION | WntrDsn | 2014-04-04 | 2014-04-12 | Constant | 0 | [23 empty] | From eQ_Lib.dat in MASControl 2017
D17_EPr_Din_LF_Yr | Lighting | FRACTION | Default | 2014-04-04 | 2014-04-12 | Constant | 0.05 | [23 empty] | From eQ_Lib.dat in MASControl 2017
D17_EPr_Din_LF_Yr | Lighting | FRACTION | Default¦Wkdy | 2014-04-13 | 2014-06-12 | Hourly | 0.05 | 0.05 | 0.05 | 0.05 | 0.05 | 0.05 | 0.05 | 0.05 | 0.3 | 0.5 | 0.8 | 0.8 | 0.8 | 0.8 | 0.8 | 0.5 | 0.3 | 0.05 | 0.05 | 0.05 | 0.05 | 0.05 | 0.05 | 0.05 | From eQ_Lib.dat in MASControl 2017
D17_EPr_Din_LF_Yr | Lighting | FRACTION | Wknd | 2014-04-13 | 2014-06-12 | Hourly | 0.05 | 0.05 | 0.05 | 0.05 | 0.05 | 0.05 | 0.05 | 0.05 | 0.05 | 0.3 | 0.5 | 0.5 | 0.5 | 0.5 | 0.3 | 0.05 | 0.05 | 0.05 | 0.05 | 0.05 | 0.05 | 0.05 | 0.05 | 0.05 | From eQ_Lib.dat in MASControl 2017
D17_EPr_Din_LF_Yr | Lighting | FRACTION | SmrDsn | 2014-06-13 | 2014-08-16 | Constant | 1 | [23 empty] | From eQ_Lib.dat in MASControl 2017
D17_EPr_Din_LF_Yr | Lighting | FRACTION | WntrDsn | 2014-06-13 | 2014-08-16 | Constant | 0 | [23 empty] | From eQ_Lib.dat in MASControl 2017
D17_EPr_Din_LF_Yr | Lighting | FRACTION | Default | 2014-06-13 | 2014-08-16 | Constant | 0.05 | [23 empty] | From eQ_Lib.dat in MASControl 2017
D17_EPr_Din_LF_Yr | Lighting | FRACTION | Default¦Wkdy | 2014-08-17 | 2014-12-11 | Hourly | 0.05 | 0.05 | 0.05 | 0.05 | 0.05 | 0.05 | 0.05 | 0.05 | 0.05 | 0.05 | 1 | 1 | 1 | 1 | 1 | 0.05 | 0.05 | 0.05 | 0.05 | 0.05 | 0.05 | 0.05 | 0.05 | 0.05 | From eQ_Lib.dat in MASControl 2017
D17_EPr_Din_LF_Yr | Lighting | FRACTION | Wknd | 2014-08-17 | 2014-12-11 | Hourly | 0.05 | 0.05 | 0.05 | 0.05 | 0.05 | 0.05 | 0.05 | 0.05 | 0.05 | 0.05 | 0.6 | 0.6 | 0.6 | 0.6 | 0.05 | 0.05 | 0.05 | 0.05 | 0.05 | 0.05 | 0.05 | 0.05 | 0.05 | 0.05 | From eQ_Lib.dat in MASControl 2017
D17_EPr_Din_LF_Yr | Lighting | FRACTION | SmrDsn | 2014-12-12 | 2014-12-31 | Constant | 1 | [23 empty] | From eQ_Lib.dat in MASControl 2017
D17_EPr_Din_LF_Yr | Lighting | FRACTION | WntrDsn | 2014-12-12 | 2014-12-31 | Constant | 0 | [23 empty] | From eQ_Lib.dat in MASControl 2017
D17_EPr_Din_LF_Yr | Lighting | FRACTION | Default | 2014-12-12 | 2014-12-31 | Constant | 0.05 | [23 empty] | From eQ_Lib.dat in MASControl 2017
D17_EPr_Din_LF_Yr | Lighting | FRACTION | WntrDsn | 2014-01-01 | 2014-12-31 | Constant | 0 | [23 empty] | From eQ_Lib.dat in MASControl 2017
D17_EPr_Din_LF_Yr | Lighting | FRACTION | SmrDsn | 2014-01-01 | 2014-12-31 | Constant | 1 | [23 empty] | From eQ_Lib.dat in MASControl 2017
D17_EPr_Din_LF_Yr | Lighting | FRACTION | Hol | 2014-01-01 | 2014-12-31 | Constant | 0.05 | [23 empty] | From eQ_Lib.dat in MASControl 2017
D17_EPr_Gym_CFL_Yr | Lighting | FRACTION | SmrDsn | 2014-01-01 | 2014-01-04 | Constant | 1 | [23 empty] | From eQ_Lib.dat in MASControl 2017
D17_EPr_Gym_CFL_Yr | Lighting | FRACTION | WntrDsn | 2014-01-01 | 2014-01-04 | Constant | 0 | [23 empty] | From eQ_Lib.dat in MASControl 2017
D17_EPr_Gym_CFL_Yr | Lighting | FRACTION | Default | 2014-01-01 | 2014-01-04 | Constant | 0.02 | [23 empty] | From eQ_Lib.dat in MASControl 2017
D17_EPr_Gym_CFL_Yr | Lighting | FRACTION | Default¦Wkdy | 2014-01-05 | 2014-04-03 | Hourly | 0.05 | 0.05 | 0.05 | 0.05 | 0.05 | 0.05 | 0.05 | 0.5964 | 0.9 | 0.9 | 0.9 | 0.9 | 0.7786 | 0.9 | 0.9 | 0.5964 | 0.5964 | 0.5964 | 0.05 | 0.05 | 0.05 | 0.05 | 0.05 | 0.05 | From eQ_Lib.dat in MASControl 2017
D17_EPr_Gym_CFL_Yr | Lighting | FRACTION | Wknd | 2014-01-05 | 2014-04-03 | Hourly | 0.05 | 0.05 | 0.05 | 0.05 | 0.05 | 0.05 | 0.05 | 0.1288 | 0.5 | 0.5 | 0.5 | 0.5 | 0.5 | 0.5 | 0.5 | 0.5 | 0.5 | 0.5 | 0.05 | 0.05 | 0.05 | 0.05 | 0.05 | 0.05 | From eQ_Lib.dat in MASControl 2017
D17_EPr_Gym_CFL_Yr | Lighting | FRACTION | SmrDsn | 2014-04-04 | 2014-04-12 | Constant | 1 | [23 empty] | From eQ_Lib.dat in MASControl 2017
D17_EPr_Gym_CFL_Yr | Lighting | FRACTION | WntrDsn | 2014-04-04 | 2014-04-12 | Constant | 0 | [23 empty] | From eQ_Lib.dat in MASControl 2017
D17_EPr_Gym_CFL_Yr | Lighting | FRACTION | Default | 2014-04-04 | 2014-04-12 | Constant | 0.02 | [23 empty] | From eQ_Lib.dat in MASControl 2017
D17_EPr_Gym_CFL_Yr | Lighting | FRACTION | Default¦Wkdy | 2014-04-13 | 2014-06-12 | Hourly | 0.05 | 0.05 | 0.05 | 0.05 | 0.05 | 0.05 | 0.05 | 0.5964 | 0.9 | 0.9 | 0.9 | 0.9 | 0.7786 | 0.9 | 0.9 | 0.5964 | 0.5964 | 0.5964 | 0.05 | 0.05 | 0.05 | 0.05 | 0.05 | 0.05 | From eQ_Lib.dat in MASControl 2017
D17_EPr_Gym_CFL_Yr | Lighting | FRACTION | Wknd | 2014-04-13 | 2014-06-12 | Hourly | 0.05 | 0.05 | 0.05 | 0.05 | 0.05 | 0.05 | 0.05 | 0.1288 | 0.5 | 0.5 | 0.5 | 0.5 | 0.5 | 0.5 | 0.5 | 0.5 | 0.5 | 0.5 | 0.05 | 0.05 | 0.05 | 0.05 | 0.05 | 0.05 | From eQ_Lib.dat in MASControl 2017
D17_EPr_Gym_CFL_Yr | Lighting | FRACTION | SmrDsn | 2014-06-13 | 2014-08-16 | Constant | 1 | [23 empty] | From eQ_Lib.dat in MASControl 2017
D17_EPr_Gym_CFL_Yr | Lighting | FRACTION | WntrDsn | 2014-06-13 | 2014-08-16 | Constant | 0 | [23 empty] | From eQ_Lib.dat in MASControl 2017
D17_EPr_Gym_CFL_Yr | Lighting | FRACTION | Default | 2014-06-13 | 2014-08-16 | Constant | 0.02 | [23 empty] | From eQ_Lib.dat in MASControl 2017
D17_EPr_Gym_CFL_Yr | Lighting | FRACTION | Default¦Wkdy | 2014-08-17 | 2014-12-11 | Hourly | 0.05 | 0.05 | 0.05 | 0.05 | 0.05 | 0.05 | 0.05 | 0.5964 | 0.9 | 0.9 | 0.9 | 0.9 | 0.7786 | 0.9 | 0.9 | 0.5964 | 0.5964 | 0.5964 | 0.05 | 0.05 | 0.05 | 0.05 | 0.05 | 0.05 | From eQ_Lib.dat in MASControl 2017
D17_EPr_Gym_CFL_Yr | Lighting | FRACTION | Wknd | 2014-08-17 | 2014-12-11 | Hourly | 0.05 | 0.05 | 0.05 | 0.05 | 0.05 | 0.05 | 0.05 | 0.1288 | 0.5 | 0.5 | 0.5 | 0.5 | 0.5 | 0.5 | 0.5 | 0.5 | 0.5 | 0.5 | 0.05 | 0.05 | 0.05 | 0.05 | 0.05 | 0.05 | From eQ_Lib.dat in MASControl 2017
D17_EPr_Gym_CFL_Yr | Lighting | FRACTION | SmrDsn | 2014-12-12 | 2014-12-31 | Constant | 1 | [23 empty] | From eQ_Lib.dat in MASControl 2017
D17_EPr_Gym_CFL_Yr | Lighting | FRACTION | WntrDsn | 2014-12-12 | 2014-12-31 | Constant | 0 | [23 empty] | From eQ_Lib.dat in MASControl 2017
D17_EPr_Gym_CFL_Yr | Lighting | FRACTION | Default | 2014-12-12 | 2014-12-31 | Constant | 0.02 | [23 empty] | From eQ_Lib.dat in MASControl 2017
D17_EPr_Gym_CFL_Yr | Lighting | FRACTION | WntrDsn | 2014-01-01 | 2014-12-31 | Constant | 0 | [23 empty] | From eQ_Lib.dat in MASControl 2017
D17_EPr_Gym_CFL_Yr | Lighting | FRACTION | SmrDsn | 2014-01-01 | 2014-12-31 | Constant | 1 | [23 empty] | From eQ_Lib.dat in MASControl 2017
D17_EPr_Gym_CFL_Yr | Lighting | FRACTION | Hol | 2014-01-01 | 2014-12-31 | Constant | 0.05 | [23 empty] | From eQ_Lib.dat in MASControl 2017
D17_EPr_Gym_HB_Yr | Lighting | FRACTION | SmrDsn | 2014-01-01 | 2014-01-04 | Constant | 1 | [23 empty] | From eQ_Lib.dat in MASControl 2017
D17_EPr_Gym_HB_Yr | Lighting | FRACTION | WntrDsn | 2014-01-01 | 2014-01-04 | Constant | 0 | [23 empty] | From eQ_Lib.dat in MASControl 2017
D17_EPr_Gym_HB_Yr | Lighting | FRACTION | Default | 2014-01-01 | 2014-01-04 | Constant | 0.02 | [23 empty] | From eQ_Lib.dat in MASControl 2017
D17_EPr_Gym_HB_Yr | Lighting | FRACTION | Default¦Wkdy | 2014-01-05 | 2014-04-03 | Hourly | 0.05 | 0.05 | 0.05 | 0.05 | 0.05 | 0.05 | 0.05 | 0.5964 | 0.9 | 0.9 | 0.9 | 0.9 | 0.7786 | 0.9 | 0.9 | 0.5964 | 0.5964 | 0.5964 | 0.05 | 0.05 | 0.05 | 0.05 | 0.05 | 0.05 | From eQ_Lib.dat in MASControl 2017
D17_EPr_Gym_HB_Yr | Lighting | FRACTION | Wknd | 2014-01-05 | 2014-04-03 | Hourly | 0.05 | 0.05 | 0.05 | 0.05 | 0.05 | 0.05 | 0.05 | 0.1288 | 0.5 | 0.5 | 0.5 | 0.5 | 0.5 | 0.5 | 0.5 | 0.5 | 0.5 | 0.5 | 0.05 | 0.05 | 0.05 | 0.05 | 0.05 | 0.05 | From eQ_Lib.dat in MASControl 2017
D17_EPr_Gym_HB_Yr | Lighting | FRACTION | SmrDsn | 2014-04-04 | 2014-04-12 | Constant | 1 | [23 empty] | From eQ_Lib.dat in MASControl 2017
D17_EPr_Gym_HB_Yr | Lighting | FRACTION | WntrDsn | 2014-04-04 | 2014-04-12 | Constant | 0 | [23 empty] | From eQ_Lib.dat in MASControl 2017
D17_EPr_Gym_HB_Yr | Lighting | FRACTION | Default | 2014-04-04 | 2014-04-12 | Constant | 0.02 | [23 empty] | From eQ_Lib.dat in MASControl 2017
D17_EPr_Gym_HB_Yr | Lighting | FRACTION | Default¦Wkdy | 2014-04-13 | 2014-06-12 | Hourly | 0.05 | 0.05 | 0.05 | 0.05 | 0.05 | 0.05 | 0.05 | 0.5964 | 0.9 | 0.9 | 0.9 | 0.9 | 0.7786 | 0.9 | 0.9 | 0.5964 | 0.5964 | 0.5964 | 0.05 | 0.05 | 0.05 | 0.05 | 0.05 | 0.05 | From eQ_Lib.dat in MASControl 2017
D17_EPr_Gym_HB_Yr | Lighting | FRACTION | Wknd | 2014-04-13 | 2014-06-12 | Hourly | 0.05 | 0.05 | 0.05 | 0.05 | 0.05 | 0.05 | 0.05 | 0.1288 | 0.5 | 0.5 | 0.5 | 0.5 | 0.5 | 0.5 | 0.5 | 0.5 | 0.5 | 0.5 | 0.05 | 0.05 | 0.05 | 0.05 | 0.05 | 0.05 | From eQ_Lib.dat in MASControl 2017
D17_EPr_Gym_HB_Yr | Lighting | FRACTION | SmrDsn | 2014-06-13 | 2014-08-16 | Constant | 1 | [23 empty] | From eQ_Lib.dat in MASControl 2017
D17_EPr_Gym_HB_Yr | Lighting | FRACTION | WntrDsn | 2014-06-13 | 2014-08-16 | Constant | 0 | [23 empty] | From eQ_Lib.dat in MASControl 2017
D17_EPr_Gym_HB_Yr | Lighting | FRACTION | Default | 2014-06-13 | 2014-08-16 | Constant | 0.02 | [23 empty] | From eQ_Lib.dat in MASControl 2017
D17_EPr_Gym_HB_Yr | Lighting | FRACTION | Default¦Wkdy | 2014-08-17 | 2014-12-11 | Hourly | 0.05 | 0.05 | 0.05 | 0.05 | 0.05 | 0.05 | 0.05 | 0.5964 | 0.9 | 0.9 | 0.9 | 0.9 | 0.7786 | 0.9 | 0.9 | 0.5964 | 0.5964 | 0.5964 | 0.05 | 0.05 | 0.05 | 0.05 | 0.05 | 0.05 | From eQ_Lib.dat in MASControl 2017
D17_EPr_Gym_HB_Yr | Lighting | FRACTION | Wknd | 2014-08-17 | 2014-12-11 | Hourly | 0.05 | 0.05 | 0.05 | 0.05 | 0.05 | 0.05 | 0.05 | 0.1288 | 0.5 | 0.5 | 0.5 | 0.5 | 0.5 | 0.5 | 0.5 | 0.5 | 0.5 | 0.5 | 0.05 | 0.05 | 0.05 | 0.05 | 0.05 | 0.05 | From eQ_Lib.dat in MASControl 2017
D17_EPr_Gym_HB_Yr | Lighting | FRACTION | SmrDsn | 2014-12-12 | 2014-12-31 | Constant | 1 | [23 empty] | From eQ_Lib.dat in MASControl 2017
D17_EPr_Gym_HB_Yr | Lighting | FRACTION | WntrDsn | 2014-12-12 | 2014-12-31 | Constant | 0 | [23 empty] | From eQ_Lib.dat in MASControl 2017
D17_EPr_Gym_HB_Yr | Lighting | FRACTION | Default | 2014-12-12 | 2014-12-31 | Constant | 0.02 | [23 empty] | From eQ_Lib.dat in MASControl 2017
D17_EPr_Gym_HB_Yr | Lighting | FRACTION | WntrDsn | 2014-01-01 | 2014-12-31 | Constant | 0 | [23 empty] | From eQ_Lib.dat in MASControl 2017
D17_EPr_Gym_HB_Yr | Lighting | FRACTION | SmrDsn | 2014-01-01 | 2014-12-31 | Constant | 1 | [23 empty] | From eQ_Lib.dat in MASControl 2017
D17_EPr_Gym_HB_Yr | Lighting | FRACTION | Hol | 2014-01-01 | 2014-12-31 | Constant | 0.05 | [23 empty] | From eQ_Lib.dat in MASControl 2017
D17_EPr_Gym_LF_Yr | Lighting | FRACTION | SmrDsn | 2014-01-01 | 2014-01-04 | Constant | 1 | [23 empty] | From eQ_Lib.dat in MASControl 2017
D17_EPr_Gym_LF_Yr | Lighting | FRACTION | WntrDsn | 2014-01-01 | 2014-01-04 | Constant | 0 | [23 empty] | From eQ_Lib.dat in MASControl 2017
D17_EPr_Gym_LF_Yr | Lighting | FRACTION | Default | 2014-01-01 | 2014-01-04 | Constant | 0.02 | [23 empty] | From eQ_Lib.dat in MASControl 2017
D17_EPr_Gym_LF_Yr | Lighting | FRACTION | Default¦Wkdy | 2014-01-05 | 2014-04-03 | Hourly | 0.05 | 0.05 | 0.05 | 0.05 | 0.05 | 0.05 | 0.05 | 0.5964 | 0.9 | 0.9 | 0.9 | 0.9 | 0.7786 | 0.9 | 0.9 | 0.5964 | 0.5964 | 0.5964 | 0.05 | 0.05 | 0.05 | 0.05 | 0.05 | 0.05 | From eQ_Lib.dat in MASControl 2017
D17_EPr_Gym_LF_Yr | Lighting | FRACTION | Wknd | 2014-01-05 | 2014-04-03 | Hourly | 0.05 | 0.05 | 0.05 | 0.05 | 0.05 | 0.05 | 0.05 | 0.1288 | 0.5 | 0.5 | 0.5 | 0.5 | 0.5 | 0.5 | 0.5 | 0.5 | 0.5 | 0.5 | 0.05 | 0.05 | 0.05 | 0.05 | 0.05 | 0.05 | From eQ_Lib.dat in MASControl 2017
D17_EPr_Gym_LF_Yr | Lighting | FRACTION | SmrDsn | 2014-04-04 | 2014-04-12 | Constant | 1 | [23 empty] | From eQ_Lib.dat in MASControl 2017
D17_EPr_Gym_LF_Yr | Lighting | FRACTION | WntrDsn | 2014-04-04 | 2014-04-12 | Constant | 0 | [23 empty] | From eQ_Lib.dat in MASControl 2017
D17_EPr_Gym_LF_Yr | Lighting | FRACTION | Default | 2014-04-04 | 2014-04-12 | Constant | 0.02 | [23 empty] | From eQ_Lib.dat in MASControl 2017
D17_EPr_Gym_LF_Yr | Lighting | FRACTION | Default¦Wkdy | 2014-04-13 | 2014-06-12 | Hourly | 0.05 | 0.05 | 0.05 | 0.05 | 0.05 | 0.05 | 0.05 | 0.5964 | 0.9 | 0.9 | 0.9 | 0.9 | 0.7786 | 0.9 | 0.9 | 0.5964 | 0.5964 | 0.5964 | 0.05 | 0.05 | 0.05 | 0.05 | 0.05 | 0.05 | From eQ_Lib.dat in MASControl 2017
D17_EPr_Gym_LF_Yr | Lighting | FRACTION | Wknd | 2014-04-13 | 2014-06-12 | Hourly | 0.05 | 0.05 | 0.05 | 0.05 | 0.05 | 0.05 | 0.05 | 0.1288 | 0.5 | 0.5 | 0.5 | 0.5 | 0.5 | 0.5 | 0.5 | 0.5 | 0.5 | 0.5 | 0.05 | 0.05 | 0.05 | 0.05 | 0.05 | 0.05 | From eQ_Lib.dat in MASControl 2017
D17_EPr_Gym_LF_Yr | Lighting | FRACTION | SmrDsn | 2014-06-13 | 2014-08-16 | Constant | 1 | [23 empty] | From eQ_Lib.dat in MASControl 2017
D17_EPr_Gym_LF_Yr | Lighting | FRACTION | WntrDsn | 2014-06-13 | 2014-08-16 | Constant | 0 | [23 empty] | From eQ_Lib.dat in MASControl 2017
D17_EPr_Gym_LF_Yr | Lighting | FRACTION | Default | 2014-06-13 | 2014-08-16 | Constant | 0.02 | [23 empty] | From eQ_Lib.dat in MASControl 2017
D17_EPr_Gym_LF_Yr | Lighting | FRACTION | Default¦Wkdy | 2014-08-17 | 2014-12-11 | Hourly | 0.05 | 0.05 | 0.05 | 0.05 | 0.05 | 0.05 | 0.05 | 0.5964 | 0.9 | 0.9 | 0.9 | 0.9 | 0.7786 | 0.9 | 0.9 | 0.5964 | 0.5964 | 0.5964 | 0.05 | 0.05 | 0.05 | 0.05 | 0.05 | 0.05 | From eQ_Lib.dat in MASControl 2017
D17_EPr_Gym_LF_Yr | Lighting | FRACTION | Wknd | 2014-08-17 | 2014-12-11 | Hourly | 0.05 | 0.05 | 0.05 | 0.05 | 0.05 | 0.05 | 0.05 | 0.1288 | 0.5 | 0.5 | 0.5 | 0.5 | 0.5 | 0.5 | 0.5 | 0.5 | 0.5 | 0.5 | 0.05 | 0.05 | 0.05 | 0.05 | 0.05 | 0.05 | From eQ_Lib.dat in MASControl 2017
D17_EPr_Gym_LF_Yr | Lighting | FRACTION | SmrDsn | 2014-12-12 | 2014-12-31 | Constant | 1 | [23 empty] | From eQ_Lib.dat in MASControl 2017
D17_EPr_Gym_LF_Yr | Lighting | FRACTION | WntrDsn | 2014-12-12 | 2014-12-31 | Constant | 0 | [23 empty] | From eQ_Lib.dat in MASControl 2017
D17_EPr_Gym_LF_Yr | Lighting | FRACTION | Default | 2014-12-12 | 2014-12-31 | Constant | 0.02 | [23 empty] | From eQ_Lib.dat in MASControl 2017
D17_EPr_Gym_LF_Yr | Lighting | FRACTION | WntrDsn | 2014-01-01 | 2014-12-31 | Constant | 0 | [23 empty] | From eQ_Lib.dat in MASControl 2017
D17_EPr_Gym_LF_Yr | Lighting | FRACTION | SmrDsn | 2014-01-01 | 2014-12-31 | Constant | 1 | [23 empty] | From eQ_Lib.dat in MASControl 2017
D17_EPr_Gym_LF_Yr | Lighting | FRACTION | Hol | 2014-01-01 | 2014-12-31 | Constant | 0.05 | [23 empty] | From eQ_Lib.dat in MASControl 2017
D17_EPr_Ktchn_CFL_Yr | Lighting | FRACTION | SmrDsn | 2014-01-01 | 2014-01-04 | Constant | 1 | [23 empty] | From eQ_Lib.dat in MASControl 2017
D17_EPr_Ktchn_CFL_Yr | Lighting | FRACTION | WntrDsn | 2014-01-01 | 2014-01-04 | Constant | 0 | [23 empty] | From eQ_Lib.dat in MASControl 2017
D17_EPr_Ktchn_CFL_Yr | Lighting | FRACTION | Default | 2014-01-01 | 2014-01-04 | Constant | 0.02 | [23 empty] | From eQ_Lib.dat in MASControl 2017
D17_EPr_Ktchn_CFL_Yr | Lighting | FRACTION | Default¦Wkdy | 2014-01-05 | 2014-04-03 | Hourly | 0.05 | 0.05 | 0.05 | 0.05 | 0.05 | 0.05 | 0.05 | 0.05 | 0.75 | 1 | 1 | 1 | 1 | 1 | 1 | 0.5 | 0.25 | 0.05 | 0.05 | 0.05 | 0.05 | 0.05 | 0.05 | 0.05 | From eQ_Lib.dat in MASControl 2017
D17_EPr_Ktchn_CFL_Yr | Lighting | FRACTION | Wknd | 2014-01-05 | 2014-04-03 | Hourly | 0.05 | 0.05 | 0.05 | 0.05 | 0.05 | 0.05 | 0.05 | 0.05 | 0.05 | 0.3556 | 0.6 | 0.6 | 0.6 | 0.6 | 0.05 | 0.05 | 0.05 | 0.05 | 0.05 | 0.05 | 0.05 | 0.05 | 0.05 | 0.05 | From eQ_Lib.dat in MASControl 2017
D17_EPr_Ktchn_CFL_Yr | Lighting | FRACTION | SmrDsn | 2014-04-04 | 2014-04-12 | Constant | 1 | [23 empty] | From eQ_Lib.dat in MASControl 2017
D17_EPr_Ktchn_CFL_Yr | Lighting | FRACTION | WntrDsn | 2014-04-04 | 2014-04-12 | Constant | 0 | [23 empty] | From eQ_Lib.dat in MASControl 2017
D17_EPr_Ktchn_CFL_Yr | Lighting | FRACTION | Default | 2014-04-04 | 2014-04-12 | Constant | 0.02 | [23 empty] | From eQ_Lib.dat in MASControl 2017
D17_EPr_Ktchn_CFL_Yr | Lighting | FRACTION | Default¦Wkdy | 2014-04-13 | 2014-06-12 | Hourly | 0.05 | 0.05 | 0.05 | 0.05 | 0.05 | 0.05 | 0.05 | 0.05 | 0.75 | 1 | 1 | 1 | 1 | 1 | 1 | 0.5 | 0.25 | 0.05 | 0.05 | 0.05 | 0.05 | 0.05 | 0.05 | 0.05 | From eQ_Lib.dat in MASControl 2017
D17_EPr_Ktchn_CFL_Yr | Lighting | FRACTION | Wknd | 2014-04-13 | 2014-06-12 | Hourly | 0.05 | 0.05 | 0.05 | 0.05 | 0.05 | 0.05 | 0.05 | 0.05 | 0.05 | 0.3556 | 0.6 | 0.6 | 0.6 | 0.6 | 0.05 | 0.05 | 0.05 | 0.05 | 0.05 | 0.05 | 0.05 | 0.05 | 0.05 | 0.05 | From eQ_Lib.dat in MASControl 2017
D17_EPr_Ktchn_CFL_Yr | Lighting | FRACTION | SmrDsn | 2014-06-13 | 2014-08-16 | Constant | 1 | [23 empty] | From eQ_Lib.dat in MASControl 2017
D17_EPr_Ktchn_CFL_Yr | Lighting | FRACTION | WntrDsn | 2014-06-13 | 2014-08-16 | Constant | 0 | [23 empty] | From eQ_Lib.dat in MASControl 2017
D17_EPr_Ktchn_CFL_Yr | Lighting | FRACTION | Default | 2014-06-13 | 2014-08-16 | Constant | 0.02 | [23 empty] | From eQ_Lib.dat in MASControl 2017
D17_EPr_Ktchn_CFL_Yr | Lighting | FRACTION | Default¦Wkdy | 2014-08-17 | 2014-12-11 | Hourly | 0.05 | 0.05 | 0.05 | 0.05 | 0.05 | 0.05 | 0.05 | 0.05 | 0.75 | 1 | 1 | 1 | 1 | 1 | 1 | 0.5 | 0.25 | 0.05 | 0.05 | 0.05 | 0.05 | 0.05 | 0.05 | 0.05 | From eQ_Lib.dat in MASControl 2017
D17_EPr_Ktchn_CFL_Yr | Lighting | FRACTION | Wknd | 2014-08-17 | 2014-12-11 | Hourly | 0.05 | 0.05 | 0.05 | 0.05 | 0.05 | 0.05 | 0.05 | 0.05 | 0.05 | 0.3556 | 0.6 | 0.6 | 0.6 | 0.6 | 0.05 | 0.05 | 0.05 | 0.05 | 0.05 | 0.05 | 0.05 | 0.05 | 0.05 | 0.05 | From eQ_Lib.dat in MASControl 2017
D17_EPr_Ktchn_CFL_Yr | Lighting | FRACTION | SmrDsn | 2014-12-12 | 2014-12-31 | Constant | 1 | [23 empty] | From eQ_Lib.dat in MASControl 2017
D17_EPr_Ktchn_CFL_Yr | Lighting | FRACTION | WntrDsn | 2014-12-12 | 2014-12-31 | Constant | 0 | [23 empty] | From eQ_Lib.dat in MASControl 2017
D17_EPr_Ktchn_CFL_Yr | Lighting | FRACTION | Default | 2014-12-12 | 2014-12-31 | Constant | 0.02 | [23 empty] | From eQ_Lib.dat in MASControl 2017
D17_EPr_Ktchn_CFL_Yr | Lighting | FRACTION | WntrDsn | 2014-01-01 | 2014-12-31 | Constant | 0 | [23 empty] | From eQ_Lib.dat in MASControl 2017
D17_EPr_Ktchn_CFL_Yr | Lighting | FRACTION | SmrDsn | 2014-01-01 | 2014-12-31 | Constant | 1 | [23 empty] | From eQ_Lib.dat in MASControl 2017
D17_EPr_Ktchn_CFL_Yr | Lighting | FRACTION | Hol | 2014-01-01 | 2014-12-31 | Constant | 0.05 | [23 empty] | From eQ_Lib.dat in MASControl 2017
D17_EPr_Ktchn_Elec_Yr | Equipment | FRACTION | Default¦Wkdy | 2014-01-01 | 2014-01-04 | Constant | 0 | [23 empty] | From eQ_Lib.dat in MASControl 2017
D17_EPr_Ktchn_Elec_Yr | Equipment | FRACTION | Wknd | 2014-01-01 | 2014-01-04 | Constant | 0 | [23 empty] | From eQ_Lib.dat in MASControl 2017
D17_EPr_Ktchn_Elec_Yr | Equipment | FRACTION | Default¦Wkdy | 2014-01-05 | 2014-04-03 | Hourly | 0.05 | 0.05 | 0.05 | 0.05 | 0.05 | 0.05 | 0.1 | 0.1 | 0.15 | 0.15 | 0.25 | 0.25 | 0.25 | 0.15 | 0.15 | 0.1 | 0.1 | 0.1 | 0.1 | 0.1 | 0.1 | 0.05 | 0.05 | 0.05 | From eQ_Lib.dat in MASControl 2017
D17_EPr_Ktchn_Elec_Yr | Equipment | FRACTION | Wknd | 2014-01-05 | 2014-04-03 | Hourly | 0.05 | 0.05 | 0.05 | 0.05 | 0.05 | 0.05 | 0.1 | 0.1 | 0.1 | 0.1 | 0.1 | 0.1 | 0.1 | 0.1 | 0.1 | 0.1 | 0.1 | 0.1 | 0.1 | 0.1 | 0.1 | 0.05 | 0.05 | 0.05 | From eQ_Lib.dat in MASControl 2017
D17_EPr_Ktchn_Elec_Yr | Equipment | FRACTION | Default¦Wkdy | 2014-04-04 | 2014-04-12 | Constant | 0 | [23 empty] | From eQ_Lib.dat in MASControl 2017
D17_EPr_Ktchn_Elec_Yr | Equipment | FRACTION | Wknd | 2014-04-04 | 2014-04-12 | Constant | 0 | [23 empty] | From eQ_Lib.dat in MASControl 2017
D17_EPr_Ktchn_Elec_Yr | Equipment | FRACTION | Default¦Wkdy | 2014-04-13 | 2014-06-12 | Hourly | 0.05 | 0.05 | 0.05 | 0.05 | 0.05 | 0.05 | 0.1 | 0.1 | 0.15 | 0.15 | 0.25 | 0.25 | 0.25 | 0.15 | 0.15 | 0.1 | 0.1 | 0.1 | 0.1 | 0.1 | 0.1 | 0.05 | 0.05 | 0.05 | From eQ_Lib.dat in MASControl 2017
D17_EPr_Ktchn_Elec_Yr | Equipment | FRACTION | Wknd | 2014-04-13 | 2014-06-12 | Hourly | 0.05 | 0.05 | 0.05 | 0.05 | 0.05 | 0.05 | 0.1 | 0.1 | 0.1 | 0.1 | 0.1 | 0.1 | 0.1 | 0.1 | 0.1 | 0.1 | 0.1 | 0.1 | 0.1 | 0.1 | 0.1 | 0.05 | 0.05 | 0.05 | From eQ_Lib.dat in MASControl 2017
D17_EPr_Ktchn_Elec_Yr | Equipment | FRACTION | Default¦Wkdy | 2014-06-13 | 2014-08-16 | Constant | 0 | [23 empty] | From eQ_Lib.dat in MASControl 2017
D17_EPr_Ktchn_Elec_Yr | Equipment | FRACTION | Wknd | 2014-06-13 | 2014-08-16 | Constant | 0 | [23 empty] | From eQ_Lib.dat in MASControl 2017
D17_EPr_Ktchn_Elec_Yr | Equipment | FRACTION | Default¦Wkdy | 2014-08-17 | 2014-12-11 | Hourly | 0.05 | 0.05 | 0.05 | 0.05 | 0.05 | 0.05 | 0.1 | 0.1 | 0.15 | 0.15 | 0.25 | 0.25 | 0.25 | 0.15 | 0.15 | 0.1 | 0.1 | 0.1 | 0.1 | 0.1 | 0.1 | 0.05 | 0.05 | 0.05 | From eQ_Lib.dat in MASControl 2017
D17_EPr_Ktchn_Elec_Yr | Equipment | FRACTION | Wknd | 2014-08-17 | 2014-12-11 | Hourly | 0.05 | 0.05 | 0.05 | 0.05 | 0.05 | 0.05 | 0.1 | 0.1 | 0.1 | 0.1 | 0.1 | 0.1 | 0.1 | 0.1 | 0.1 | 0.1 | 0.1 | 0.1 | 0.1 | 0.1 | 0.1 | 0.05 | 0.05 | 0.05 | From eQ_Lib.dat in MASControl 2017
D17_EPr_Ktchn_Elec_Yr | Equipment | FRACTION | Default¦Wkdy | 2014-12-12 | 2014-12-31 | Constant | 0 | [23 empty] | From eQ_Lib.dat in MASControl 2017
D17_EPr_Ktchn_Elec_Yr | Equipment | FRACTION | Wknd | 2014-12-12 | 2014-12-31 | Constant | 0 | [23 empty] | From eQ_Lib.dat in MASControl 2017
D17_EPr_Ktchn_Elec_Yr | Equipment | FRACTION | WntrDsn | 2014-01-01 | 2014-12-31 | Constant | 0 | [23 empty] | From eQ_Lib.dat in MASControl 2017
D17_EPr_Ktchn_Elec_Yr | Equipment | FRACTION | SmrDsn | 2014-01-01 | 2014-12-31 | Constant | 1 | [23 empty] | From eQ_Lib.dat in MASControl 2017
D17_EPr_Ktchn_Elec_Yr | Equipment | FRACTION | Hol | 2014-01-01 | 2014-12-31 | Constant | 0 | [23 empty] | From eQ_Lib.dat in MASControl 2017
D17_EPr_Ktchn_Gas_Yr | Equipment | FRACTION | SmrDsn | 2014-01-01 | 2014-01-04 | Constant | 1 | [23 empty] | From eQ_Lib.dat in MASControl 2017
D17_EPr_Ktchn_Gas_Yr | Equipment | FRACTION | WntrDsn | 2014-01-01 | 2014-01-04 | Constant | 0 | [23 empty] | From eQ_Lib.dat in MASControl 2017
D17_EPr_Ktchn_Gas_Yr | Equipment | FRACTION | Default | 2014-01-01 | 2014-01-04 | Constant | 0 | [23 empty] | From eQ_Lib.dat in MASControl 2017
D17_EPr_Ktchn_Gas_Yr | Equipment | FRACTION | Default¦Wkdy | 2014-01-05 | 2014-04-03 | Hourly | 0.02 | 0.02 | 0.02 | 0.02 | 0.02 | 0.02 | 0.02 | 0.02 | 0.15 | 0.15 | 0.2 | 0.2 | 0.2 | 0.1 | 0.1 | 0.02 | 0.02 | 0.02 | 0.02 | 0.02 | 0.02 | 0.02 | 0.02 | 0.02 | From eQ_Lib.dat in MASControl 2017
D17_EPr_Ktchn_Gas_Yr | Equipment | FRACTION | Wknd | 2014-01-05 | 2014-04-03 | Constant | 0.02 | [23 empty] | From eQ_Lib.dat in MASControl 2017
D17_EPr_Ktchn_Gas_Yr | Equipment | FRACTION | SmrDsn | 2014-04-04 | 2014-04-12 | Constant | 1 | [23 empty] | From eQ_Lib.dat in MASControl 2017
D17_EPr_Ktchn_Gas_Yr | Equipment | FRACTION | WntrDsn | 2014-04-04 | 2014-04-12 | Constant | 0 | [23 empty] | From eQ_Lib.dat in MASControl 2017
D17_EPr_Ktchn_Gas_Yr | Equipment | FRACTION | Default | 2014-04-04 | 2014-04-12 | Constant | 0 | [23 empty] | From eQ_Lib.dat in MASControl 2017
D17_EPr_Ktchn_Gas_Yr | Equipment | FRACTION | Default¦Wkdy | 2014-04-13 | 2014-06-12 | Hourly | 0.02 | 0.02 | 0.02 | 0.02 | 0.02 | 0.02 | 0.02 | 0.02 | 0.15 | 0.15 | 0.2 | 0.2 | 0.2 | 0.1 | 0.1 | 0.02 | 0.02 | 0.02 | 0.02 | 0.02 | 0.02 | 0.02 | 0.02 | 0.02 | From eQ_Lib.dat in MASControl 2017
D17_EPr_Ktchn_Gas_Yr | Equipment | FRACTION | Wknd | 2014-04-13 | 2014-06-12 | Constant | 0.02 | [23 empty] | From eQ_Lib.dat in MASControl 2017
D17_EPr_Ktchn_Gas_Yr | Equipment | FRACTION | SmrDsn | 2014-06-13 | 2014-08-16 | Constant | 1 | [23 empty] | From eQ_Lib.dat in MASControl 2017
D17_EPr_Ktchn_Gas_Yr | Equipment | FRACTION | WntrDsn | 2014-06-13 | 2014-08-16 | Constant | 0 | [23 empty] | From eQ_Lib.dat in MASControl 2017
D17_EPr_Ktchn_Gas_Yr | Equipment | FRACTION | Default | 2014-06-13 | 2014-08-16 | Constant | 0 | [23 empty] | From eQ_Lib.dat in MASControl 2017
D17_EPr_Ktchn_Gas_Yr | Equipment | FRACTION | Default¦Wkdy | 2014-08-17 | 2014-12-11 | Hourly | 0.02 | 0.02 | 0.02 | 0.02 | 0.02 | 0.02 | 0.02 | 0.02 | 0.15 | 0.15 | 0.2 | 0.2 | 0.2 | 0.1 | 0.1 | 0.02 | 0.02 | 0.02 | 0.02 | 0.02 | 0.02 | 0.02 | 0.02 | 0.02 | From eQ_Lib.dat in MASControl 2017
D17_EPr_Ktchn_Gas_Yr | Equipment | FRACTION | Wknd | 2014-08-17 | 2014-12-11 | Constant | 0.02 | [23 empty] | From eQ_Lib.dat in MASControl 2017
D17_EPr_Ktchn_Gas_Yr | Equipment | FRACTION | SmrDsn | 2014-12-12 | 2014-12-31 | Constant | 1 | [23 empty] | From eQ_Lib.dat in MASControl 2017
D17_EPr_Ktchn_Gas_Yr | Equipment | FRACTION | WntrDsn | 2014-12-12 | 2014-12-31 | Constant | 0 | [23 empty] | From eQ_Lib.dat in MASControl 2017
D17_EPr_Ktchn_Gas_Yr | Equipment | FRACTION | Default | 2014-12-12 | 2014-12-31 | Constant | 0 | [23 empty] | From eQ_Lib.dat in MASControl 2017
D17_EPr_Ktchn_Gas_Yr | Equipment | FRACTION | WntrDsn | 2014-01-01 | 2014-12-31 | Constant | 0 | [23 empty] | From eQ_Lib.dat in MASControl 2017
D17_EPr_Ktchn_Gas_Yr | Equipment | FRACTION | SmrDsn | 2014-01-01 | 2014-12-31 | Constant | 1 | [23 empty] | From eQ_Lib.dat in MASControl 2017
D17_EPr_Ktchn_Gas_Yr | Equipment | FRACTION | Hol | 2014-01-01 | 2014-12-31 | Constant | 0.02 | [23 empty] | From eQ_Lib.dat in MASControl 2017
D17_EPr_Ktchn_LF_Yr | Lighting | FRACTION | SmrDsn | 2014-01-01 | 2014-01-04 | Constant | 1 | [23 empty] | From eQ_Lib.dat in MASControl 2017
D17_EPr_Ktchn_LF_Yr | Lighting | FRACTION | WntrDsn | 2014-01-01 | 2014-01-04 | Constant | 0 | [23 empty] | From eQ_Lib.dat in MASControl 2017
D17_EPr_Ktchn_LF_Yr | Lighting | FRACTION | Default | 2014-01-01 | 2014-01-04 | Constant | 0.02 | [23 empty] | From eQ_Lib.dat in MASControl 2017
D17_EPr_Ktchn_LF_Yr | Lighting | FRACTION | Default¦Wkdy | 2014-01-05 | 2014-04-03 | Hourly | 0.05 | 0.05 | 0.05 | 0.05 | 0.05 | 0.05 | 0.05 | 0.05 | 0.75 | 1 | 1 | 1 | 1 | 1 | 1 | 0.5 | 0.25 | 0.05 | 0.05 | 0.05 | 0.05 | 0.05 | 0.05 | 0.05 | From eQ_Lib.dat in MASControl 2017
D17_EPr_Ktchn_LF_Yr | Lighting | FRACTION | Wknd | 2014-01-05 | 2014-04-03 | Hourly | 0.05 | 0.05 | 0.05 | 0.05 | 0.05 | 0.05 | 0.05 | 0.05 | 0.05 | 0.3556 | 0.6 | 0.6 | 0.6 | 0.6 | 0.05 | 0.05 | 0.05 | 0.05 | 0.05 | 0.05 | 0.05 | 0.05 | 0.05 | 0.05 | From eQ_Lib.dat in MASControl 2017
D17_EPr_Ktchn_LF_Yr | Lighting | FRACTION | SmrDsn | 2014-04-04 | 2014-04-12 | Constant | 1 | [23 empty] | From eQ_Lib.dat in MASControl 2017
D17_EPr_Ktchn_LF_Yr | Lighting | FRACTION | WntrDsn | 2014-04-04 | 2014-04-12 | Constant | 0 | [23 empty] | From eQ_Lib.dat in MASControl 2017
D17_EPr_Ktchn_LF_Yr | Lighting | FRACTION | Default | 2014-04-04 | 2014-04-12 | Constant | 0.02 | [23 empty] | From eQ_Lib.dat in MASControl 2017
D17_EPr_Ktchn_LF_Yr | Lighting | FRACTION | Default¦Wkdy | 2014-04-13 | 2014-06-12 | Hourly | 0.05 | 0.05 | 0.05 | 0.05 | 0.05 | 0.05 | 0.05 | 0.05 | 0.75 | 1 | 1 | 1 | 1 | 1 | 1 | 0.5 | 0.25 | 0.05 | 0.05 | 0.05 | 0.05 | 0.05 | 0.05 | 0.05 | From eQ_Lib.dat in MASControl 2017
D17_EPr_Ktchn_LF_Yr | Lighting | FRACTION | Wknd | 2014-04-13 | 2014-06-12 | Hourly | 0.05 | 0.05 | 0.05 | 0.05 | 0.05 | 0.05 | 0.05 | 0.05 | 0.05 | 0.3556 | 0.6 | 0.6 | 0.6 | 0.6 | 0.05 | 0.05 | 0.05 | 0.05 | 0.05 | 0.05 | 0.05 | 0.05 | 0.05 | 0.05 | From eQ_Lib.dat in MASControl 2017
D17_EPr_Ktchn_LF_Yr | Lighting | FRACTION | SmrDsn | 2014-06-13 | 2014-08-16 | Constant | 1 | [23 empty] | From eQ_Lib.dat in MASControl 2017
D17_EPr_Ktchn_LF_Yr | Lighting | FRACTION | WntrDsn | 2014-06-13 | 2014-08-16 | Constant | 0 | [23 empty] | From eQ_Lib.dat in MASControl 2017
D17_EPr_Ktchn_LF_Yr | Lighting | FRACTION | Default | 2014-06-13 | 2014-08-16 | Constant | 0.02 | [23 empty] | From eQ_Lib.dat in MASControl 2017
D17_EPr_Ktchn_LF_Yr | Lighting | FRACTION | Default¦Wkdy | 2014-08-17 | 2014-12-11 | Hourly | 0.05 | 0.05 | 0.05 | 0.05 | 0.05 | 0.05 | 0.05 | 0.05 | 0.75 | 1 | 1 | 1 | 1 | 1 | 1 | 0.5 | 0.25 | 0.05 | 0.05 | 0.05 | 0.05 | 0.05 | 0.05 | 0.05 | From eQ_Lib.dat in MASControl 2017
D17_EPr_Ktchn_LF_Yr | Lighting | FRACTION | Wknd | 2014-08-17 | 2014-12-11 | Hourly | 0.05 | 0.05 | 0.05 | 0.05 | 0.05 | 0.05 | 0.05 | 0.05 | 0.05 | 0.3556 | 0.6 | 0.6 | 0.6 | 0.6 | 0.05 | 0.05 | 0.05 | 0.05 | 0.05 | 0.05 | 0.05 | 0.05 | 0.05 | 0.05 | From eQ_Lib.dat in MASControl 2017
D17_EPr_Ktchn_LF_Yr | Lighting | FRACTION | SmrDsn | 2014-12-12 | 2014-12-31 | Constant | 1 | [23 empty] | From eQ_Lib.dat in MASControl 2017
D17_EPr_Ktchn_LF_Yr | Lighting | FRACTION | WntrDsn | 2014-12-12 | 2014-12-31 | Constant | 0 | [23 empty] | From eQ_Lib.dat in MASControl 2017
D17_EPr_Ktchn_LF_Yr | Lighting | FRACTION | Default | 2014-12-12 | 2014-12-31 | Constant | 0.02 | [23 empty] | From eQ_Lib.dat in MASControl 2017
D17_EPr_Ktchn_LF_Yr | Lighting | FRACTION | WntrDsn | 2014-01-01 | 2014-12-31 | Constant | 0 | [23 empty] | From eQ_Lib.dat in MASControl 2017
D17_EPr_Ktchn_LF_Yr | Lighting | FRACTION | SmrDsn | 2014-01-01 | 2014-12-31 | Constant | 1 | [23 empty] | From eQ_Lib.dat in MASControl 2017
D17_EPr_Ktchn_LF_Yr | Lighting | FRACTION | Hol | 2014-01-01 | 2014-12-31 | Constant | 0.05 | [23 empty] | From eQ_Lib.dat in MASControl 2017
D17_EPr_LibRdg_CFL_Yr | Lighting | FRACTION | SmrDsn | 2014-01-01 | 2014-01-04 | Constant | 1 | [23 empty] | From eQ_Lib.dat in MASControl 2017
D17_EPr_LibRdg_CFL_Yr | Lighting | FRACTION | WntrDsn | 2014-01-01 | 2014-01-04 | Constant | 0 | [23 empty] | From eQ_Lib.dat in MASControl 2017
D17_EPr_LibRdg_CFL_Yr | Lighting | FRACTION | Default | 2014-01-01 | 2014-01-04 | Constant | 0.02 | [23 empty] | From eQ_Lib.dat in MASControl 2017
D17_EPr_LibRdg_CFL_Yr | Lighting | FRACTION | Default¦Wkdy | 2014-01-05 | 2014-04-03 | Hourly | 0.05 | 0.05 | 0.05 | 0.05 | 0.05 | 0.6 | 0.6 | 0.6 | 0.6 | 0.7 | 0.7 | 0.7 | 0.7 | 0.7 | 0.7 | 0.55 | 0.55 | 0.55 | 0.55 | 0.35 | 0.1 | 0.1 | 0.1 | 0.1 | From eQ_Lib.dat in MASControl 2017
D17_EPr_LibRdg_CFL_Yr | Lighting | FRACTION | Wknd | 2014-01-05 | 2014-04-03 | Hourly | 0.05 | 0.05 | 0.05 | 0.05 | 0.05 | 0.05 | 0.05 | 0.4 | 0.4 | 0.4 | 0.4 | 0.4 | 0.4 | 0.4 | 0.4 | 0.4 | 0.05 | 0.05 | 0.05 | 0.05 | 0.05 | 0.05 | 0.05 | 0.05 | From eQ_Lib.dat in MASControl 2017
D17_EPr_LibRdg_CFL_Yr | Lighting | FRACTION | SmrDsn | 2014-04-04 | 2014-04-12 | Constant | 1 | [23 empty] | From eQ_Lib.dat in MASControl 2017
D17_EPr_LibRdg_CFL_Yr | Lighting | FRACTION | WntrDsn | 2014-04-04 | 2014-04-12 | Constant | 0 | [23 empty] | From eQ_Lib.dat in MASControl 2017
D17_EPr_LibRdg_CFL_Yr | Lighting | FRACTION | Default | 2014-04-04 | 2014-04-12 | Constant | 0.02 | [23 empty] | From eQ_Lib.dat in MASControl 2017
D17_EPr_LibRdg_CFL_Yr | Lighting | FRACTION | Default¦Wkdy | 2014-04-13 | 2014-06-12 | Hourly | 0.05 | 0.05 | 0.05 | 0.05 | 0.05 | 0.6 | 0.6 | 0.6 | 0.6 | 0.7 | 0.7 | 0.7 | 0.7 | 0.7 | 0.7 | 0.55 | 0.55 | 0.55 | 0.55 | 0.35 | 0.1 | 0.1 | 0.1 | 0.1 | From eQ_Lib.dat in MASControl 2017
D17_EPr_LibRdg_CFL_Yr | Lighting | FRACTION | Wknd | 2014-04-13 | 2014-06-12 | Hourly | 0.05 | 0.05 | 0.05 | 0.05 | 0.05 | 0.05 | 0.05 | 0.4 | 0.4 | 0.4 | 0.4 | 0.4 | 0.4 | 0.4 | 0.4 | 0.4 | 0.05 | 0.05 | 0.05 | 0.05 | 0.05 | 0.05 | 0.05 | 0.05 | From eQ_Lib.dat in MASControl 2017
D17_EPr_LibRdg_CFL_Yr | Lighting | FRACTION | SmrDsn | 2014-06-13 | 2014-08-16 | Constant | 1 | [23 empty] | From eQ_Lib.dat in MASControl 2017
D17_EPr_LibRdg_CFL_Yr | Lighting | FRACTION | WntrDsn | 2014-06-13 | 2014-08-16 | Constant | 0 | [23 empty] | From eQ_Lib.dat in MASControl 2017
D17_EPr_LibRdg_CFL_Yr | Lighting | FRACTION | Default | 2014-06-13 | 2014-08-16 | Constant | 0.02 | [23 empty] | From eQ_Lib.dat in MASControl 2017
D17_EPr_LibRdg_CFL_Yr | Lighting | FRACTION | Default¦Wkdy | 2014-08-17 | 2014-12-11 | Hourly | 0.05 | 0.05 | 0.05 | 0.05 | 0.05 | 0.6 | 0.6 | 0.6 | 0.6 | 0.7 | 0.7 | 0.7 | 0.7 | 0.7 | 0.7 | 0.55 | 0.55 | 0.55 | 0.55 | 0.35 | 0.1 | 0.1 | 0.1 | 0.1 | From eQ_Lib.dat in MASControl 2017
D17_EPr_LibRdg_CFL_Yr | Lighting | FRACTION | Wknd | 2014-08-17 | 2014-12-11 | Hourly | 0.05 | 0.05 | 0.05 | 0.05 | 0.05 | 0.05 | 0.05 | 0.4 | 0.4 | 0.4 | 0.4 | 0.4 | 0.4 | 0.4 | 0.4 | 0.4 | 0.05 | 0.05 | 0.05 | 0.05 | 0.05 | 0.05 | 0.05 | 0.05 | From eQ_Lib.dat in MASControl 2017
D17_EPr_LibRdg_CFL_Yr | Lighting | FRACTION | SmrDsn | 2014-12-12 | 2014-12-31 | Constant | 1 | [23 empty] | From eQ_Lib.dat in MASControl 2017
D17_EPr_LibRdg_CFL_Yr | Lighting | FRACTION | WntrDsn | 2014-12-12 | 2014-12-31 | Constant | 0 | [23 empty] | From eQ_Lib.dat in MASControl 2017
D17_EPr_LibRdg_CFL_Yr | Lighting | FRACTION | Default | 2014-12-12 | 2014-12-31 | Constant | 0.02 | [23 empty] | From eQ_Lib.dat in MASControl 2017
D17_EPr_LibRdg_CFL_Yr | Lighting | FRACTION | WntrDsn | 2014-01-01 | 2014-12-31 | Constant | 0 | [23 empty] | From eQ_Lib.dat in MASControl 2017
D17_EPr_LibRdg_CFL_Yr | Lighting | FRACTION | SmrDsn | 2014-01-01 | 2014-12-31 | Constant | 1 | [23 empty] | From eQ_Lib.dat in MASControl 2017
D17_EPr_LibRdg_CFL_Yr | Lighting | FRACTION | Hol | 2014-01-01 | 2014-12-31 | Constant | 0.05 | [23 empty] | From eQ_Lib.dat in MASControl 2017
D17_EPr_LibRdg_LF_Yr | Lighting | FRACTION | SmrDsn | 2014-01-01 | 2014-01-04 | Constant | 1 | [23 empty] | From eQ_Lib.dat in MASControl 2017
D17_EPr_LibRdg_LF_Yr | Lighting | FRACTION | WntrDsn | 2014-01-01 | 2014-01-04 | Constant | 0 | [23 empty] | From eQ_Lib.dat in MASControl 2017
D17_EPr_LibRdg_LF_Yr | Lighting | FRACTION | Default | 2014-01-01 | 2014-01-04 | Constant | 0.02 | [23 empty] | From eQ_Lib.dat in MASControl 2017
D17_EPr_LibRdg_LF_Yr | Lighting | FRACTION | Default¦Wkdy | 2014-01-05 | 2014-04-03 | Hourly | 0.05 | 0.05 | 0.05 | 0.05 | 0.05 | 0.6 | 0.6 | 0.6 | 0.6 | 0.7 | 0.7 | 0.7 | 0.7 | 0.7 | 0.7 | 0.55 | 0.55 | 0.55 | 0.55 | 0.35 | 0.1 | 0.1 | 0.1 | 0.1 | From eQ_Lib.dat in MASControl 2017
D17_EPr_LibRdg_LF_Yr | Lighting | FRACTION | Wknd | 2014-01-05 | 2014-04-03 | Hourly | 0.05 | 0.05 | 0.05 | 0.05 | 0.05 | 0.05 | 0.05 | 0.4 | 0.4 | 0.4 | 0.4 | 0.4 | 0.4 | 0.4 | 0.4 | 0.4 | 0.05 | 0.05 | 0.05 | 0.05 | 0.05 | 0.05 | 0.05 | 0.05 | From eQ_Lib.dat in MASControl 2017
D17_EPr_LibRdg_LF_Yr | Lighting | FRACTION | SmrDsn | 2014-04-04 | 2014-04-12 | Constant | 1 | [23 empty] | From eQ_Lib.dat in MASControl 2017
D17_EPr_LibRdg_LF_Yr | Lighting | FRACTION | WntrDsn | 2014-04-04 | 2014-04-12 | Constant | 0 | [23 empty] | From eQ_Lib.dat in MASControl 2017
D17_EPr_LibRdg_LF_Yr | Lighting | FRACTION | Default | 2014-04-04 | 2014-04-12 | Constant | 0.02 | [23 empty] | From eQ_Lib.dat in MASControl 2017
D17_EPr_LibRdg_LF_Yr | Lighting | FRACTION | Default¦Wkdy | 2014-04-13 | 2014-06-12 | Hourly | 0.05 | 0.05 | 0.05 | 0.05 | 0.05 | 0.6 | 0.6 | 0.6 | 0.6 | 0.7 | 0.7 | 0.7 | 0.7 | 0.7 | 0.7 | 0.55 | 0.55 | 0.55 | 0.55 | 0.35 | 0.1 | 0.1 | 0.1 | 0.1 | From eQ_Lib.dat in MASControl 2017
D17_EPr_LibRdg_LF_Yr | Lighting | FRACTION | Wknd | 2014-04-13 | 2014-06-12 | Hourly | 0.05 | 0.05 | 0.05 | 0.05 | 0.05 | 0.05 | 0.05 | 0.4 | 0.4 | 0.4 | 0.4 | 0.4 | 0.4 | 0.4 | 0.4 | 0.4 | 0.05 | 0.05 | 0.05 | 0.05 | 0.05 | 0.05 | 0.05 | 0.05 | From eQ_Lib.dat in MASControl 2017
D17_EPr_LibRdg_LF_Yr | Lighting | FRACTION | SmrDsn | 2014-06-13 | 2014-08-16 | Constant | 1 | [23 empty] | From eQ_Lib.dat in MASControl 2017
D17_EPr_LibRdg_LF_Yr | Lighting | FRACTION | WntrDsn | 2014-06-13 | 2014-08-16 | Constant | 0 | [23 empty] | From eQ_Lib.dat in MASControl 2017
D17_EPr_LibRdg_LF_Yr | Lighting | FRACTION | Default | 2014-06-13 | 2014-08-16 | Constant | 0.02 | [23 empty] | From eQ_Lib.dat in MASControl 2017
D17_EPr_LibRdg_LF_Yr | Lighting | FRACTION | Default¦Wkdy | 2014-08-17 | 2014-12-11 | Hourly | 0.05 | 0.05 | 0.05 | 0.05 | 0.05 | 0.6 | 0.6 | 0.6 | 0.6 | 0.7 | 0.7 | 0.7 | 0.7 | 0.7 | 0.7 | 0.55 | 0.55 | 0.55 | 0.55 | 0.35 | 0.1 | 0.1 | 0.1 | 0.1 | From eQ_Lib.dat in MASControl 2017
D17_EPr_LibRdg_LF_Yr | Lighting | FRACTION | Wknd | 2014-08-17 | 2014-12-11 | Hourly | 0.05 | 0.05 | 0.05 | 0.05 | 0.05 | 0.05 | 0.05 | 0.4 | 0.4 | 0.4 | 0.4 | 0.4 | 0.4 | 0.4 | 0.4 | 0.4 | 0.05 | 0.05 | 0.05 | 0.05 | 0.05 | 0.05 | 0.05 | 0.05 | From eQ_Lib.dat in MASControl 2017
D17_EPr_LibRdg_LF_Yr | Lighting | FRACTION | SmrDsn | 2014-12-12 | 2014-12-31 | Constant | 1 | [23 empty] | From eQ_Lib.dat in MASControl 2017
D17_EPr_LibRdg_LF_Yr | Lighting | FRACTION | WntrDsn | 2014-12-12 | 2014-12-31 | Constant | 0 | [23 empty] | From eQ_Lib.dat in MASControl 2017
D17_EPr_LibRdg_LF_Yr | Lighting | FRACTION | Default | 2014-12-12 | 2014-12-31 | Constant | 0.02 | [23 empty] | From eQ_Lib.dat in MASControl 2017
D17_EPr_LibRdg_LF_Yr | Lighting | FRACTION | WntrDsn | 2014-01-01 | 2014-12-31 | Constant | 0 | [23 empty] | From eQ_Lib.dat in MASControl 2017
D17_EPr_LibRdg_LF_Yr | Lighting | FRACTION | SmrDsn | 2014-01-01 | 2014-12-31 | Constant | 1 | [23 empty] | From eQ_Lib.dat in MASControl 2017
D17_EPr_LibRdg_LF_Yr | Lighting | FRACTION | Hol | 2014-01-01 | 2014-12-31 | Constant | 0.05 | [23 empty] | From eQ_Lib.dat in MASControl 2017
D17_EPr_LobWt_CFL_Yr | Lighting | FRACTION | SmrDsn | 2014-01-01 | 2014-01-04 | Constant | 1 | [23 empty] | From eQ_Lib.dat in MASControl 2017
D17_EPr_LobWt_CFL_Yr | Lighting | FRACTION | WntrDsn | 2014-01-01 | 2014-01-04 | Constant | 0 | [23 empty] | From eQ_Lib.dat in MASControl 2017
D17_EPr_LobWt_CFL_Yr | Lighting | FRACTION | Default | 2014-01-01 | 2014-01-04 | Constant | 0.02 | [23 empty] | From eQ_Lib.dat in MASControl 2017
D17_EPr_LobWt_CFL_Yr | Lighting | FRACTION | Default¦Wkdy | 2014-01-05 | 2014-04-03 | Hourly | 0.05 | 0.05 | 0.05 | 0.05 | 0.05 | 0.6 | 0.6 | 0.6 | 0.6 | 0.7 | 0.7 | 0.7 | 0.7 | 0.7 | 0.7 | 0.55 | 0.55 | 0.55 | 0.55 | 0.35 | 0.1 | 0.1 | 0.1 | 0.1 | From eQ_Lib.dat in MASControl 2017
D17_EPr_LobWt_CFL_Yr | Lighting | FRACTION | Wknd | 2014-01-05 | 2014-04-03 | Hourly | 0.05 | 0.05 | 0.05 | 0.05 | 0.05 | 0.05 | 0.05 | 0.4 | 0.4 | 0.4 | 0.4 | 0.4 | 0.4 | 0.4 | 0.4 | 0.4 | 0.05 | 0.05 | 0.05 | 0.05 | 0.05 | 0.05 | 0.05 | 0.05 | From eQ_Lib.dat in MASControl 2017
D17_EPr_LobWt_CFL_Yr | Lighting | FRACTION | SmrDsn | 2014-04-04 | 2014-04-12 | Constant | 1 | [23 empty] | From eQ_Lib.dat in MASControl 2017
D17_EPr_LobWt_CFL_Yr | Lighting | FRACTION | WntrDsn | 2014-04-04 | 2014-04-12 | Constant | 0 | [23 empty] | From eQ_Lib.dat in MASControl 2017
D17_EPr_LobWt_CFL_Yr | Lighting | FRACTION | Default | 2014-04-04 | 2014-04-12 | Constant | 0.02 | [23 empty] | From eQ_Lib.dat in MASControl 2017
D17_EPr_LobWt_CFL_Yr | Lighting | FRACTION | Default¦Wkdy | 2014-04-13 | 2014-06-12 | Hourly | 0.05 | 0.05 | 0.05 | 0.05 | 0.05 | 0.6 | 0.6 | 0.6 | 0.6 | 0.7 | 0.7 | 0.7 | 0.7 | 0.7 | 0.7 | 0.55 | 0.55 | 0.55 | 0.55 | 0.35 | 0.1 | 0.1 | 0.1 | 0.1 | From eQ_Lib.dat in MASControl 2017
D17_EPr_LobWt_CFL_Yr | Lighting | FRACTION | Wknd | 2014-04-13 | 2014-06-12 | Hourly | 0.05 | 0.05 | 0.05 | 0.05 | 0.05 | 0.05 | 0.05 | 0.4 | 0.4 | 0.4 | 0.4 | 0.4 | 0.4 | 0.4 | 0.4 | 0.4 | 0.05 | 0.05 | 0.05 | 0.05 | 0.05 | 0.05 | 0.05 | 0.05 | From eQ_Lib.dat in MASControl 2017
D17_EPr_LobWt_CFL_Yr | Lighting | FRACTION | SmrDsn | 2014-06-13 | 2014-08-16 | Constant | 1 | [23 empty] | From eQ_Lib.dat in MASControl 2017
D17_EPr_LobWt_CFL_Yr | Lighting | FRACTION | WntrDsn | 2014-06-13 | 2014-08-16 | Constant | 0 | [23 empty] | From eQ_Lib.dat in MASControl 2017
D17_EPr_LobWt_CFL_Yr | Lighting | FRACTION | Default | 2014-06-13 | 2014-08-16 | Constant | 0.02 | [23 empty] | From eQ_Lib.dat in MASControl 2017
D17_EPr_LobWt_CFL_Yr | Lighting | FRACTION | Default¦Wkdy | 2014-08-17 | 2014-12-11 | Hourly | 0.05 | 0.05 | 0.05 | 0.05 | 0.05 | 0.6 | 0.6 | 0.6 | 0.6 | 0.7 | 0.7 | 0.7 | 0.7 | 0.7 | 0.7 | 0.55 | 0.55 | 0.55 | 0.55 | 0.35 | 0.1 | 0.1 | 0.1 | 0.1 | From eQ_Lib.dat in MASControl 2017
D17_EPr_LobWt_CFL_Yr | Lighting | FRACTION | Wknd | 2014-08-17 | 2014-12-11 | Hourly | 0.05 | 0.05 | 0.05 | 0.05 | 0.05 | 0.05 | 0.05 | 0.4 | 0.4 | 0.4 | 0.4 | 0.4 | 0.4 | 0.4 | 0.4 | 0.4 | 0.05 | 0.05 | 0.05 | 0.05 | 0.05 | 0.05 | 0.05 | 0.05 | From eQ_Lib.dat in MASControl 2017
D17_EPr_LobWt_CFL_Yr | Lighting | FRACTION | SmrDsn | 2014-12-12 | 2014-12-31 | Constant | 1 | [23 empty] | From eQ_Lib.dat in MASControl 2017
D17_EPr_LobWt_CFL_Yr | Lighting | FRACTION | WntrDsn | 2014-12-12 | 2014-12-31 | Constant | 0 | [23 empty] | From eQ_Lib.dat in MASControl 2017
D17_EPr_LobWt_CFL_Yr | Lighting | FRACTION | Default | 2014-12-12 | 2014-12-31 | Constant | 0.02 | [23 empty] | From eQ_Lib.dat in MASControl 2017
D17_EPr_LobWt_CFL_Yr | Lighting | FRACTION | WntrDsn | 2014-01-01 | 2014-12-31 | Constant | 0 | [23 empty] | From eQ_Lib.dat in MASControl 2017
D17_EPr_LobWt_CFL_Yr | Lighting | FRACTION | SmrDsn | 2014-01-01 | 2014-12-31 | Constant | 1 | [23 empty] | From eQ_Lib.dat in MASControl 2017
D17_EPr_LobWt_CFL_Yr | Lighting | FRACTION | Hol | 2014-01-01 | 2014-12-31 | Constant | 0.05 | [23 empty] | From eQ_Lib.dat in MASControl 2017
D17_EPr_LobWt_LF_Yr | Lighting | FRACTION | SmrDsn | 2014-01-01 | 2014-01-04 | Constant | 1 | [23 empty] | From eQ_Lib.dat in MASControl 2017
D17_EPr_LobWt_LF_Yr | Lighting | FRACTION | WntrDsn | 2014-01-01 | 2014-01-04 | Constant | 0 | [23 empty] | From eQ_Lib.dat in MASControl 2017
D17_EPr_LobWt_LF_Yr | Lighting | FRACTION | Default | 2014-01-01 | 2014-01-04 | Constant | 0.02 | [23 empty] | From eQ_Lib.dat in MASControl 2017
D17_EPr_LobWt_LF_Yr | Lighting | FRACTION | Default¦Wkdy | 2014-01-05 | 2014-04-03 | Hourly | 0.05 | 0.05 | 0.05 | 0.05 | 0.05 | 0.6 | 0.6 | 0.6 | 0.6 | 1 | 1 | 1 | 1 | 1 | 1 | 0.55 | 0.55 | 0.55 | 0.55 | 0.35 | 0.1 | 0.1 | 0.1 | 0.1 | From eQ_Lib.dat in MASControl 2017
D17_EPr_LobWt_LF_Yr | Lighting | FRACTION | Wknd | 2014-01-05 | 2014-04-03 | Hourly | 0.05 | 0.05 | 0.05 | 0.05 | 0.05 | 0.05 | 0.05 | 0.4 | 0.4 | 0.4 | 0.4 | 0.4 | 0.4 | 0.4 | 0.4 | 0.4 | 0.05 | 0.05 | 0.05 | 0.05 | 0.05 | 0.05 | 0.05 | 0.05 | From eQ_Lib.dat in MASControl 2017
D17_EPr_LobWt_LF_Yr | Lighting | FRACTION | SmrDsn | 2014-04-04 | 2014-04-12 | Constant | 1 | [23 empty] | From eQ_Lib.dat in MASControl 2017
D17_EPr_LobWt_LF_Yr | Lighting | FRACTION | WntrDsn | 2014-04-04 | 2014-04-12 | Constant | 0 | [23 empty] | From eQ_Lib.dat in MASControl 2017
D17_EPr_LobWt_LF_Yr | Lighting | FRACTION | Default | 2014-04-04 | 2014-04-12 | Constant | 0.02 | [23 empty] | From eQ_Lib.dat in MASControl 2017
D17_EPr_LobWt_LF_Yr | Lighting | FRACTION | Default¦Wkdy | 2014-04-13 | 2014-06-12 | Hourly | 0.05 | 0.05 | 0.05 | 0.05 | 0.05 | 0.6 | 0.6 | 0.6 | 0.6 | 1 | 1 | 1 | 1 | 1 | 1 | 0.55 | 0.55 | 0.55 | 0.55 | 0.35 | 0.1 | 0.1 | 0.1 | 0.1 | From eQ_Lib.dat in MASControl 2017
D17_EPr_LobWt_LF_Yr | Lighting | FRACTION | Wknd | 2014-04-13 | 2014-06-12 | Hourly | 0.05 | 0.05 | 0.05 | 0.05 | 0.05 | 0.05 | 0.05 | 0.4 | 0.4 | 0.4 | 0.4 | 0.4 | 0.4 | 0.4 | 0.4 | 0.4 | 0.05 | 0.05 | 0.05 | 0.05 | 0.05 | 0.05 | 0.05 | 0.05 | From eQ_Lib.dat in MASControl 2017
D17_EPr_LobWt_LF_Yr | Lighting | FRACTION | SmrDsn | 2014-06-13 | 2014-08-16 | Constant | 1 | [23 empty] | From eQ_Lib.dat in MASControl 2017
D17_EPr_LobWt_LF_Yr | Lighting | FRACTION | WntrDsn | 2014-06-13 | 2014-08-16 | Constant | 0 | [23 empty] | From eQ_Lib.dat in MASControl 2017
D17_EPr_LobWt_LF_Yr | Lighting | FRACTION | Default | 2014-06-13 | 2014-08-16 | Constant | 0.02 | [23 empty] | From eQ_Lib.dat in MASControl 2017
D17_EPr_LobWt_LF_Yr | Lighting | FRACTION | Default¦Wkdy | 2014-08-17 | 2014-12-11 | Hourly | 0.05 | 0.05 | 0.05 | 0.05 | 0.05 | 0.6 | 0.6 | 0.6 | 0.6 | 1 | 1 | 1 | 1 | 1 | 1 | 0.55 | 0.55 | 0.55 | 0.55 | 0.35 | 0.1 | 0.1 | 0.1 | 0.1 | From eQ_Lib.dat in MASControl 2017
D17_EPr_LobWt_LF_Yr | Lighting | FRACTION | Wknd | 2014-08-17 | 2014-12-11 | Hourly | 0.05 | 0.05 | 0.05 | 0.05 | 0.05 | 0.05 | 0.05 | 0.4 | 0.4 | 0.4 | 0.4 | 0.4 | 0.4 | 0.4 | 0.4 | 0.4 | 0.05 | 0.05 | 0.05 | 0.05 | 0.05 | 0.05 | 0.05 | 0.05 | From eQ_Lib.dat in MASControl 2017
D17_EPr_LobWt_LF_Yr | Lighting | FRACTION | SmrDsn | 2014-12-12 | 2014-12-31 | Constant | 1 | [23 empty] | From eQ_Lib.dat in MASControl 2017
D17_EPr_LobWt_LF_Yr | Lighting | FRACTION | WntrDsn | 2014-12-12 | 2014-12-31 | Constant | 0 | [23 empty] | From eQ_Lib.dat in MASControl 2017
D17_EPr_LobWt_LF_Yr | Lighting | FRACTION | Default | 2014-12-12 | 2014-12-31 | Constant | 0.02 | [23 empty] | From eQ_Lib.dat in MASControl 2017
D17_EPr_LobWt_LF_Yr | Lighting | FRACTION | WntrDsn | 2014-01-01 | 2014-12-31 | Constant | 0 | [23 empty] | From eQ_Lib.dat in MASControl 2017
D17_EPr_LobWt_LF_Yr | Lighting | FRACTION | SmrDsn | 2014-01-01 | 2014-12-31 | Constant | 1 | [23 empty] | From eQ_Lib.dat in MASControl 2017
D17_EPr_LobWt_LF_Yr | Lighting | FRACTION | Hol | 2014-01-01 | 2014-12-31 | Constant | 0.05 | [23 empty] | From eQ_Lib.dat in MASControl 2017
D17_EPr_OffGen_CFL_Yr | Lighting | FRACTION | SmrDsn | 2014-01-01 | 2014-01-04 | Constant | 1 | [23 empty] | From eQ_Lib.dat in MASControl 2017
D17_EPr_OffGen_CFL_Yr | Lighting | FRACTION | WntrDsn | 2014-01-01 | 2014-01-04 | Constant | 0 | [23 empty] | From eQ_Lib.dat in MASControl 2017
D17_EPr_OffGen_CFL_Yr | Lighting | FRACTION | Default | 2014-01-01 | 2014-01-04 | Constant | 0.02 | [23 empty] | From eQ_Lib.dat in MASControl 2017
D17_EPr_OffGen_CFL_Yr | Lighting | FRACTION | Default¦Wkdy | 2014-01-05 | 2014-04-03 | Hourly | 0.05 | 0.05 | 0.05 | 0.05 | 0.05 | 0.6 | 0.6 | 0.6 | 0.6 | 0.8 | 0.8 | 0.8 | 0.8 | 0.8 | 0.8 | 0.55 | 0.55 | 0.55 | 0.55 | 0.35 | 0.1 | 0.1 | 0.1 | 0.1 | From eQ_Lib.dat in MASControl 2017
D17_EPr_OffGen_CFL_Yr | Lighting | FRACTION | Wknd | 2014-01-05 | 2014-04-03 | Hourly | 0.05 | 0.05 | 0.05 | 0.05 | 0.05 | 0.05 | 0.05 | 0.4 | 0.4 | 0.4 | 0.4 | 0.4 | 0.4 | 0.4 | 0.4 | 0.4 | 0.05 | 0.05 | 0.05 | 0.05 | 0.05 | 0.05 | 0.05 | 0.05 | From eQ_Lib.dat in MASControl 2017
D17_EPr_OffGen_CFL_Yr | Lighting | FRACTION | SmrDsn | 2014-04-04 | 2014-04-12 | Constant | 1 | [23 empty] | From eQ_Lib.dat in MASControl 2017
D17_EPr_OffGen_CFL_Yr | Lighting | FRACTION | WntrDsn | 2014-04-04 | 2014-04-12 | Constant | 0 | [23 empty] | From eQ_Lib.dat in MASControl 2017
D17_EPr_OffGen_CFL_Yr | Lighting | FRACTION | Default | 2014-04-04 | 2014-04-12 | Constant | 0.02 | [23 empty] | From eQ_Lib.dat in MASControl 2017
D17_EPr_OffGen_CFL_Yr | Lighting | FRACTION | Default¦Wkdy | 2014-04-13 | 2014-06-12 | Hourly | 0.05 | 0.05 | 0.05 | 0.05 | 0.05 | 0.6 | 0.6 | 0.6 | 0.6 | 0.8 | 0.8 | 0.8 | 0.8 | 0.8 | 0.8 | 0.55 | 0.55 | 0.55 | 0.55 | 0.35 | 0.1 | 0.1 | 0.1 | 0.1 | From eQ_Lib.dat in MASControl 2017
D17_EPr_OffGen_CFL_Yr | Lighting | FRACTION | Wknd | 2014-04-13 | 2014-06-12 | Hourly | 0.05 | 0.05 | 0.05 | 0.05 | 0.05 | 0.05 | 0.05 | 0.4 | 0.4 | 0.4 | 0.4 | 0.4 | 0.4 | 0.4 | 0.4 | 0.4 | 0.05 | 0.05 | 0.05 | 0.05 | 0.05 | 0.05 | 0.05 | 0.05 | From eQ_Lib.dat in MASControl 2017
D17_EPr_OffGen_CFL_Yr | Lighting | FRACTION | SmrDsn | 2014-06-13 | 2014-08-16 | Constant | 1 | [23 empty] | From eQ_Lib.dat in MASControl 2017
D17_EPr_OffGen_CFL_Yr | Lighting | FRACTION | WntrDsn | 2014-06-13 | 2014-08-16 | Constant | 0 | [23 empty] | From eQ_Lib.dat in MASControl 2017
D17_EPr_OffGen_CFL_Yr | Lighting | FRACTION | Default | 2014-06-13 | 2014-08-16 | Constant | 0.02 | [23 empty] | From eQ_Lib.dat in MASControl 2017
D17_EPr_OffGen_CFL_Yr | Lighting | FRACTION | Default¦Wkdy | 2014-08-17 | 2014-12-11 | Hourly | 0.05 | 0.05 | 0.05 | 0.05 | 0.05 | 0.6 | 0.6 | 0.6 | 0.6 | 0.8 | 0.8 | 0.8 | 0.8 | 0.8 | 0.8 | 0.55 | 0.55 | 0.55 | 0.55 | 0.35 | 0.1 | 0.1 | 0.1 | 0.1 | From eQ_Lib.dat in MASControl 2017
D17_EPr_OffGen_CFL_Yr | Lighting | FRACTION | Wknd | 2014-08-17 | 2014-12-11 | Hourly | 0.05 | 0.05 | 0.05 | 0.05 | 0.05 | 0.05 | 0.05 | 0.4 | 0.4 | 0.4 | 0.4 | 0.4 | 0.4 | 0.4 | 0.4 | 0.4 | 0.05 | 0.05 | 0.05 | 0.05 | 0.05 | 0.05 | 0.05 | 0.05 | From eQ_Lib.dat in MASControl 2017
D17_EPr_OffGen_CFL_Yr | Lighting | FRACTION | SmrDsn | 2014-12-12 | 2014-12-31 | Constant | 1 | [23 empty] | From eQ_Lib.dat in MASControl 2017
D17_EPr_OffGen_CFL_Yr | Lighting | FRACTION | WntrDsn | 2014-12-12 | 2014-12-31 | Constant | 0 | [23 empty] | From eQ_Lib.dat in MASControl 2017
D17_EPr_OffGen_CFL_Yr | Lighting | FRACTION | Default | 2014-12-12 | 2014-12-31 | Constant | 0.02 | [23 empty] | From eQ_Lib.dat in MASControl 2017
D17_EPr_OffGen_CFL_Yr | Lighting | FRACTION | WntrDsn | 2014-01-01 | 2014-12-31 | Constant | 0 | [23 empty] | From eQ_Lib.dat in MASControl 2017
D17_EPr_OffGen_CFL_Yr | Lighting | FRACTION | SmrDsn | 2014-01-01 | 2014-12-31 | Constant | 1 | [23 empty] | From eQ_Lib.dat in MASControl 2017
D17_EPr_OffGen_CFL_Yr | Lighting | FRACTION | Hol | 2014-01-01 | 2014-12-31 | Constant | 0.05 | [23 empty] | From eQ_Lib.dat in MASControl 2017
D17_EPr_OffGen_LF_Yr | Lighting | FRACTION | SmrDsn | 2014-01-01 | 2014-01-04 | Constant | 1 | [23 empty] | From eQ_Lib.dat in MASControl 2017
D17_EPr_OffGen_LF_Yr | Lighting | FRACTION | WntrDsn | 2014-01-01 | 2014-01-04 | Constant | 0 | [23 empty] | From eQ_Lib.dat in MASControl 2017
D17_EPr_OffGen_LF_Yr | Lighting | FRACTION | Default | 2014-01-01 | 2014-01-04 | Constant | 0.02 | [23 empty] | From eQ_Lib.dat in MASControl 2017
D17_EPr_OffGen_LF_Yr | Lighting | FRACTION | Default¦Wkdy | 2014-01-05 | 2014-04-03 | Hourly | 0.05 | 0.05 | 0.05 | 0.05 | 0.05 | 0.6 | 0.6 | 0.6 | 0.6 | 0.8 | 0.8 | 0.8 | 0.8 | 0.8 | 0.8 | 0.55 | 0.55 | 0.55 | 0.55 | 0.35 | 0.1 | 0.1 | 0.1 | 0.1 | From eQ_Lib.dat in MASControl 2017
D17_EPr_OffGen_LF_Yr | Lighting | FRACTION | Wknd | 2014-01-05 | 2014-04-03 | Hourly | 0.05 | 0.05 | 0.05 | 0.05 | 0.05 | 0.05 | 0.05 | 0.4 | 0.4 | 0.4 | 0.4 | 0.4 | 0.4 | 0.4 | 0.4 | 0.4 | 0.05 | 0.05 | 0.05 | 0.05 | 0.05 | 0.05 | 0.05 | 0.05 | From eQ_Lib.dat in MASControl 2017
D17_EPr_OffGen_LF_Yr | Lighting | FRACTION | SmrDsn | 2014-04-04 | 2014-04-12 | Constant | 1 | [23 empty] | From eQ_Lib.dat in MASControl 2017
D17_EPr_OffGen_LF_Yr | Lighting | FRACTION | WntrDsn | 2014-04-04 | 2014-04-12 | Constant | 0 | [23 empty] | From eQ_Lib.dat in MASControl 2017
D17_EPr_OffGen_LF_Yr | Lighting | FRACTION | Default | 2014-04-04 | 2014-04-12 | Constant | 0.02 | [23 empty] | From eQ_Lib.dat in MASControl 2017
D17_EPr_OffGen_LF_Yr | Lighting | FRACTION | Default¦Wkdy | 2014-04-13 | 2014-06-12 | Hourly | 0.05 | 0.05 | 0.05 | 0.05 | 0.05 | 0.6 | 0.6 | 0.6 | 0.6 | 0.8 | 0.8 | 0.8 | 0.8 | 0.8 | 0.8 | 0.55 | 0.55 | 0.55 | 0.55 | 0.35 | 0.1 | 0.1 | 0.1 | 0.1 | From eQ_Lib.dat in MASControl 2017
D17_EPr_OffGen_LF_Yr | Lighting | FRACTION | Wknd | 2014-04-13 | 2014-06-12 | Hourly | 0.05 | 0.05 | 0.05 | 0.05 | 0.05 | 0.05 | 0.05 | 0.4 | 0.4 | 0.4 | 0.4 | 0.4 | 0.4 | 0.4 | 0.4 | 0.4 | 0.05 | 0.05 | 0.05 | 0.05 | 0.05 | 0.05 | 0.05 | 0.05 | From eQ_Lib.dat in MASControl 2017
D17_EPr_OffGen_LF_Yr | Lighting | FRACTION | SmrDsn | 2014-06-13 | 2014-08-16 | Constant | 1 | [23 empty] | From eQ_Lib.dat in MASControl 2017
D17_EPr_OffGen_LF_Yr | Lighting | FRACTION | WntrDsn | 2014-06-13 | 2014-08-16 | Constant | 0 | [23 empty] | From eQ_Lib.dat in MASControl 2017
D17_EPr_OffGen_LF_Yr | Lighting | FRACTION | Default | 2014-06-13 | 2014-08-16 | Constant | 0.02 | [23 empty] | From eQ_Lib.dat in MASControl 2017
D17_EPr_OffGen_LF_Yr | Lighting | FRACTION | Default¦Wkdy | 2014-08-17 | 2014-12-11 | Hourly | 0.05 | 0.05 | 0.05 | 0.05 | 0.05 | 0.6 | 0.6 | 0.6 | 0.6 | 0.8 | 0.8 | 0.8 | 0.8 | 0.8 | 0.8 | 0.55 | 0.55 | 0.55 | 0.55 | 0.35 | 0.1 | 0.1 | 0.1 | 0.1 | From eQ_Lib.dat in MASControl 2017
D17_EPr_OffGen_LF_Yr | Lighting | FRACTION | Wknd | 2014-08-17 | 2014-12-11 | Hourly | 0.05 | 0.05 | 0.05 | 0.05 | 0.05 | 0.05 | 0.05 | 0.4 | 0.4 | 0.4 | 0.4 | 0.4 | 0.4 | 0.4 | 0.4 | 0.4 | 0.05 | 0.05 | 0.05 | 0.05 | 0.05 | 0.05 | 0.05 | 0.05 | From eQ_Lib.dat in MASControl 2017
D17_EPr_OffGen_LF_Yr | Lighting | FRACTION | SmrDsn | 2014-12-12 | 2014-12-31 | Constant | 1 | [23 empty] | From eQ_Lib.dat in MASControl 2017
D17_EPr_OffGen_LF_Yr | Lighting | FRACTION | WntrDsn | 2014-12-12 | 2014-12-31 | Constant | 0 | [23 empty] | From eQ_Lib.dat in MASControl 2017
D17_EPr_OffGen_LF_Yr | Lighting | FRACTION | Default | 2014-12-12 | 2014-12-31 | Constant | 0.02 | [23 empty] | From eQ_Lib.dat in MASControl 2017
D17_EPr_OffGen_LF_Yr | Lighting | FRACTION | WntrDsn | 2014-01-01 | 2014-12-31 | Constant | 0 | [23 empty] | From eQ_Lib.dat in MASControl 2017
D17_EPr_OffGen_LF_Yr | Lighting | FRACTION | SmrDsn | 2014-01-01 | 2014-12-31 | Constant | 1 | [23 empty] | From eQ_Lib.dat in MASControl 2017
D17_EPr_OffGen_LF_Yr | Lighting | FRACTION | Hol | 2014-01-01 | 2014-12-31 | Constant | 0.05 | [23 empty] | From eQ_Lib.dat in MASControl 2017
D17_EPr_Restrm_CFL_Yr | Lighting | FRACTION | SmrDsn | 2014-01-01 | 2014-01-04 | Constant | 1 | [23 empty] | From eQ_Lib.dat in MASControl 2017
D17_EPr_Restrm_CFL_Yr | Lighting | FRACTION | WntrDsn | 2014-01-01 | 2014-01-04 | Constant | 0 | [23 empty] | From eQ_Lib.dat in MASControl 2017
D17_EPr_Restrm_CFL_Yr | Lighting | FRACTION | Default | 2014-01-01 | 2014-01-04 | Constant | 0.02 | [23 empty] | From eQ_Lib.dat in MASControl 2017
D17_EPr_Restrm_CFL_Yr | Lighting | FRACTION | Default¦Wkdy | 2014-01-05 | 2014-04-03 | Hourly | 0.05 | 0.05 | 0.05 | 0.05 | 0.05 | 0.6 | 0.6 | 0.6 | 0.6 | 0.8 | 0.8 | 0.8 | 0.8 | 0.8 | 0.8 | 0.55 | 0.55 | 0.55 | 0.55 | 0.35 | 0.1 | 0.1 | 0.1 | 0.1 | From eQ_Lib.dat in MASControl 2017
D17_EPr_Restrm_CFL_Yr | Lighting | FRACTION | Wknd | 2014-01-05 | 2014-04-03 | Hourly | 0.05 | 0.05 | 0.05 | 0.05 | 0.05 | 0.05 | 0.05 | 0.4 | 0.4 | 0.4 | 0.4 | 0.4 | 0.4 | 0.4 | 0.4 | 0.4 | 0.05 | 0.05 | 0.05 | 0.05 | 0.05 | 0.05 | 0.05 | 0.05 | From eQ_Lib.dat in MASControl 2017
D17_EPr_Restrm_CFL_Yr | Lighting | FRACTION | SmrDsn | 2014-04-04 | 2014-04-12 | Constant | 1 | [23 empty] | From eQ_Lib.dat in MASControl 2017
D17_EPr_Restrm_CFL_Yr | Lighting | FRACTION | WntrDsn | 2014-04-04 | 2014-04-12 | Constant | 0 | [23 empty] | From eQ_Lib.dat in MASControl 2017
D17_EPr_Restrm_CFL_Yr | Lighting | FRACTION | Default | 2014-04-04 | 2014-04-12 | Constant | 0.02 | [23 empty] | From eQ_Lib.dat in MASControl 2017
D17_EPr_Restrm_CFL_Yr | Lighting | FRACTION | Default¦Wkdy | 2014-04-13 | 2014-06-12 | Hourly | 0.05 | 0.05 | 0.05 | 0.05 | 0.05 | 0.6 | 0.6 | 0.6 | 0.6 | 0.8 | 0.8 | 0.8 | 0.8 | 0.8 | 0.8 | 0.55 | 0.55 | 0.55 | 0.55 | 0.35 | 0.1 | 0.1 | 0.1 | 0.1 | From eQ_Lib.dat in MASControl 2017
D17_EPr_Restrm_CFL_Yr | Lighting | FRACTION | Wknd | 2014-04-13 | 2014-06-12 | Hourly | 0.05 | 0.05 | 0.05 | 0.05 | 0.05 | 0.05 | 0.05 | 0.4 | 0.4 | 0.4 | 0.4 | 0.4 | 0.4 | 0.4 | 0.4 | 0.4 | 0.05 | 0.05 | 0.05 | 0.05 | 0.05 | 0.05 | 0.05 | 0.05 | From eQ_Lib.dat in MASControl 2017
D17_EPr_Restrm_CFL_Yr | Lighting | FRACTION | SmrDsn | 2014-06-13 | 2014-08-16 | Constant | 1 | [23 empty] | From eQ_Lib.dat in MASControl 2017
D17_EPr_Restrm_CFL_Yr | Lighting | FRACTION | WntrDsn | 2014-06-13 | 2014-08-16 | Constant | 0 | [23 empty] | From eQ_Lib.dat in MASControl 2017
D17_EPr_Restrm_CFL_Yr | Lighting | FRACTION | Default | 2014-06-13 | 2014-08-16 | Constant | 0.02 | [23 empty] | From eQ_Lib.dat in MASControl 2017
D17_EPr_Restrm_CFL_Yr | Lighting | FRACTION | Default¦Wkdy | 2014-08-17 | 2014-12-11 | Hourly | 0.05 | 0.05 | 0.05 | 0.05 | 0.05 | 0.6 | 0.6 | 0.6 | 0.6 | 0.8 | 0.8 | 0.8 | 0.8 | 0.8 | 0.8 | 0.55 | 0.55 | 0.55 | 0.55 | 0.35 | 0.1 | 0.1 | 0.1 | 0.1 | From eQ_Lib.dat in MASControl 2017
D17_EPr_Restrm_CFL_Yr | Lighting | FRACTION | Wknd | 2014-08-17 | 2014-12-11 | Hourly | 0.05 | 0.05 | 0.05 | 0.05 | 0.05 | 0.05 | 0.05 | 0.4 | 0.4 | 0.4 | 0.4 | 0.4 | 0.4 | 0.4 | 0.4 | 0.4 | 0.05 | 0.05 | 0.05 | 0.05 | 0.05 | 0.05 | 0.05 | 0.05 | From eQ_Lib.dat in MASControl 2017
D17_EPr_Restrm_CFL_Yr | Lighting | FRACTION | SmrDsn | 2014-12-12 | 2014-12-31 | Constant | 1 | [23 empty] | From eQ_Lib.dat in MASControl 2017
D17_EPr_Restrm_CFL_Yr | Lighting | FRACTION | WntrDsn | 2014-12-12 | 2014-12-31 | Constant | 0 | [23 empty] | From eQ_Lib.dat in MASControl 2017
D17_EPr_Restrm_CFL_Yr | Lighting | FRACTION | Default | 2014-12-12 | 2014-12-31 | Constant | 0.02 | [23 empty] | From eQ_Lib.dat in MASControl 2017
D17_EPr_Restrm_CFL_Yr | Lighting | FRACTION | WntrDsn | 2014-01-01 | 2014-12-31 | Constant | 0 | [23 empty] | From eQ_Lib.dat in MASControl 2017
D17_EPr_Restrm_CFL_Yr | Lighting | FRACTION | SmrDsn | 2014-01-01 | 2014-12-31 | Constant | 1 | [23 empty] | From eQ_Lib.dat in MASControl 2017
D17_EPr_Restrm_CFL_Yr | Lighting | FRACTION | Hol | 2014-01-01 | 2014-12-31 | Constant | 0.05 | [23 empty] | From eQ_Lib.dat in MASControl 2017
D17_EPr_Restrm_LF_Yr | Lighting | FRACTION | SmrDsn | 2014-01-01 | 2014-01-04 | Constant | 1 | [23 empty] | From eQ_Lib.dat in MASControl 2017
D17_EPr_Restrm_LF_Yr | Lighting | FRACTION | WntrDsn | 2014-01-01 | 2014-01-04 | Constant | 0 | [23 empty] | From eQ_Lib.dat in MASControl 2017
D17_EPr_Restrm_LF_Yr | Lighting | FRACTION | Default | 2014-01-01 | 2014-01-04 | Constant | 0.02 | [23 empty] | From eQ_Lib.dat in MASControl 2017
D17_EPr_Restrm_LF_Yr | Lighting | FRACTION | Default¦Wkdy | 2014-01-05 | 2014-04-03 | Hourly | 0.05 | 0.05 | 0.05 | 0.05 | 0.05 | 0.6 | 0.6 | 0.6 | 0.6 | 0.8 | 0.8 | 0.8 | 0.8 | 0.8 | 0.8 | 0.55 | 0.55 | 0.55 | 0.55 | 0.35 | 0.1 | 0.1 | 0.1 | 0.1 | From eQ_Lib.dat in MASControl 2017
D17_EPr_Restrm_LF_Yr | Lighting | FRACTION | Wknd | 2014-01-05 | 2014-04-03 | Hourly | 0.05 | 0.05 | 0.05 | 0.05 | 0.05 | 0.05 | 0.05 | 0.4 | 0.4 | 0.4 | 0.4 | 0.4 | 0.4 | 0.4 | 0.4 | 0.4 | 0.05 | 0.05 | 0.05 | 0.05 | 0.05 | 0.05 | 0.05 | 0.05 | From eQ_Lib.dat in MASControl 2017
D17_EPr_Restrm_LF_Yr | Lighting | FRACTION | SmrDsn | 2014-04-04 | 2014-04-12 | Constant | 1 | [23 empty] | From eQ_Lib.dat in MASControl 2017
D17_EPr_Restrm_LF_Yr | Lighting | FRACTION | WntrDsn | 2014-04-04 | 2014-04-12 | Constant | 0 | [23 empty] | From eQ_Lib.dat in MASControl 2017
D17_EPr_Restrm_LF_Yr | Lighting | FRACTION | Default | 2014-04-04 | 2014-04-12 | Constant | 0.02 | [23 empty] | From eQ_Lib.dat in MASControl 2017
D17_EPr_Restrm_LF_Yr | Lighting | FRACTION | Default¦Wkdy | 2014-04-13 | 2014-06-12 | Hourly | 0.05 | 0.05 | 0.05 | 0.05 | 0.05 | 0.6 | 0.6 | 0.6 | 0.6 | 0.8 | 0.8 | 0.8 | 0.8 | 0.8 | 0.8 | 0.55 | 0.55 | 0.55 | 0.55 | 0.35 | 0.1 | 0.1 | 0.1 | 0.1 | From eQ_Lib.dat in MASControl 2017
D17_EPr_Restrm_LF_Yr | Lighting | FRACTION | Wknd | 2014-04-13 | 2014-06-12 | Hourly | 0.05 | 0.05 | 0.05 | 0.05 | 0.05 | 0.05 | 0.05 | 0.4 | 0.4 | 0.4 | 0.4 | 0.4 | 0.4 | 0.4 | 0.4 | 0.4 | 0.05 | 0.05 | 0.05 | 0.05 | 0.05 | 0.05 | 0.05 | 0.05 | From eQ_Lib.dat in MASControl 2017
D17_EPr_Restrm_LF_Yr | Lighting | FRACTION | SmrDsn | 2014-06-13 | 2014-08-16 | Constant | 1 | [23 empty] | From eQ_Lib.dat in MASControl 2017
D17_EPr_Restrm_LF_Yr | Lighting | FRACTION | WntrDsn | 2014-06-13 | 2014-08-16 | Constant | 0 | [23 empty] | From eQ_Lib.dat in MASControl 2017
D17_EPr_Restrm_LF_Yr | Lighting | FRACTION | Default | 2014-06-13 | 2014-08-16 | Constant | 0.02 | [23 empty] | From eQ_Lib.dat in MASControl 2017
D17_EPr_Restrm_LF_Yr | Lighting | FRACTION | Default¦Wkdy | 2014-08-17 | 2014-12-11 | Hourly | 0.05 | 0.05 | 0.05 | 0.05 | 0.05 | 0.6 | 0.6 | 0.6 | 0.6 | 0.8 | 0.8 | 0.8 | 0.8 | 0.8 | 0.8 | 0.55 | 0.55 | 0.55 | 0.55 | 0.35 | 0.1 | 0.1 | 0.1 | 0.1 | From eQ_Lib.dat in MASControl 2017
D17_EPr_Restrm_LF_Yr | Lighting | FRACTION | Wknd | 2014-08-17 | 2014-12-11 | Hourly | 0.05 | 0.05 | 0.05 | 0.05 | 0.05 | 0.05 | 0.05 | 0.4 | 0.4 | 0.4 | 0.4 | 0.4 | 0.4 | 0.4 | 0.4 | 0.4 | 0.05 | 0.05 | 0.05 | 0.05 | 0.05 | 0.05 | 0.05 | 0.05 | From eQ_Lib.dat in MASControl 2017
D17_EPr_Restrm_LF_Yr | Lighting | FRACTION | SmrDsn | 2014-12-12 | 2014-12-31 | Constant | 1 | [23 empty] | From eQ_Lib.dat in MASControl 2017
D17_EPr_Restrm_LF_Yr | Lighting | FRACTION | WntrDsn | 2014-12-12 | 2014-12-31 | Constant | 0 | [23 empty] | From eQ_Lib.dat in MASControl 2017
D17_EPr_Restrm_LF_Yr | Lighting | FRACTION | Default | 2014-12-12 | 2014-12-31 | Constant | 0.02 | [23 empty] | From eQ_Lib.dat in MASControl 2017
D17_EPr_Restrm_LF_Yr | Lighting | FRACTION | WntrDsn | 2014-01-01 | 2014-12-31 | Constant | 0 | [23 empty] | From eQ_Lib.dat in MASControl 2017
D17_EPr_Restrm_LF_Yr | Lighting | FRACTION | SmrDsn | 2014-01-01 | 2014-12-31 | Constant | 1 | [23 empty] | From eQ_Lib.dat in MASControl 2017
D17_EPr_Restrm_LF_Yr | Lighting | FRACTION | Hol | 2014-01-01 | 2014-12-31 | Constant | 0.05 | [23 empty] | From eQ_Lib.dat in MASControl 2017
D17_EPr_StCond_CFL_Yr | Lighting | FRACTION | SmrDsn | 2014-01-01 | 2014-01-04 | Constant | 1 | [23 empty] | From eQ_Lib.dat in MASControl 2017
D17_EPr_StCond_CFL_Yr | Lighting | FRACTION | WntrDsn | 2014-01-01 | 2014-01-04 | Constant | 0 | [23 empty] | From eQ_Lib.dat in MASControl 2017
D17_EPr_StCond_CFL_Yr | Lighting | FRACTION | Default | 2014-01-01 | 2014-01-04 | Constant | 0.02 | [23 empty] | From eQ_Lib.dat in MASControl 2017
D17_EPr_StCond_CFL_Yr | Lighting | FRACTION | Default¦Wkdy | 2014-01-05 | 2014-04-03 | Hourly | 0.05 | 0.05 | 0.05 | 0.05 | 0.05 | 0.6 | 0.6 | 0.6 | 0.6 | 1 | 1 | 1 | 1 | 1 | 1 | 0.55 | 0.55 | 0.55 | 0.55 | 0.35 | 0.1 | 0.1 | 0.1 | 0.1 | From eQ_Lib.dat in MASControl 2017
D17_EPr_StCond_CFL_Yr | Lighting | FRACTION | Wknd | 2014-01-05 | 2014-04-03 | Hourly | 0.05 | 0.05 | 0.05 | 0.05 | 0.05 | 0.05 | 0.05 | 0.4 | 0.4 | 0.4 | 0.4 | 0.4 | 0.4 | 0.4 | 0.4 | 0.4 | 0.05 | 0.05 | 0.05 | 0.05 | 0.05 | 0.05 | 0.05 | 0.05 | From eQ_Lib.dat in MASControl 2017
D17_EPr_StCond_CFL_Yr | Lighting | FRACTION | SmrDsn | 2014-04-04 | 2014-04-12 | Constant | 1 | [23 empty] | From eQ_Lib.dat in MASControl 2017
D17_EPr_StCond_CFL_Yr | Lighting | FRACTION | WntrDsn | 2014-04-04 | 2014-04-12 | Constant | 0 | [23 empty] | From eQ_Lib.dat in MASControl 2017
D17_EPr_StCond_CFL_Yr | Lighting | FRACTION | Default | 2014-04-04 | 2014-04-12 | Constant | 0.02 | [23 empty] | From eQ_Lib.dat in MASControl 2017
D17_EPr_StCond_CFL_Yr | Lighting | FRACTION | Default¦Wkdy | 2014-04-13 | 2014-06-12 | Hourly | 0.05 | 0.05 | 0.05 | 0.05 | 0.05 | 0.6 | 0.6 | 0.6 | 0.6 | 1 | 1 | 1 | 1 | 1 | 1 | 0.55 | 0.55 | 0.55 | 0.55 | 0.35 | 0.1 | 0.1 | 0.1 | 0.1 | From eQ_Lib.dat in MASControl 2017
D17_EPr_StCond_CFL_Yr | Lighting | FRACTION | Wknd | 2014-04-13 | 2014-06-12 | Hourly | 0.05 | 0.05 | 0.05 | 0.05 | 0.05 | 0.05 | 0.05 | 0.4 | 0.4 | 0.4 | 0.4 | 0.4 | 0.4 | 0.4 | 0.4 | 0.4 | 0.05 | 0.05 | 0.05 | 0.05 | 0.05 | 0.05 | 0.05 | 0.05 | From eQ_Lib.dat in MASControl 2017
D17_EPr_StCond_CFL_Yr | Lighting | FRACTION | SmrDsn | 2014-06-13 | 2014-08-16 | Constant | 1 | [23 empty] | From eQ_Lib.dat in MASControl 2017
D17_EPr_StCond_CFL_Yr | Lighting | FRACTION | WntrDsn | 2014-06-13 | 2014-08-16 | Constant | 0 | [23 empty] | From eQ_Lib.dat in MASControl 2017
D17_EPr_StCond_CFL_Yr | Lighting | FRACTION | Default | 2014-06-13 | 2014-08-16 | Constant | 0.02 | [23 empty] | From eQ_Lib.dat in MASControl 2017
D17_EPr_StCond_CFL_Yr | Lighting | FRACTION | Default¦Wkdy | 2014-08-17 | 2014-12-11 | Hourly | 0.05 | 0.05 | 0.05 | 0.05 | 0.05 | 0.6 | 0.6 | 0.6 | 0.6 | 1 | 1 | 1 | 1 | 1 | 1 | 0.55 | 0.55 | 0.55 | 0.55 | 0.35 | 0.1 | 0.1 | 0.1 | 0.1 | From eQ_Lib.dat in MASControl 2017
D17_EPr_StCond_CFL_Yr | Lighting | FRACTION | Wknd | 2014-08-17 | 2014-12-11 | Hourly | 0.05 | 0.05 | 0.05 | 0.05 | 0.05 | 0.05 | 0.05 | 0.4 | 0.4 | 0.4 | 0.4 | 0.4 | 0.4 | 0.4 | 0.4 | 0.4 | 0.05 | 0.05 | 0.05 | 0.05 | 0.05 | 0.05 | 0.05 | 0.05 | From eQ_Lib.dat in MASControl 2017
D17_EPr_StCond_CFL_Yr | Lighting | FRACTION | SmrDsn | 2014-12-12 | 2014-12-31 | Constant | 1 | [23 empty] | From eQ_Lib.dat in MASControl 2017
D17_EPr_StCond_CFL_Yr | Lighting | FRACTION | WntrDsn | 2014-12-12 | 2014-12-31 | Constant | 0 | [23 empty] | From eQ_Lib.dat in MASControl 2017
D17_EPr_StCond_CFL_Yr | Lighting | FRACTION | Default | 2014-12-12 | 2014-12-31 | Constant | 0.02 | [23 empty] | From eQ_Lib.dat in MASControl 2017
D17_EPr_StCond_CFL_Yr | Lighting | FRACTION | WntrDsn | 2014-01-01 | 2014-12-31 | Constant | 0 | [23 empty] | From eQ_Lib.dat in MASControl 2017
D17_EPr_StCond_CFL_Yr | Lighting | FRACTION | SmrDsn | 2014-01-01 | 2014-12-31 | Constant | 1 | [23 empty] | From eQ_Lib.dat in MASControl 2017
D17_EPr_StCond_CFL_Yr | Lighting | FRACTION | Hol | 2014-01-01 | 2014-12-31 | Constant | 0.05 | [23 empty] | From eQ_Lib.dat in MASControl 2017
D17_EPr_StCond_LF_Yr | Lighting | FRACTION | SmrDsn | 2014-01-01 | 2014-01-04 | Constant | 1 | [23 empty] | From eQ_Lib.dat in MASControl 2017
D17_EPr_StCond_LF_Yr | Lighting | FRACTION | WntrDsn | 2014-01-01 | 2014-01-04 | Constant | 0 | [23 empty] | From eQ_Lib.dat in MASControl 2017
D17_EPr_StCond_LF_Yr | Lighting | FRACTION | Default | 2014-01-01 | 2014-01-04 | Constant | 0.02 | [23 empty] | From eQ_Lib.dat in MASControl 2017
D17_EPr_StCond_LF_Yr | Lighting | FRACTION | Default¦Wkdy | 2014-01-05 | 2014-04-03 | Hourly | 0.05 | 0.05 | 0.05 | 0.05 | 0.05 | 0.6 | 0.6 | 0.6 | 0.6 | 1 | 1 | 1 | 1 | 1 | 1 | 0.55 | 0.55 | 0.55 | 0.55 | 0.35 | 0.1 | 0.1 | 0.1 | 0.1 | From eQ_Lib.dat in MASControl 2017
D17_EPr_StCond_LF_Yr | Lighting | FRACTION | Wknd | 2014-01-05 | 2014-04-03 | Hourly | 0.05 | 0.05 | 0.05 | 0.05 | 0.05 | 0.05 | 0.05 | 0.4 | 0.4 | 0.4 | 0.4 | 0.4 | 0.4 | 0.4 | 0.4 | 0.4 | 0.05 | 0.05 | 0.05 | 0.05 | 0.05 | 0.05 | 0.05 | 0.05 | From eQ_Lib.dat in MASControl 2017
D17_EPr_StCond_LF_Yr | Lighting | FRACTION | SmrDsn | 2014-04-04 | 2014-04-12 | Constant | 1 | [23 empty] | From eQ_Lib.dat in MASControl 2017
D17_EPr_StCond_LF_Yr | Lighting | FRACTION | WntrDsn | 2014-04-04 | 2014-04-12 | Constant | 0 | [23 empty] | From eQ_Lib.dat in MASControl 2017
D17_EPr_StCond_LF_Yr | Lighting | FRACTION | Default | 2014-04-04 | 2014-04-12 | Constant | 0.02 | [23 empty] | From eQ_Lib.dat in MASControl 2017
D17_EPr_StCond_LF_Yr | Lighting | FRACTION | Default¦Wkdy | 2014-04-13 | 2014-06-12 | Hourly | 0.05 | 0.05 | 0.05 | 0.05 | 0.05 | 0.6 | 0.6 | 0.6 | 0.6 | 1 | 1 | 1 | 1 | 1 | 1 | 0.55 | 0.55 | 0.55 | 0.55 | 0.35 | 0.1 | 0.1 | 0.1 | 0.1 | From eQ_Lib.dat in MASControl 2017
D17_EPr_StCond_LF_Yr | Lighting | FRACTION | Wknd | 2014-04-13 | 2014-06-12 | Hourly | 0.05 | 0.05 | 0.05 | 0.05 | 0.05 | 0.05 | 0.05 | 0.4 | 0.4 | 0.4 | 0.4 | 0.4 | 0.4 | 0.4 | 0.4 | 0.4 | 0.05 | 0.05 | 0.05 | 0.05 | 0.05 | 0.05 | 0.05 | 0.05 | From eQ_Lib.dat in MASControl 2017
D17_EPr_StCond_LF_Yr | Lighting | FRACTION | SmrDsn | 2014-06-13 | 2014-08-16 | Constant | 1 | [23 empty] | From eQ_Lib.dat in MASControl 2017
D17_EPr_StCond_LF_Yr | Lighting | FRACTION | WntrDsn | 2014-06-13 | 2014-08-16 | Constant | 0 | [23 empty] | From eQ_Lib.dat in MASControl 2017
D17_EPr_StCond_LF_Yr | Lighting | FRACTION | Default | 2014-06-13 | 2014-08-16 | Constant | 0.02 | [23 empty] | From eQ_Lib.dat in MASControl 2017
D17_EPr_StCond_LF_Yr | Lighting | FRACTION | Default¦Wkdy | 2014-08-17 | 2014-12-11 | Hourly | 0.05 | 0.05 | 0.05 | 0.05 | 0.05 | 0.6 | 0.6 | 0.6 | 0.6 | 1 | 1 | 1 | 1 | 1 | 1 | 0.55 | 0.55 | 0.55 | 0.55 | 0.35 | 0.1 | 0.1 | 0.1 | 0.1 | From eQ_Lib.dat in MASControl 2017
D17_EPr_StCond_LF_Yr | Lighting | FRACTION | Wknd | 2014-08-17 | 2014-12-11 | Hourly | 0.05 | 0.05 | 0.05 | 0.05 | 0.05 | 0.05 | 0.05 | 0.4 | 0.4 | 0.4 | 0.4 | 0.4 | 0.4 | 0.4 | 0.4 | 0.4 | 0.05 | 0.05 | 0.05 | 0.05 | 0.05 | 0.05 | 0.05 | 0.05 | From eQ_Lib.dat in MASControl 2017
D17_EPr_StCond_LF_Yr | Lighting | FRACTION | SmrDsn | 2014-12-12 | 2014-12-31 | Constant | 1 | [23 empty] | From eQ_Lib.dat in MASControl 2017
D17_EPr_StCond_LF_Yr | Lighting | FRACTION | WntrDsn | 2014-12-12 | 2014-12-31 | Constant | 0 | [23 empty] | From eQ_Lib.dat in MASControl 2017
D17_EPr_StCond_LF_Yr | Lighting | FRACTION | Default | 2014-12-12 | 2014-12-31 | Constant | 0.02 | [23 empty] | From eQ_Lib.dat in MASControl 2017
D17_EPr_StCond_LF_Yr | Lighting | FRACTION | WntrDsn | 2014-01-01 | 2014-12-31 | Constant | 0 | [23 empty] | From eQ_Lib.dat in MASControl 2017
D17_EPr_StCond_LF_Yr | Lighting | FRACTION | SmrDsn | 2014-01-01 | 2014-12-31 | Constant | 1 | [23 empty] | From eQ_Lib.dat in MASControl 2017
D17_EPr_StCond_LF_Yr | Lighting | FRACTION | Hol | 2014-01-01 | 2014-12-31 | Constant | 0.05 | [23 empty] | From eQ_Lib.dat in MASControl 2017
D17_ERC_Clrm_CFL_Yr | Lighting | FRACTION | Default¦Wkdy | 2014-01-01 | 2014-01-04 | Constant | 0.02 | [23 empty] | From eQ_Lib.dat in MASControl 2017
D17_ERC_Clrm_CFL_Yr | Lighting | FRACTION | Wknd | 2014-01-01 | 2014-01-04 | Hourly | 0.05 | 0.05 | 0.05 | 0.05 | 0.05 | 0.05 | 0.05 | 0.225 | 0.225 | 0.225 | 0.225 | 0.225 | 0.225 | 0.225 | 0.225 | 0.225 | 0.05 | 0.05 | 0.05 | 0.05 | 0.05 | 0.05 | 0.05 | 0.05 | From eQ_Lib.dat in MASControl 2017
D17_ERC_Clrm_CFL_Yr | Lighting | FRACTION | Default¦Wkdy | 2014-01-05 | 2014-04-03 | Hourly | 0.05 | 0.05 | 0.05 | 0.05 | 0.05 | 0.6 | 0.6 | 0.6 | 0.6 | 1 | 1 | 1 | 1 | 1 | 1 | 0.55 | 0.55 | 0.55 | 0.55 | 0.35 | 0.1 | 0.1 | 0.1 | 0.1 | From eQ_Lib.dat in MASControl 2017
D17_ERC_Clrm_CFL_Yr | Lighting | FRACTION | Wknd | 2014-01-05 | 2014-04-03 | Hourly | 0.05 | 0.05 | 0.05 | 0.05 | 0.05 | 0.05 | 0.05 | 0.4 | 0.4 | 0.4 | 0.4 | 0.4 | 0.4 | 0.4 | 0.4 | 0.4 | 0.05 | 0.05 | 0.05 | 0.05 | 0.05 | 0.05 | 0.05 | 0.05 | From eQ_Lib.dat in MASControl 2017
D17_ERC_Clrm_CFL_Yr | Lighting | FRACTION | Default¦Wkdy | 2014-04-04 | 2014-04-12 | Constant | 0.02 | [23 empty] | From eQ_Lib.dat in MASControl 2017
D17_ERC_Clrm_CFL_Yr | Lighting | FRACTION | Wknd | 2014-04-04 | 2014-04-12 | Hourly | 0.05 | 0.05 | 0.05 | 0.05 | 0.05 | 0.05 | 0.05 | 0.225 | 0.225 | 0.225 | 0.225 | 0.225 | 0.225 | 0.225 | 0.225 | 0.225 | 0.05 | 0.05 | 0.05 | 0.05 | 0.05 | 0.05 | 0.05 | 0.05 | From eQ_Lib.dat in MASControl 2017
D17_ERC_Clrm_CFL_Yr | Lighting | FRACTION | Default¦Wkdy | 2014-04-13 | 2014-06-12 | Hourly | 0.05 | 0.05 | 0.05 | 0.05 | 0.05 | 0.6 | 0.6 | 0.6 | 0.6 | 1 | 1 | 1 | 1 | 1 | 1 | 0.55 | 0.55 | 0.55 | 0.55 | 0.35 | 0.1 | 0.1 | 0.1 | 0.1 | From eQ_Lib.dat in MASControl 2017
D17_ERC_Clrm_CFL_Yr | Lighting | FRACTION | Wknd | 2014-04-13 | 2014-06-12 | Hourly | 0.05 | 0.05 | 0.05 | 0.05 | 0.05 | 0.05 | 0.05 | 0.4 | 0.4 | 0.4 | 0.4 | 0.4 | 0.4 | 0.4 | 0.4 | 0.4 | 0.05 | 0.05 | 0.05 | 0.05 | 0.05 | 0.05 | 0.05 | 0.05 | From eQ_Lib.dat in MASControl 2017
D17_ERC_Clrm_CFL_Yr | Lighting | FRACTION | Default¦Wkdy | 2014-06-13 | 2014-08-16 | Constant | 0.02 | [23 empty] | From eQ_Lib.dat in MASControl 2017
D17_ERC_Clrm_CFL_Yr | Lighting | FRACTION | Wknd | 2014-06-13 | 2014-08-16 | Hourly | 0.05 | 0.05 | 0.05 | 0.05 | 0.05 | 0.05 | 0.05 | 0.225 | 0.225 | 0.225 | 0.225 | 0.225 | 0.225 | 0.225 | 0.225 | 0.225 | 0.05 | 0.05 | 0.05 | 0.05 | 0.05 | 0.05 | 0.05 | 0.05 | From eQ_Lib.dat in MASControl 2017
D17_ERC_Clrm_CFL_Yr | Lighting | FRACTION | Default¦Wkdy | 2014-08-17 | 2014-12-11 | Hourly | 0.05 | 0.05 | 0.05 | 0.05 | 0.05 | 0.6 | 0.6 | 0.6 | 0.6 | 1 | 1 | 1 | 1 | 1 | 1 | 0.55 | 0.55 | 0.55 | 0.55 | 0.35 | 0.1 | 0.1 | 0.1 | 0.1 | From eQ_Lib.dat in MASControl 2017
D17_ERC_Clrm_CFL_Yr | Lighting | FRACTION | Wknd | 2014-08-17 | 2014-12-11 | Hourly | 0.05 | 0.05 | 0.05 | 0.05 | 0.05 | 0.05 | 0.05 | 0.4 | 0.4 | 0.4 | 0.4 | 0.4 | 0.4 | 0.4 | 0.4 | 0.4 | 0.05 | 0.05 | 0.05 | 0.05 | 0.05 | 0.05 | 0.05 | 0.05 | From eQ_Lib.dat in MASControl 2017
D17_ERC_Clrm_CFL_Yr | Lighting | FRACTION | Default¦Wkdy | 2014-12-12 | 2014-12-31 | Constant | 0.02 | [23 empty] | From eQ_Lib.dat in MASControl 2017
D17_ERC_Clrm_CFL_Yr | Lighting | FRACTION | Wknd | 2014-12-12 | 2014-12-31 | Hourly | 0.05 | 0.05 | 0.05 | 0.05 | 0.05 | 0.05 | 0.05 | 0.225 | 0.225 | 0.225 | 0.225 | 0.225 | 0.225 | 0.225 | 0.225 | 0.225 | 0.05 | 0.05 | 0.05 | 0.05 | 0.05 | 0.05 | 0.05 | 0.05 | From eQ_Lib.dat in MASControl 2017
D17_ERC_Clrm_CFL_Yr | Lighting | FRACTION | WntrDsn | 2014-01-01 | 2014-12-31 | Constant | 0 | [23 empty] | From eQ_Lib.dat in MASControl 2017
D17_ERC_Clrm_CFL_Yr | Lighting | FRACTION | SmrDsn | 2014-01-01 | 2014-12-31 | Constant | 1 | [23 empty] | From eQ_Lib.dat in MASControl 2017
D17_ERC_Clrm_CFL_Yr | Lighting | FRACTION | Hol | 2014-01-01 | 2014-12-31 | Constant | 0.02 | [23 empty] | From eQ_Lib.dat in MASControl 2017
D17_ERC_Clrm_HB_Yr | Lighting | FRACTION | Default¦Wkdy | 2014-01-01 | 2014-01-04 | Constant | 0.02 | [23 empty] | From eQ_Lib.dat in MASControl 2017
D17_ERC_Clrm_HB_Yr | Lighting | FRACTION | Wknd | 2014-01-01 | 2014-01-04 | Hourly | 0.05 | 0.05 | 0.05 | 0.05 | 0.05 | 0.05 | 0.05 | 0.225 | 0.225 | 0.225 | 0.225 | 0.225 | 0.225 | 0.225 | 0.225 | 0.225 | 0.05 | 0.05 | 0.05 | 0.05 | 0.05 | 0.05 | 0.05 | 0.05 | From eQ_Lib.dat in MASControl 2017
D17_ERC_Clrm_HB_Yr | Lighting | FRACTION | Default¦Wkdy | 2014-01-05 | 2014-04-03 | Hourly | 0.05 | 0.05 | 0.05 | 0.05 | 0.05 | 0.6 | 0.6 | 0.6 | 0.6 | 1 | 1 | 1 | 1 | 1 | 1 | 0.55 | 0.55 | 0.55 | 0.55 | 0.35 | 0.1 | 0.1 | 0.1 | 0.1 | From eQ_Lib.dat in MASControl 2017
D17_ERC_Clrm_HB_Yr | Lighting | FRACTION | Wknd | 2014-01-05 | 2014-04-03 | Hourly | 0.05 | 0.05 | 0.05 | 0.05 | 0.05 | 0.05 | 0.05 | 0.4 | 0.4 | 0.4 | 0.4 | 0.4 | 0.4 | 0.4 | 0.4 | 0.4 | 0.05 | 0.05 | 0.05 | 0.05 | 0.05 | 0.05 | 0.05 | 0.05 | From eQ_Lib.dat in MASControl 2017
D17_ERC_Clrm_HB_Yr | Lighting | FRACTION | Default¦Wkdy | 2014-04-04 | 2014-04-12 | Constant | 0.02 | [23 empty] | From eQ_Lib.dat in MASControl 2017
D17_ERC_Clrm_HB_Yr | Lighting | FRACTION | Wknd | 2014-04-04 | 2014-04-12 | Hourly | 0.05 | 0.05 | 0.05 | 0.05 | 0.05 | 0.05 | 0.05 | 0.225 | 0.225 | 0.225 | 0.225 | 0.225 | 0.225 | 0.225 | 0.225 | 0.225 | 0.05 | 0.05 | 0.05 | 0.05 | 0.05 | 0.05 | 0.05 | 0.05 | From eQ_Lib.dat in MASControl 2017
D17_ERC_Clrm_HB_Yr | Lighting | FRACTION | Default¦Wkdy | 2014-04-13 | 2014-06-12 | Hourly | 0.05 | 0.05 | 0.05 | 0.05 | 0.05 | 0.6 | 0.6 | 0.6 | 0.6 | 1 | 1 | 1 | 1 | 1 | 1 | 0.55 | 0.55 | 0.55 | 0.55 | 0.35 | 0.1 | 0.1 | 0.1 | 0.1 | From eQ_Lib.dat in MASControl 2017
D17_ERC_Clrm_HB_Yr | Lighting | FRACTION | Wknd | 2014-04-13 | 2014-06-12 | Hourly | 0.05 | 0.05 | 0.05 | 0.05 | 0.05 | 0.05 | 0.05 | 0.4 | 0.4 | 0.4 | 0.4 | 0.4 | 0.4 | 0.4 | 0.4 | 0.4 | 0.05 | 0.05 | 0.05 | 0.05 | 0.05 | 0.05 | 0.05 | 0.05 | From eQ_Lib.dat in MASControl 2017
D17_ERC_Clrm_HB_Yr | Lighting | FRACTION | Default¦Wkdy | 2014-06-13 | 2014-08-16 | Constant | 0.02 | [23 empty] | From eQ_Lib.dat in MASControl 2017
D17_ERC_Clrm_HB_Yr | Lighting | FRACTION | Wknd | 2014-06-13 | 2014-08-16 | Hourly | 0.05 | 0.05 | 0.05 | 0.05 | 0.05 | 0.05 | 0.05 | 0.225 | 0.225 | 0.225 | 0.225 | 0.225 | 0.225 | 0.225 | 0.225 | 0.225 | 0.05 | 0.05 | 0.05 | 0.05 | 0.05 | 0.05 | 0.05 | 0.05 | From eQ_Lib.dat in MASControl 2017
D17_ERC_Clrm_HB_Yr | Lighting | FRACTION | Default¦Wkdy | 2014-08-17 | 2014-12-11 | Hourly | 0.05 | 0.05 | 0.05 | 0.05 | 0.05 | 0.6 | 0.6 | 0.6 | 0.6 | 1 | 1 | 1 | 1 | 1 | 1 | 0.55 | 0.55 | 0.55 | 0.55 | 0.35 | 0.1 | 0.1 | 0.1 | 0.1 | From eQ_Lib.dat in MASControl 2017
D17_ERC_Clrm_HB_Yr | Lighting | FRACTION | Wknd | 2014-08-17 | 2014-12-11 | Hourly | 0.05 | 0.05 | 0.05 | 0.05 | 0.05 | 0.05 | 0.05 | 0.4 | 0.4 | 0.4 | 0.4 | 0.4 | 0.4 | 0.4 | 0.4 | 0.4 | 0.05 | 0.05 | 0.05 | 0.05 | 0.05 | 0.05 | 0.05 | 0.05 | From eQ_Lib.dat in MASControl 2017
D17_ERC_Clrm_HB_Yr | Lighting | FRACTION | Default¦Wkdy | 2014-12-12 | 2014-12-31 | Constant | 0.02 | [23 empty] | From eQ_Lib.dat in MASControl 2017
D17_ERC_Clrm_HB_Yr | Lighting | FRACTION | Wknd | 2014-12-12 | 2014-12-31 | Hourly | 0.05 | 0.05 | 0.05 | 0.05 | 0.05 | 0.05 | 0.05 | 0.225 | 0.225 | 0.225 | 0.225 | 0.225 | 0.225 | 0.225 | 0.225 | 0.225 | 0.05 | 0.05 | 0.05 | 0.05 | 0.05 | 0.05 | 0.05 | 0.05 | From eQ_Lib.dat in MASControl 2017
D17_ERC_Clrm_HB_Yr | Lighting | FRACTION | WntrDsn | 2014-01-01 | 2014-12-31 | Constant | 0 | [23 empty] | From eQ_Lib.dat in MASControl 2017
D17_ERC_Clrm_HB_Yr | Lighting | FRACTION | SmrDsn | 2014-01-01 | 2014-12-31 | Constant | 1 | [23 empty] | From eQ_Lib.dat in MASControl 2017
D17_ERC_Clrm_HB_Yr | Lighting | FRACTION | Hol | 2014-01-01 | 2014-12-31 | Constant | 0.02 | [23 empty] | From eQ_Lib.dat in MASControl 2017
D17_ERC_Clrm_LF_Yr | Lighting | FRACTION | Default¦Wkdy | 2014-01-01 | 2014-01-04 | Constant | 0.02 | [23 empty] | From eQ_Lib.dat in MASControl 2017
D17_ERC_Clrm_LF_Yr | Lighting | FRACTION | Wknd | 2014-01-01 | 2014-01-04 | Hourly | 0.05 | 0.05 | 0.05 | 0.05 | 0.05 | 0.05 | 0.05 | 0.225 | 0.225 | 0.225 | 0.225 | 0.225 | 0.225 | 0.225 | 0.225 | 0.225 | 0.05 | 0.05 | 0.05 | 0.05 | 0.05 | 0.05 | 0.05 | 0.05 | From eQ_Lib.dat in MASControl 2017
D17_ERC_Clrm_LF_Yr | Lighting | FRACTION | Default¦Wkdy | 2014-01-05 | 2014-04-03 | Hourly | 0.05 | 0.05 | 0.05 | 0.05 | 0.05 | 0.6 | 0.6 | 0.6 | 0.6 | 1 | 1 | 1 | 1 | 1 | 1 | 0.55 | 0.55 | 0.55 | 0.55 | 0.35 | 0.1 | 0.1 | 0.1 | 0.1 | From eQ_Lib.dat in MASControl 2017
D17_ERC_Clrm_LF_Yr | Lighting | FRACTION | Wknd | 2014-01-05 | 2014-04-03 | Hourly | 0.05 | 0.05 | 0.05 | 0.05 | 0.05 | 0.05 | 0.05 | 0.4 | 0.4 | 0.4 | 0.4 | 0.4 | 0.4 | 0.4 | 0.4 | 0.4 | 0.05 | 0.05 | 0.05 | 0.05 | 0.05 | 0.05 | 0.05 | 0.05 | From eQ_Lib.dat in MASControl 2017
D17_ERC_Clrm_LF_Yr | Lighting | FRACTION | Default¦Wkdy | 2014-04-04 | 2014-04-12 | Constant | 0.02 | [23 empty] | From eQ_Lib.dat in MASControl 2017
D17_ERC_Clrm_LF_Yr | Lighting | FRACTION | Wknd | 2014-04-04 | 2014-04-12 | Hourly | 0.05 | 0.05 | 0.05 | 0.05 | 0.05 | 0.05 | 0.05 | 0.225 | 0.225 | 0.225 | 0.225 | 0.225 | 0.225 | 0.225 | 0.225 | 0.225 | 0.05 | 0.05 | 0.05 | 0.05 | 0.05 | 0.05 | 0.05 | 0.05 | From eQ_Lib.dat in MASControl 2017
D17_ERC_Clrm_LF_Yr | Lighting | FRACTION | Default¦Wkdy | 2014-04-13 | 2014-06-12 | Hourly | 0.05 | 0.05 | 0.05 | 0.05 | 0.05 | 0.6 | 0.6 | 0.6 | 0.6 | 1 | 1 | 1 | 1 | 1 | 1 | 0.55 | 0.55 | 0.55 | 0.55 | 0.35 | 0.1 | 0.1 | 0.1 | 0.1 | From eQ_Lib.dat in MASControl 2017
D17_ERC_Clrm_LF_Yr | Lighting | FRACTION | Wknd | 2014-04-13 | 2014-06-12 | Hourly | 0.05 | 0.05 | 0.05 | 0.05 | 0.05 | 0.05 | 0.05 | 0.4 | 0.4 | 0.4 | 0.4 | 0.4 | 0.4 | 0.4 | 0.4 | 0.4 | 0.05 | 0.05 | 0.05 | 0.05 | 0.05 | 0.05 | 0.05 | 0.05 | From eQ_Lib.dat in MASControl 2017
D17_ERC_Clrm_LF_Yr | Lighting | FRACTION | Default¦Wkdy | 2014-06-13 | 2014-08-16 | Constant | 0.02 | [23 empty] | From eQ_Lib.dat in MASControl 2017
D17_ERC_Clrm_LF_Yr | Lighting | FRACTION | Wknd | 2014-06-13 | 2014-08-16 | Hourly | 0.05 | 0.05 | 0.05 | 0.05 | 0.05 | 0.05 | 0.05 | 0.225 | 0.225 | 0.225 | 0.225 | 0.225 | 0.225 | 0.225 | 0.225 | 0.225 | 0.05 | 0.05 | 0.05 | 0.05 | 0.05 | 0.05 | 0.05 | 0.05 | From eQ_Lib.dat in MASControl 2017
D17_ERC_Clrm_LF_Yr | Lighting | FRACTION | Default¦Wkdy | 2014-08-17 | 2014-12-11 | Hourly | 0.05 | 0.05 | 0.05 | 0.05 | 0.05 | 0.6 | 0.6 | 0.6 | 0.6 | 1 | 1 | 1 | 1 | 1 | 1 | 0.55 | 0.55 | 0.55 | 0.55 | 0.35 | 0.1 | 0.1 | 0.1 | 0.1 | From eQ_Lib.dat in MASControl 2017
D17_ERC_Clrm_LF_Yr | Lighting | FRACTION | Wknd | 2014-08-17 | 2014-12-11 | Hourly | 0.05 | 0.05 | 0.05 | 0.05 | 0.05 | 0.05 | 0.05 | 0.4 | 0.4 | 0.4 | 0.4 | 0.4 | 0.4 | 0.4 | 0.4 | 0.4 | 0.05 | 0.05 | 0.05 | 0.05 | 0.05 | 0.05 | 0.05 | 0.05 | From eQ_Lib.dat in MASControl 2017
D17_ERC_Clrm_LF_Yr | Lighting | FRACTION | Default¦Wkdy | 2014-12-12 | 2014-12-31 | Constant | 0.02 | [23 empty] | From eQ_Lib.dat in MASControl 2017
D17_ERC_Clrm_LF_Yr | Lighting | FRACTION | Wknd | 2014-12-12 | 2014-12-31 | Hourly | 0.05 | 0.05 | 0.05 | 0.05 | 0.05 | 0.05 | 0.05 | 0.225 | 0.225 | 0.225 | 0.225 | 0.225 | 0.225 | 0.225 | 0.225 | 0.225 | 0.05 | 0.05 | 0.05 | 0.05 | 0.05 | 0.05 | 0.05 | 0.05 | From eQ_Lib.dat in MASControl 2017
D17_ERC_Clrm_LF_Yr | Lighting | FRACTION | WntrDsn | 2014-01-01 | 2014-12-31 | Constant | 0 | [23 empty] | From eQ_Lib.dat in MASControl 2017
D17_ERC_Clrm_LF_Yr | Lighting | FRACTION | SmrDsn | 2014-01-01 | 2014-12-31 | Constant | 1 | [23 empty] | From eQ_Lib.dat in MASControl 2017
D17_ERC_Clrm_LF_Yr | Lighting | FRACTION | Hol | 2014-01-01 | 2014-12-31 | Constant | 0.02 | [23 empty] | From eQ_Lib.dat in MASControl 2017
D17_ESe_Clrm_CFL_Yr | Lighting | FRACTION | Default¦Wkdy | 2014-01-01 | 2014-01-04 | Hourly | 0.05 | 0.05 | 0.05 | 0.05 | 0.15 | 0.25 | 0.45 | 0.6 | 0.7 | 0.7 | 0.7 | 0.7 | 0.7 | 0.7 | 0.7 | 0.65 | 0.55 | 0.42 | 0.35 | 0.2 | 0.1 | 0.08 | 0.05 | 0.05 | From eQ_Lib.dat in MASControl 2017
D17_ESe_Clrm_CFL_Yr | Lighting | FRACTION | Wknd | 2014-01-01 | 2014-01-04 | Hourly | 0.05 | 0.05 | 0.05 | 0.05 | 0.05 | 0.05 | 0.1 | 0.15 | 0.2 | 0.2 | 0.2 | 0.2 | 0.2 | 0.2 | 0.15 | 0.1 | 0.05 | 0.05 | 0.05 | 0.05 | 0.05 | 0.05 | 0.05 | 0.05 | From eQ_Lib.dat in MASControl 2017
D17_ESe_Clrm_CFL_Yr | Lighting | FRACTION | Default¦Wkdy | 2014-01-05 | 2014-04-03 | Hourly | 0.05 | 0.05 | 0.05 | 0.05 | 0.15 | 0.25 | 0.45 | 0.6 | 0.7 | 0.7 | 0.7 | 0.7 | 0.7 | 0.7 | 0.7 | 0.65 | 0.55 | 0.42 | 0.35 | 0.2 | 0.1 | 0.08 | 0.05 | 0.05 | From eQ_Lib.dat in MASControl 2017
D17_ESe_Clrm_CFL_Yr | Lighting | FRACTION | Wknd | 2014-01-05 | 2014-04-03 | Hourly | 0.05 | 0.05 | 0.05 | 0.05 | 0.05 | 0.05 | 0.1 | 0.15 | 0.2 | 0.2 | 0.2 | 0.2 | 0.2 | 0.2 | 0.15 | 0.1 | 0.05 | 0.05 | 0.05 | 0.05 | 0.05 | 0.05 | 0.05 | 0.05 | From eQ_Lib.dat in MASControl 2017
D17_ESe_Clrm_CFL_Yr | Lighting | FRACTION | Default¦Wkdy | 2014-04-04 | 2014-04-12 | Hourly | 0.05 | 0.05 | 0.05 | 0.05 | 0.15 | 0.25 | 0.45 | 0.6 | 0.7 | 0.7 | 0.7 | 0.7 | 0.7 | 0.7 | 0.7 | 0.65 | 0.55 | 0.42 | 0.35 | 0.2 | 0.1 | 0.08 | 0.05 | 0.05 | From eQ_Lib.dat in MASControl 2017
D17_ESe_Clrm_CFL_Yr | Lighting | FRACTION | Wknd | 2014-04-04 | 2014-04-12 | Hourly | 0.05 | 0.05 | 0.05 | 0.05 | 0.05 | 0.05 | 0.1 | 0.15 | 0.2 | 0.2 | 0.2 | 0.2 | 0.2 | 0.2 | 0.15 | 0.1 | 0.05 | 0.05 | 0.05 | 0.05 | 0.05 | 0.05 | 0.05 | 0.05 | From eQ_Lib.dat in MASControl 2017
D17_ESe_Clrm_CFL_Yr | Lighting | FRACTION | Default¦Wkdy | 2014-04-13 | 2014-06-12 | Hourly | 0.05 | 0.05 | 0.05 | 0.05 | 0.15 | 0.25 | 0.45 | 0.6 | 0.7 | 0.7 | 0.7 | 0.7 | 0.7 | 0.7 | 0.7 | 0.65 | 0.55 | 0.42 | 0.35 | 0.2 | 0.1 | 0.08 | 0.05 | 0.05 | From eQ_Lib.dat in MASControl 2017
D17_ESe_Clrm_CFL_Yr | Lighting | FRACTION | Wknd | 2014-04-13 | 2014-06-12 | Hourly | 0.05 | 0.05 | 0.05 | 0.05 | 0.05 | 0.05 | 0.1 | 0.15 | 0.2 | 0.2 | 0.2 | 0.2 | 0.2 | 0.2 | 0.15 | 0.1 | 0.05 | 0.05 | 0.05 | 0.05 | 0.05 | 0.05 | 0.05 | 0.05 | From eQ_Lib.dat in MASControl 2017
D17_ESe_Clrm_CFL_Yr | Lighting | FRACTION | Default¦Wkdy | 2014-06-13 | 2014-08-16 | Hourly | 0.05 | 0.05 | 0.05 | 0.05 | 0.15 | 0.25 | 0.45 | 0.6 | 0.7 | 0.7 | 0.7 | 0.7 | 0.7 | 0.7 | 0.7 | 0.65 | 0.55 | 0.42 | 0.35 | 0.2 | 0.1 | 0.08 | 0.05 | 0.05 | From eQ_Lib.dat in MASControl 2017
D17_ESe_Clrm_CFL_Yr | Lighting | FRACTION | Wknd | 2014-06-13 | 2014-08-16 | Hourly | 0.05 | 0.05 | 0.05 | 0.05 | 0.05 | 0.05 | 0.1 | 0.15 | 0.2 | 0.2 | 0.2 | 0.2 | 0.2 | 0.2 | 0.15 | 0.1 | 0.05 | 0.05 | 0.05 | 0.05 | 0.05 | 0.05 | 0.05 | 0.05 | From eQ_Lib.dat in MASControl 2017
D17_ESe_Clrm_CFL_Yr | Lighting | FRACTION | Default¦Wkdy | 2014-08-17 | 2014-12-11 | Hourly | 0.05 | 0.05 | 0.05 | 0.05 | 0.15 | 0.25 | 0.45 | 0.6 | 0.7 | 0.7 | 0.7 | 0.7 | 0.7 | 0.7 | 0.7 | 0.65 | 0.55 | 0.42 | 0.35 | 0.2 | 0.1 | 0.08 | 0.05 | 0.05 | From eQ_Lib.dat in MASControl 2017
D17_ESe_Clrm_CFL_Yr | Lighting | FRACTION | Wknd | 2014-08-17 | 2014-12-11 | Hourly | 0.05 | 0.05 | 0.05 | 0.05 | 0.05 | 0.05 | 0.1 | 0.15 | 0.2 | 0.2 | 0.2 | 0.2 | 0.2 | 0.2 | 0.15 | 0.1 | 0.05 | 0.05 | 0.05 | 0.05 | 0.05 | 0.05 | 0.05 | 0.05 | From eQ_Lib.dat in MASControl 2017
D17_ESe_Clrm_CFL_Yr | Lighting | FRACTION | Default¦Wkdy | 2014-12-12 | 2014-12-31 | Hourly | 0.05 | 0.05 | 0.05 | 0.05 | 0.15 | 0.25 | 0.45 | 0.6 | 0.7 | 0.7 | 0.7 | 0.7 | 0.7 | 0.7 | 0.7 | 0.65 | 0.55 | 0.42 | 0.35 | 0.2 | 0.1 | 0.08 | 0.05 | 0.05 | From eQ_Lib.dat in MASControl 2017
D17_ESe_Clrm_CFL_Yr | Lighting | FRACTION | Wknd | 2014-12-12 | 2014-12-31 | Hourly | 0.05 | 0.05 | 0.05 | 0.05 | 0.05 | 0.05 | 0.1 | 0.15 | 0.2 | 0.2 | 0.2 | 0.2 | 0.2 | 0.2 | 0.15 | 0.1 | 0.05 | 0.05 | 0.05 | 0.05 | 0.05 | 0.05 | 0.05 | 0.05 | From eQ_Lib.dat in MASControl 2017
D17_ESe_Clrm_CFL_Yr | Lighting | FRACTION | WntrDsn | 2014-01-01 | 2014-12-31 | Constant | 0 | [23 empty] | From eQ_Lib.dat in MASControl 2017
D17_ESe_Clrm_CFL_Yr | Lighting | FRACTION | SmrDsn | 2014-01-01 | 2014-12-31 | Constant | 1 | [23 empty] | From eQ_Lib.dat in MASControl 2017
D17_ESe_Clrm_CFL_Yr | Lighting | FRACTION | Hol | 2014-01-01 | 2014-12-31 | Constant | 0.05 | [23 empty] | From eQ_Lib.dat in MASControl 2017
D17_ESe_Clrm_LF_Yr | Lighting | FRACTION | Default¦Wkdy | 2014-01-01 | 2014-01-04 | Hourly | 0.05 | 0.05 | 0.05 | 0.05 | 0.15 | 0.25 | 0.45 | 0.6 | 0.7 | 0.7 | 0.7 | 0.7 | 0.7 | 0.7 | 0.7 | 0.65 | 0.55 | 0.42 | 0.35 | 0.2 | 0.1 | 0.08 | 0.05 | 0.05 | From eQ_Lib.dat in MASControl 2017
D17_ESe_Clrm_LF_Yr | Lighting | FRACTION | Wknd | 2014-01-01 | 2014-01-04 | Hourly | 0.05 | 0.05 | 0.05 | 0.05 | 0.05 | 0.05 | 0.1 | 0.15 | 0.2 | 0.2 | 0.2 | 0.2 | 0.2 | 0.2 | 0.15 | 0.1 | 0.05 | 0.05 | 0.05 | 0.05 | 0.05 | 0.05 | 0.05 | 0.05 | From eQ_Lib.dat in MASControl 2017
D17_ESe_Clrm_LF_Yr | Lighting | FRACTION | Default¦Wkdy | 2014-01-05 | 2014-04-03 | Hourly | 0.05 | 0.05 | 0.05 | 0.05 | 0.15 | 0.25 | 0.45 | 0.6 | 0.7 | 0.7 | 0.7 | 0.7 | 0.7 | 0.7 | 0.7 | 0.65 | 0.55 | 0.42 | 0.35 | 0.2 | 0.1 | 0.08 | 0.05 | 0.05 | From eQ_Lib.dat in MASControl 2017
D17_ESe_Clrm_LF_Yr | Lighting | FRACTION | Wknd | 2014-01-05 | 2014-04-03 | Hourly | 0.05 | 0.05 | 0.05 | 0.05 | 0.05 | 0.05 | 0.1 | 0.15 | 0.2 | 0.2 | 0.2 | 0.2 | 0.2 | 0.2 | 0.15 | 0.1 | 0.05 | 0.05 | 0.05 | 0.05 | 0.05 | 0.05 | 0.05 | 0.05 | From eQ_Lib.dat in MASControl 2017
D17_ESe_Clrm_LF_Yr | Lighting | FRACTION | Default¦Wkdy | 2014-04-04 | 2014-04-12 | Hourly | 0.05 | 0.05 | 0.05 | 0.05 | 0.15 | 0.25 | 0.45 | 0.6 | 0.7 | 0.7 | 0.7 | 0.7 | 0.7 | 0.7 | 0.7 | 0.65 | 0.55 | 0.42 | 0.35 | 0.2 | 0.1 | 0.08 | 0.05 | 0.05 | From eQ_Lib.dat in MASControl 2017
D17_ESe_Clrm_LF_Yr | Lighting | FRACTION | Wknd | 2014-04-04 | 2014-04-12 | Hourly | 0.05 | 0.05 | 0.05 | 0.05 | 0.05 | 0.05 | 0.1 | 0.15 | 0.2 | 0.2 | 0.2 | 0.2 | 0.2 | 0.2 | 0.15 | 0.1 | 0.05 | 0.05 | 0.05 | 0.05 | 0.05 | 0.05 | 0.05 | 0.05 | From eQ_Lib.dat in MASControl 2017
D17_ESe_Clrm_LF_Yr | Lighting | FRACTION | Default¦Wkdy | 2014-04-13 | 2014-06-12 | Hourly | 0.05 | 0.05 | 0.05 | 0.05 | 0.15 | 0.25 | 0.45 | 0.6 | 0.7 | 0.7 | 0.7 | 0.7 | 0.7 | 0.7 | 0.7 | 0.65 | 0.55 | 0.42 | 0.35 | 0.2 | 0.1 | 0.08 | 0.05 | 0.05 | From eQ_Lib.dat in MASControl 2017
D17_ESe_Clrm_LF_Yr | Lighting | FRACTION | Wknd | 2014-04-13 | 2014-06-12 | Hourly | 0.05 | 0.05 | 0.05 | 0.05 | 0.05 | 0.05 | 0.1 | 0.15 | 0.2 | 0.2 | 0.2 | 0.2 | 0.2 | 0.2 | 0.15 | 0.1 | 0.05 | 0.05 | 0.05 | 0.05 | 0.05 | 0.05 | 0.05 | 0.05 | From eQ_Lib.dat in MASControl 2017
D17_ESe_Clrm_LF_Yr | Lighting | FRACTION | Default¦Wkdy | 2014-06-13 | 2014-08-16 | Hourly | 0.05 | 0.05 | 0.05 | 0.05 | 0.15 | 0.25 | 0.45 | 0.6 | 0.7 | 0.7 | 0.7 | 0.7 | 0.7 | 0.7 | 0.7 | 0.65 | 0.55 | 0.42 | 0.35 | 0.2 | 0.1 | 0.08 | 0.05 | 0.05 | From eQ_Lib.dat in MASControl 2017
D17_ESe_Clrm_LF_Yr | Lighting | FRACTION | Wknd | 2014-06-13 | 2014-08-16 | Hourly | 0.05 | 0.05 | 0.05 | 0.05 | 0.05 | 0.05 | 0.1 | 0.15 | 0.2 | 0.2 | 0.2 | 0.2 | 0.2 | 0.2 | 0.15 | 0.1 | 0.05 | 0.05 | 0.05 | 0.05 | 0.05 | 0.05 | 0.05 | 0.05 | From eQ_Lib.dat in MASControl 2017
D17_ESe_Clrm_LF_Yr | Lighting | FRACTION | Default¦Wkdy | 2014-08-17 | 2014-12-11 | Hourly | 0.05 | 0.05 | 0.05 | 0.05 | 0.15 | 0.25 | 0.45 | 0.6 | 0.7 | 0.7 | 0.7 | 0.7 | 0.7 | 0.7 | 0.7 | 0.65 | 0.55 | 0.42 | 0.35 | 0.2 | 0.1 | 0.08 | 0.05 | 0.05 | From eQ_Lib.dat in MASControl 2017
D17_ESe_Clrm_LF_Yr | Lighting | FRACTION | Wknd | 2014-08-17 | 2014-12-11 | Hourly | 0.05 | 0.05 | 0.05 | 0.05 | 0.05 | 0.05 | 0.1 | 0.15 | 0.2 | 0.2 | 0.2 | 0.2 | 0.2 | 0.2 | 0.15 | 0.1 | 0.05 | 0.05 | 0.05 | 0.05 | 0.05 | 0.05 | 0.05 | 0.05 | From eQ_Lib.dat in MASControl 2017
D17_ESe_Clrm_LF_Yr | Lighting | FRACTION | Default¦Wkdy | 2014-12-12 | 2014-12-31 | Hourly | 0.05 | 0.05 | 0.05 | 0.05 | 0.15 | 0.25 | 0.45 | 0.6 | 0.7 | 0.7 | 0.7 | 0.7 | 0.7 | 0.7 | 0.7 | 0.65 | 0.55 | 0.42 | 0.35 | 0.2 | 0.1 | 0.08 | 0.05 | 0.05 | From eQ_Lib.dat in MASControl 2017
D17_ESe_Clrm_LF_Yr | Lighting | FRACTION | Wknd | 2014-12-12 | 2014-12-31 | Hourly | 0.05 | 0.05 | 0.05 | 0.05 | 0.05 | 0.05 | 0.1 | 0.15 | 0.2 | 0.2 | 0.2 | 0.2 | 0.2 | 0.2 | 0.15 | 0.1 | 0.05 | 0.05 | 0.05 | 0.05 | 0.05 | 0.05 | 0.05 | 0.05 | From eQ_Lib.dat in MASControl 2017
D17_ESe_Clrm_LF_Yr | Lighting | FRACTION | WntrDsn | 2014-01-01 | 2014-12-31 | Constant | 0 | [23 empty] | From eQ_Lib.dat in MASControl 2017
D17_ESe_Clrm_LF_Yr | Lighting | FRACTION | SmrDsn | 2014-01-01 | 2014-12-31 | Constant | 1 | [23 empty] | From eQ_Lib.dat in MASControl 2017
D17_ESe_Clrm_LF_Yr | Lighting | FRACTION | Hol | 2014-01-01 | 2014-12-31 | Constant | 0.05 | [23 empty] | From eQ_Lib.dat in MASControl 2017
D17_ESe_CompCL_CFL_Yr | Lighting | FRACTION | Default¦Wkdy | 2014-01-01 | 2014-01-04 | Hourly | 0.05 | 0.05 | 0.05 | 0.05 | 0.05 | 0.5132 | 0.5132 | 0.5132 | 0.5132 | 0.7 | 0.7 | 0.7 | 0.7 | 0.7 | 0.7 | 0.4711 | 0.4711 | 0.4711 | 0.4711 | 0.3026 | 0.0921 | 0.0921 | 0.0921 | 0.0921 | From eQ_Lib.dat in MASControl 2017
D17_ESe_CompCL_CFL_Yr | Lighting | FRACTION | Wknd | 2014-01-01 | 2014-01-04 | Hourly | 0.05 | 0.05 | 0.05 | 0.05 | 0.05 | 0.05 | 0.05 | 0.4 | 0.4 | 0.4 | 0.4 | 0.4 | 0.4 | 0.4 | 0.4 | 0.4 | 0.05 | 0.05 | 0.05 | 0.05 | 0.05 | 0.05 | 0.05 | 0.05 | From eQ_Lib.dat in MASControl 2017
D17_ESe_CompCL_CFL_Yr | Lighting | FRACTION | Default¦Wkdy | 2014-01-05 | 2014-04-03 | Hourly | 0.05 | 0.05 | 0.05 | 0.05 | 0.05 | 0.5132 | 0.5132 | 0.5132 | 0.5132 | 0.7 | 0.7 | 0.7 | 0.7 | 0.7 | 0.7 | 0.4711 | 0.4711 | 0.4711 | 0.4711 | 0.3026 | 0.0921 | 0.0921 | 0.0921 | 0.0921 | From eQ_Lib.dat in MASControl 2017
D17_ESe_CompCL_CFL_Yr | Lighting | FRACTION | Wknd | 2014-01-05 | 2014-04-03 | Hourly | 0.05 | 0.05 | 0.05 | 0.05 | 0.05 | 0.05 | 0.05 | 0.4 | 0.4 | 0.4 | 0.4 | 0.4 | 0.4 | 0.4 | 0.4 | 0.4 | 0.05 | 0.05 | 0.05 | 0.05 | 0.05 | 0.05 | 0.05 | 0.05 | From eQ_Lib.dat in MASControl 2017
D17_ESe_CompCL_CFL_Yr | Lighting | FRACTION | Default¦Wkdy | 2014-04-04 | 2014-04-12 | Hourly | 0.05 | 0.05 | 0.05 | 0.05 | 0.05 | 0.5132 | 0.5132 | 0.5132 | 0.5132 | 0.7 | 0.7 | 0.7 | 0.7 | 0.7 | 0.7 | 0.4711 | 0.4711 | 0.4711 | 0.4711 | 0.3026 | 0.0921 | 0.0921 | 0.0921 | 0.0921 | From eQ_Lib.dat in MASControl 2017
D17_ESe_CompCL_CFL_Yr | Lighting | FRACTION | Wknd | 2014-04-04 | 2014-04-12 | Hourly | 0.05 | 0.05 | 0.05 | 0.05 | 0.05 | 0.05 | 0.05 | 0.4 | 0.4 | 0.4 | 0.4 | 0.4 | 0.4 | 0.4 | 0.4 | 0.4 | 0.05 | 0.05 | 0.05 | 0.05 | 0.05 | 0.05 | 0.05 | 0.05 | From eQ_Lib.dat in MASControl 2017
D17_ESe_CompCL_CFL_Yr | Lighting | FRACTION | Default¦Wkdy | 2014-04-13 | 2014-06-12 | Hourly | 0.05 | 0.05 | 0.05 | 0.05 | 0.05 | 0.5132 | 0.5132 | 0.5132 | 0.5132 | 0.7 | 0.7 | 0.7 | 0.7 | 0.7 | 0.7 | 0.4711 | 0.4711 | 0.4711 | 0.4711 | 0.3026 | 0.0921 | 0.0921 | 0.0921 | 0.0921 | From eQ_Lib.dat in MASControl 2017
D17_ESe_CompCL_CFL_Yr | Lighting | FRACTION | Wknd | 2014-04-13 | 2014-06-12 | Hourly | 0.05 | 0.05 | 0.05 | 0.05 | 0.05 | 0.05 | 0.05 | 0.4 | 0.4 | 0.4 | 0.4 | 0.4 | 0.4 | 0.4 | 0.4 | 0.4 | 0.05 | 0.05 | 0.05 | 0.05 | 0.05 | 0.05 | 0.05 | 0.05 | From eQ_Lib.dat in MASControl 2017
D17_ESe_CompCL_CFL_Yr | Lighting | FRACTION | Default¦Wkdy | 2014-06-13 | 2014-08-16 | Hourly | 0.05 | 0.05 | 0.05 | 0.05 | 0.05 | 0.5132 | 0.5132 | 0.5132 | 0.5132 | 0.7 | 0.7 | 0.7 | 0.7 | 0.7 | 0.7 | 0.4711 | 0.4711 | 0.4711 | 0.4711 | 0.3026 | 0.0921 | 0.0921 | 0.0921 | 0.0921 | From eQ_Lib.dat in MASControl 2017
D17_ESe_CompCL_CFL_Yr | Lighting | FRACTION | Wknd | 2014-06-13 | 2014-08-16 | Hourly | 0.05 | 0.05 | 0.05 | 0.05 | 0.05 | 0.05 | 0.05 | 0.4 | 0.4 | 0.4 | 0.4 | 0.4 | 0.4 | 0.4 | 0.4 | 0.4 | 0.05 | 0.05 | 0.05 | 0.05 | 0.05 | 0.05 | 0.05 | 0.05 | From eQ_Lib.dat in MASControl 2017
D17_ESe_CompCL_CFL_Yr | Lighting | FRACTION | Default¦Wkdy | 2014-08-17 | 2014-12-11 | Hourly | 0.05 | 0.05 | 0.05 | 0.05 | 0.05 | 0.5132 | 0.5132 | 0.5132 | 0.5132 | 0.7 | 0.7 | 0.7 | 0.7 | 0.7 | 0.7 | 0.4711 | 0.4711 | 0.4711 | 0.4711 | 0.3026 | 0.0921 | 0.0921 | 0.0921 | 0.0921 | From eQ_Lib.dat in MASControl 2017
D17_ESe_CompCL_CFL_Yr | Lighting | FRACTION | Wknd | 2014-08-17 | 2014-12-11 | Hourly | 0.05 | 0.05 | 0.05 | 0.05 | 0.05 | 0.05 | 0.05 | 0.4 | 0.4 | 0.4 | 0.4 | 0.4 | 0.4 | 0.4 | 0.4 | 0.4 | 0.05 | 0.05 | 0.05 | 0.05 | 0.05 | 0.05 | 0.05 | 0.05 | From eQ_Lib.dat in MASControl 2017
D17_ESe_CompCL_CFL_Yr | Lighting | FRACTION | Default¦Wkdy | 2014-12-12 | 2014-12-31 | Hourly | 0.05 | 0.05 | 0.05 | 0.05 | 0.05 | 0.5132 | 0.5132 | 0.5132 | 0.5132 | 0.7 | 0.7 | 0.7 | 0.7 | 0.7 | 0.7 | 0.4711 | 0.4711 | 0.4711 | 0.4711 | 0.3026 | 0.0921 | 0.0921 | 0.0921 | 0.0921 | From eQ_Lib.dat in MASControl 2017
D17_ESe_CompCL_CFL_Yr | Lighting | FRACTION | Wknd | 2014-12-12 | 2014-12-31 | Hourly | 0.05 | 0.05 | 0.05 | 0.05 | 0.05 | 0.05 | 0.05 | 0.4 | 0.4 | 0.4 | 0.4 | 0.4 | 0.4 | 0.4 | 0.4 | 0.4 | 0.05 | 0.05 | 0.05 | 0.05 | 0.05 | 0.05 | 0.05 | 0.05 | From eQ_Lib.dat in MASControl 2017
D17_ESe_CompCL_CFL_Yr | Lighting | FRACTION | WntrDsn | 2014-01-01 | 2014-12-31 | Constant | 0 | [23 empty] | From eQ_Lib.dat in MASControl 2017
D17_ESe_CompCL_CFL_Yr | Lighting | FRACTION | SmrDsn | 2014-01-01 | 2014-12-31 | Constant | 1 | [23 empty] | From eQ_Lib.dat in MASControl 2017
D17_ESe_CompCL_CFL_Yr | Lighting | FRACTION | Hol | 2014-01-01 | 2014-12-31 | Constant | 0.05 | [23 empty] | From eQ_Lib.dat in MASControl 2017
D17_ESe_CompCL_LF_Yr | Lighting | FRACTION | Default¦Wkdy | 2014-01-01 | 2014-01-04 | Hourly | 0.05 | 0.05 | 0.05 | 0.05 | 0.05 | 0.5132 | 0.5132 | 0.5132 | 0.5132 | 0.7 | 0.7 | 0.7 | 0.7 | 0.7 | 0.7 | 0.4711 | 0.4711 | 0.4711 | 0.4711 | 0.3026 | 0.0921 | 0.0921 | 0.0921 | 0.0921 | From eQ_Lib.dat in MASControl 2017
D17_ESe_CompCL_LF_Yr | Lighting | FRACTION | Wknd | 2014-01-01 | 2014-01-04 | Hourly | 0.05 | 0.05 | 0.05 | 0.05 | 0.05 | 0.05 | 0.05 | 0.4 | 0.4 | 0.4 | 0.4 | 0.4 | 0.4 | 0.4 | 0.4 | 0.4 | 0.05 | 0.05 | 0.05 | 0.05 | 0.05 | 0.05 | 0.05 | 0.05 | From eQ_Lib.dat in MASControl 2017
D17_ESe_CompCL_LF_Yr | Lighting | FRACTION | Default¦Wkdy | 2014-01-05 | 2014-04-03 | Hourly | 0.05 | 0.05 | 0.05 | 0.05 | 0.05 | 0.5132 | 0.5132 | 0.5132 | 0.5132 | 0.7 | 0.7 | 0.7 | 0.7 | 0.7 | 0.7 | 0.4711 | 0.4711 | 0.4711 | 0.4711 | 0.3026 | 0.0921 | 0.0921 | 0.0921 | 0.0921 | From eQ_Lib.dat in MASControl 2017
D17_ESe_CompCL_LF_Yr | Lighting | FRACTION | Wknd | 2014-01-05 | 2014-04-03 | Hourly | 0.05 | 0.05 | 0.05 | 0.05 | 0.05 | 0.05 | 0.05 | 0.4 | 0.4 | 0.4 | 0.4 | 0.4 | 0.4 | 0.4 | 0.4 | 0.4 | 0.05 | 0.05 | 0.05 | 0.05 | 0.05 | 0.05 | 0.05 | 0.05 | From eQ_Lib.dat in MASControl 2017
D17_ESe_CompCL_LF_Yr | Lighting | FRACTION | Default¦Wkdy | 2014-04-04 | 2014-04-12 | Hourly | 0.05 | 0.05 | 0.05 | 0.05 | 0.05 | 0.5132 | 0.5132 | 0.5132 | 0.5132 | 0.7 | 0.7 | 0.7 | 0.7 | 0.7 | 0.7 | 0.4711 | 0.4711 | 0.4711 | 0.4711 | 0.3026 | 0.0921 | 0.0921 | 0.0921 | 0.0921 | From eQ_Lib.dat in MASControl 2017
D17_ESe_CompCL_LF_Yr | Lighting | FRACTION | Wknd | 2014-04-04 | 2014-04-12 | Hourly | 0.05 | 0.05 | 0.05 | 0.05 | 0.05 | 0.05 | 0.05 | 0.4 | 0.4 | 0.4 | 0.4 | 0.4 | 0.4 | 0.4 | 0.4 | 0.4 | 0.05 | 0.05 | 0.05 | 0.05 | 0.05 | 0.05 | 0.05 | 0.05 | From eQ_Lib.dat in MASControl 2017
D17_ESe_CompCL_LF_Yr | Lighting | FRACTION | Default¦Wkdy | 2014-04-13 | 2014-06-12 | Hourly | 0.05 | 0.05 | 0.05 | 0.05 | 0.05 | 0.5132 | 0.5132 | 0.5132 | 0.5132 | 0.7 | 0.7 | 0.7 | 0.7 | 0.7 | 0.7 | 0.4711 | 0.4711 | 0.4711 | 0.4711 | 0.3026 | 0.0921 | 0.0921 | 0.0921 | 0.0921 | From eQ_Lib.dat in MASControl 2017
D17_ESe_CompCL_LF_Yr | Lighting | FRACTION | Wknd | 2014-04-13 | 2014-06-12 | Hourly | 0.05 | 0.05 | 0.05 | 0.05 | 0.05 | 0.05 | 0.05 | 0.4 | 0.4 | 0.4 | 0.4 | 0.4 | 0.4 | 0.4 | 0.4 | 0.4 | 0.05 | 0.05 | 0.05 | 0.05 | 0.05 | 0.05 | 0.05 | 0.05 | From eQ_Lib.dat in MASControl 2017
D17_ESe_CompCL_LF_Yr | Lighting | FRACTION | Default¦Wkdy | 2014-06-13 | 2014-08-16 | Hourly | 0.05 | 0.05 | 0.05 | 0.05 | 0.05 | 0.5132 | 0.5132 | 0.5132 | 0.5132 | 0.7 | 0.7 | 0.7 | 0.7 | 0.7 | 0.7 | 0.4711 | 0.4711 | 0.4711 | 0.4711 | 0.3026 | 0.0921 | 0.0921 | 0.0921 | 0.0921 | From eQ_Lib.dat in MASControl 2017
D17_ESe_CompCL_LF_Yr | Lighting | FRACTION | Wknd | 2014-06-13 | 2014-08-16 | Hourly | 0.05 | 0.05 | 0.05 | 0.05 | 0.05 | 0.05 | 0.05 | 0.4 | 0.4 | 0.4 | 0.4 | 0.4 | 0.4 | 0.4 | 0.4 | 0.4 | 0.05 | 0.05 | 0.05 | 0.05 | 0.05 | 0.05 | 0.05 | 0.05 | From eQ_Lib.dat in MASControl 2017
D17_ESe_CompCL_LF_Yr | Lighting | FRACTION | Default¦Wkdy | 2014-08-17 | 2014-12-11 | Hourly | 0.05 | 0.05 | 0.05 | 0.05 | 0.05 | 0.5132 | 0.5132 | 0.5132 | 0.5132 | 0.7 | 0.7 | 0.7 | 0.7 | 0.7 | 0.7 | 0.4711 | 0.4711 | 0.4711 | 0.4711 | 0.3026 | 0.0921 | 0.0921 | 0.0921 | 0.0921 | From eQ_Lib.dat in MASControl 2017
D17_ESe_CompCL_LF_Yr | Lighting | FRACTION | Wknd | 2014-08-17 | 2014-12-11 | Hourly | 0.05 | 0.05 | 0.05 | 0.05 | 0.05 | 0.05 | 0.05 | 0.4 | 0.4 | 0.4 | 0.4 | 0.4 | 0.4 | 0.4 | 0.4 | 0.4 | 0.05 | 0.05 | 0.05 | 0.05 | 0.05 | 0.05 | 0.05 | 0.05 | From eQ_Lib.dat in MASControl 2017
D17_ESe_CompCL_LF_Yr | Lighting | FRACTION | Default¦Wkdy | 2014-12-12 | 2014-12-31 | Hourly | 0.05 | 0.05 | 0.05 | 0.05 | 0.05 | 0.5132 | 0.5132 | 0.5132 | 0.5132 | 0.7 | 0.7 | 0.7 | 0.7 | 0.7 | 0.7 | 0.4711 | 0.4711 | 0.4711 | 0.4711 | 0.3026 | 0.0921 | 0.0921 | 0.0921 | 0.0921 | From eQ_Lib.dat in MASControl 2017
D17_ESe_CompCL_LF_Yr | Lighting | FRACTION | Wknd | 2014-12-12 | 2014-12-31 | Hourly | 0.05 | 0.05 | 0.05 | 0.05 | 0.05 | 0.05 | 0.05 | 0.4 | 0.4 | 0.4 | 0.4 | 0.4 | 0.4 | 0.4 | 0.4 | 0.4 | 0.05 | 0.05 | 0.05 | 0.05 | 0.05 | 0.05 | 0.05 | 0.05 | From eQ_Lib.dat in MASControl 2017
D17_ESe_CompCL_LF_Yr | Lighting | FRACTION | WntrDsn | 2014-01-01 | 2014-12-31 | Constant | 0 | [23 empty] | From eQ_Lib.dat in MASControl 2017
D17_ESe_CompCL_LF_Yr | Lighting | FRACTION | SmrDsn | 2014-01-01 | 2014-12-31 | Constant | 1 | [23 empty] | From eQ_Lib.dat in MASControl 2017
D17_ESe_CompCL_LF_Yr | Lighting | FRACTION | Hol | 2014-01-01 | 2014-12-31 | Constant | 0.05 | [23 empty] | From eQ_Lib.dat in MASControl 2017
D17_ESe_Conf_CFL_Yr | Lighting | FRACTION | Default¦Wkdy | 2014-01-01 | 2014-01-04 | Hourly | 0.05 | 0.05 | 0.05 | 0.05 | 0.05 | 0.6 | 0.6 | 0.6 | 0.6 | 0.7 | 0.7 | 0.7 | 0.7 | 0.7 | 0.7 | 0.55 | 0.55 | 0.55 | 0.55 | 0.35 | 0.1 | 0.1 | 0.1 | 0.1 | From eQ_Lib.dat in MASControl 2017
D17_ESe_Conf_CFL_Yr | Lighting | FRACTION | Wknd | 2014-01-01 | 2014-01-04 | Hourly | 0.05 | 0.05 | 0.05 | 0.05 | 0.05 | 0.05 | 0.05 | 0.4 | 0.4 | 0.4 | 0.4 | 0.4 | 0.4 | 0.4 | 0.4 | 0.4 | 0.05 | 0.05 | 0.05 | 0.05 | 0.05 | 0.05 | 0.05 | 0.05 | From eQ_Lib.dat in MASControl 2017
D17_ESe_Conf_CFL_Yr | Lighting | FRACTION | Default¦Wkdy | 2014-01-05 | 2014-04-03 | Hourly | 0.05 | 0.05 | 0.05 | 0.05 | 0.05 | 0.6 | 0.6 | 0.6 | 0.6 | 0.7 | 0.7 | 0.7 | 0.7 | 0.7 | 0.7 | 0.55 | 0.55 | 0.55 | 0.55 | 0.35 | 0.1 | 0.1 | 0.1 | 0.1 | From eQ_Lib.dat in MASControl 2017
D17_ESe_Conf_CFL_Yr | Lighting | FRACTION | Wknd | 2014-01-05 | 2014-04-03 | Hourly | 0.05 | 0.05 | 0.05 | 0.05 | 0.05 | 0.05 | 0.05 | 0.4 | 0.4 | 0.4 | 0.4 | 0.4 | 0.4 | 0.4 | 0.4 | 0.4 | 0.05 | 0.05 | 0.05 | 0.05 | 0.05 | 0.05 | 0.05 | 0.05 | From eQ_Lib.dat in MASControl 2017
D17_ESe_Conf_CFL_Yr | Lighting | FRACTION | Default¦Wkdy | 2014-04-04 | 2014-04-12 | Hourly | 0.05 | 0.05 | 0.05 | 0.05 | 0.05 | 0.6 | 0.6 | 0.6 | 0.6 | 0.7 | 0.7 | 0.7 | 0.7 | 0.7 | 0.7 | 0.55 | 0.55 | 0.55 | 0.55 | 0.35 | 0.1 | 0.1 | 0.1 | 0.1 | From eQ_Lib.dat in MASControl 2017
D17_ESe_Conf_CFL_Yr | Lighting | FRACTION | Wknd | 2014-04-04 | 2014-04-12 | Hourly | 0.05 | 0.05 | 0.05 | 0.05 | 0.05 | 0.05 | 0.05 | 0.4 | 0.4 | 0.4 | 0.4 | 0.4 | 0.4 | 0.4 | 0.4 | 0.4 | 0.05 | 0.05 | 0.05 | 0.05 | 0.05 | 0.05 | 0.05 | 0.05 | From eQ_Lib.dat in MASControl 2017
D17_ESe_Conf_CFL_Yr | Lighting | FRACTION | Default¦Wkdy | 2014-04-13 | 2014-06-12 | Hourly | 0.05 | 0.05 | 0.05 | 0.05 | 0.05 | 0.6 | 0.6 | 0.6 | 0.6 | 0.7 | 0.7 | 0.7 | 0.7 | 0.7 | 0.7 | 0.55 | 0.55 | 0.55 | 0.55 | 0.35 | 0.1 | 0.1 | 0.1 | 0.1 | From eQ_Lib.dat in MASControl 2017
D17_ESe_Conf_CFL_Yr | Lighting | FRACTION | Wknd | 2014-04-13 | 2014-06-12 | Hourly | 0.05 | 0.05 | 0.05 | 0.05 | 0.05 | 0.05 | 0.05 | 0.4 | 0.4 | 0.4 | 0.4 | 0.4 | 0.4 | 0.4 | 0.4 | 0.4 | 0.05 | 0.05 | 0.05 | 0.05 | 0.05 | 0.05 | 0.05 | 0.05 | From eQ_Lib.dat in MASControl 2017
D17_ESe_Conf_CFL_Yr | Lighting | FRACTION | Default¦Wkdy | 2014-06-13 | 2014-08-16 | Hourly | 0.05 | 0.05 | 0.05 | 0.05 | 0.05 | 0.6 | 0.6 | 0.6 | 0.6 | 0.7 | 0.7 | 0.7 | 0.7 | 0.7 | 0.7 | 0.55 | 0.55 | 0.55 | 0.55 | 0.35 | 0.1 | 0.1 | 0.1 | 0.1 | From eQ_Lib.dat in MASControl 2017
D17_ESe_Conf_CFL_Yr | Lighting | FRACTION | Wknd | 2014-06-13 | 2014-08-16 | Hourly | 0.05 | 0.05 | 0.05 | 0.05 | 0.05 | 0.05 | 0.05 | 0.4 | 0.4 | 0.4 | 0.4 | 0.4 | 0.4 | 0.4 | 0.4 | 0.4 | 0.05 | 0.05 | 0.05 | 0.05 | 0.05 | 0.05 | 0.05 | 0.05 | From eQ_Lib.dat in MASControl 2017
D17_ESe_Conf_CFL_Yr | Lighting | FRACTION | Default¦Wkdy | 2014-08-17 | 2014-12-11 | Hourly | 0.05 | 0.05 | 0.05 | 0.05 | 0.05 | 0.6 | 0.6 | 0.6 | 0.6 | 0.7 | 0.7 | 0.7 | 0.7 | 0.7 | 0.7 | 0.55 | 0.55 | 0.55 | 0.55 | 0.35 | 0.1 | 0.1 | 0.1 | 0.1 | From eQ_Lib.dat in MASControl 2017
D17_ESe_Conf_CFL_Yr | Lighting | FRACTION | Wknd | 2014-08-17 | 2014-12-11 | Hourly | 0.05 | 0.05 | 0.05 | 0.05 | 0.05 | 0.05 | 0.05 | 0.4 | 0.4 | 0.4 | 0.4 | 0.4 | 0.4 | 0.4 | 0.4 | 0.4 | 0.05 | 0.05 | 0.05 | 0.05 | 0.05 | 0.05 | 0.05 | 0.05 | From eQ_Lib.dat in MASControl 2017
D17_ESe_Conf_CFL_Yr | Lighting | FRACTION | Default¦Wkdy | 2014-12-12 | 2014-12-31 | Hourly | 0.05 | 0.05 | 0.05 | 0.05 | 0.05 | 0.6 | 0.6 | 0.6 | 0.6 | 0.7 | 0.7 | 0.7 | 0.7 | 0.7 | 0.7 | 0.55 | 0.55 | 0.55 | 0.55 | 0.35 | 0.1 | 0.1 | 0.1 | 0.1 | From eQ_Lib.dat in MASControl 2017
D17_ESe_Conf_CFL_Yr | Lighting | FRACTION | Wknd | 2014-12-12 | 2014-12-31 | Hourly | 0.05 | 0.05 | 0.05 | 0.05 | 0.05 | 0.05 | 0.05 | 0.4 | 0.4 | 0.4 | 0.4 | 0.4 | 0.4 | 0.4 | 0.4 | 0.4 | 0.05 | 0.05 | 0.05 | 0.05 | 0.05 | 0.05 | 0.05 | 0.05 | From eQ_Lib.dat in MASControl 2017
D17_ESe_Conf_CFL_Yr | Lighting | FRACTION | WntrDsn | 2014-01-01 | 2014-12-31 | Constant | 0 | [23 empty] | From eQ_Lib.dat in MASControl 2017
D17_ESe_Conf_CFL_Yr | Lighting | FRACTION | SmrDsn | 2014-01-01 | 2014-12-31 | Constant | 1 | [23 empty] | From eQ_Lib.dat in MASControl 2017
D17_ESe_Conf_CFL_Yr | Lighting | FRACTION | Hol | 2014-01-01 | 2014-12-31 | Constant | 0.05 | [23 empty] | From eQ_Lib.dat in MASControl 2017
D17_ESe_Conf_LF_Yr | Lighting | FRACTION | Default¦Wkdy | 2014-01-01 | 2014-01-04 | Hourly | 0.05 | 0.05 | 0.05 | 0.05 | 0.05 | 0.6 | 0.6 | 0.6 | 0.6 | 0.7 | 0.7 | 0.7 | 0.7 | 0.7 | 0.7 | 0.55 | 0.55 | 0.55 | 0.55 | 0.35 | 0.1 | 0.1 | 0.1 | 0.1 | From eQ_Lib.dat in MASControl 2017
D17_ESe_Conf_LF_Yr | Lighting | FRACTION | Wknd | 2014-01-01 | 2014-01-04 | Hourly | 0.05 | 0.05 | 0.05 | 0.05 | 0.05 | 0.05 | 0.05 | 0.4 | 0.4 | 0.4 | 0.4 | 0.4 | 0.4 | 0.4 | 0.4 | 0.4 | 0.05 | 0.05 | 0.05 | 0.05 | 0.05 | 0.05 | 0.05 | 0.05 | From eQ_Lib.dat in MASControl 2017
D17_ESe_Conf_LF_Yr | Lighting | FRACTION | Default¦Wkdy | 2014-01-05 | 2014-04-03 | Hourly | 0.05 | 0.05 | 0.05 | 0.05 | 0.05 | 0.6 | 0.6 | 0.6 | 0.6 | 0.7 | 0.7 | 0.7 | 0.7 | 0.7 | 0.7 | 0.55 | 0.55 | 0.55 | 0.55 | 0.35 | 0.1 | 0.1 | 0.1 | 0.1 | From eQ_Lib.dat in MASControl 2017
D17_ESe_Conf_LF_Yr | Lighting | FRACTION | Wknd | 2014-01-05 | 2014-04-03 | Hourly | 0.05 | 0.05 | 0.05 | 0.05 | 0.05 | 0.05 | 0.05 | 0.4 | 0.4 | 0.4 | 0.4 | 0.4 | 0.4 | 0.4 | 0.4 | 0.4 | 0.05 | 0.05 | 0.05 | 0.05 | 0.05 | 0.05 | 0.05 | 0.05 | From eQ_Lib.dat in MASControl 2017
D17_ESe_Conf_LF_Yr | Lighting | FRACTION | Default¦Wkdy | 2014-04-04 | 2014-04-12 | Hourly | 0.05 | 0.05 | 0.05 | 0.05 | 0.05 | 0.6 | 0.6 | 0.6 | 0.6 | 0.7 | 0.7 | 0.7 | 0.7 | 0.7 | 0.7 | 0.55 | 0.55 | 0.55 | 0.55 | 0.35 | 0.1 | 0.1 | 0.1 | 0.1 | From eQ_Lib.dat in MASControl 2017
D17_ESe_Conf_LF_Yr | Lighting | FRACTION | Wknd | 2014-04-04 | 2014-04-12 | Hourly | 0.05 | 0.05 | 0.05 | 0.05 | 0.05 | 0.05 | 0.05 | 0.4 | 0.4 | 0.4 | 0.4 | 0.4 | 0.4 | 0.4 | 0.4 | 0.4 | 0.05 | 0.05 | 0.05 | 0.05 | 0.05 | 0.05 | 0.05 | 0.05 | From eQ_Lib.dat in MASControl 2017
D17_ESe_Conf_LF_Yr | Lighting | FRACTION | Default¦Wkdy | 2014-04-13 | 2014-06-12 | Hourly | 0.05 | 0.05 | 0.05 | 0.05 | 0.05 | 0.6 | 0.6 | 0.6 | 0.6 | 0.7 | 0.7 | 0.7 | 0.7 | 0.7 | 0.7 | 0.55 | 0.55 | 0.55 | 0.55 | 0.35 | 0.1 | 0.1 | 0.1 | 0.1 | From eQ_Lib.dat in MASControl 2017
D17_ESe_Conf_LF_Yr | Lighting | FRACTION | Wknd | 2014-04-13 | 2014-06-12 | Hourly | 0.05 | 0.05 | 0.05 | 0.05 | 0.05 | 0.05 | 0.05 | 0.4 | 0.4 | 0.4 | 0.4 | 0.4 | 0.4 | 0.4 | 0.4 | 0.4 | 0.05 | 0.05 | 0.05 | 0.05 | 0.05 | 0.05 | 0.05 | 0.05 | From eQ_Lib.dat in MASControl 2017
D17_ESe_Conf_LF_Yr | Lighting | FRACTION | Default¦Wkdy | 2014-06-13 | 2014-08-16 | Hourly | 0.05 | 0.05 | 0.05 | 0.05 | 0.05 | 0.6 | 0.6 | 0.6 | 0.6 | 0.7 | 0.7 | 0.7 | 0.7 | 0.7 | 0.7 | 0.55 | 0.55 | 0.55 | 0.55 | 0.35 | 0.1 | 0.1 | 0.1 | 0.1 | From eQ_Lib.dat in MASControl 2017
D17_ESe_Conf_LF_Yr | Lighting | FRACTION | Wknd | 2014-06-13 | 2014-08-16 | Hourly | 0.05 | 0.05 | 0.05 | 0.05 | 0.05 | 0.05 | 0.05 | 0.4 | 0.4 | 0.4 | 0.4 | 0.4 | 0.4 | 0.4 | 0.4 | 0.4 | 0.05 | 0.05 | 0.05 | 0.05 | 0.05 | 0.05 | 0.05 | 0.05 | From eQ_Lib.dat in MASControl 2017
D17_ESe_Conf_LF_Yr | Lighting | FRACTION | Default¦Wkdy | 2014-08-17 | 2014-12-11 | Hourly | 0.05 | 0.05 | 0.05 | 0.05 | 0.05 | 0.6 | 0.6 | 0.6 | 0.6 | 0.7 | 0.7 | 0.7 | 0.7 | 0.7 | 0.7 | 0.55 | 0.55 | 0.55 | 0.55 | 0.35 | 0.1 | 0.1 | 0.1 | 0.1 | From eQ_Lib.dat in MASControl 2017
D17_ESe_Conf_LF_Yr | Lighting | FRACTION | Wknd | 2014-08-17 | 2014-12-11 | Hourly | 0.05 | 0.05 | 0.05 | 0.05 | 0.05 | 0.05 | 0.05 | 0.4 | 0.4 | 0.4 | 0.4 | 0.4 | 0.4 | 0.4 | 0.4 | 0.4 | 0.05 | 0.05 | 0.05 | 0.05 | 0.05 | 0.05 | 0.05 | 0.05 | From eQ_Lib.dat in MASControl 2017
D17_ESe_Conf_LF_Yr | Lighting | FRACTION | Default¦Wkdy | 2014-12-12 | 2014-12-31 | Hourly | 0.05 | 0.05 | 0.05 | 0.05 | 0.05 | 0.6 | 0.6 | 0.6 | 0.6 | 0.7 | 0.7 | 0.7 | 0.7 | 0.7 | 0.7 | 0.55 | 0.55 | 0.55 | 0.55 | 0.35 | 0.1 | 0.1 | 0.1 | 0.1 | From eQ_Lib.dat in MASControl 2017
D17_ESe_Conf_LF_Yr | Lighting | FRACTION | Wknd | 2014-12-12 | 2014-12-31 | Hourly | 0.05 | 0.05 | 0.05 | 0.05 | 0.05 | 0.05 | 0.05 | 0.4 | 0.4 | 0.4 | 0.4 | 0.4 | 0.4 | 0.4 | 0.4 | 0.4 | 0.05 | 0.05 | 0.05 | 0.05 | 0.05 | 0.05 | 0.05 | 0.05 | From eQ_Lib.dat in MASControl 2017
D17_ESe_Conf_LF_Yr | Lighting | FRACTION | WntrDsn | 2014-01-01 | 2014-12-31 | Constant | 0 | [23 empty] | From eQ_Lib.dat in MASControl 2017
D17_ESe_Conf_LF_Yr | Lighting | FRACTION | SmrDsn | 2014-01-01 | 2014-12-31 | Constant | 1 | [23 empty] | From eQ_Lib.dat in MASControl 2017
D17_ESe_Conf_LF_Yr | Lighting | FRACTION | Hol | 2014-01-01 | 2014-12-31 | Constant | 0.05 | [23 empty] | From eQ_Lib.dat in MASControl 2017
D17_ESe_Cordr_CFL_Yr | Lighting | FRACTION | Default¦Wkdy | 2014-01-01 | 2014-01-04 | Hourly | 0.05 | 0.05 | 0.05 | 0.05 | 0.05 | 0.6 | 0.6 | 0.6 | 0.6 | 0.85 | 0.85 | 0.85 | 0.85 | 0.85 | 0.85 | 0.55 | 0.55 | 0.55 | 0.55 | 0.35 | 0.1 | 0.1 | 0.1 | 0.1 | From eQ_Lib.dat in MASControl 2017
D17_ESe_Cordr_CFL_Yr | Lighting | FRACTION | Wknd | 2014-01-01 | 2014-01-04 | Hourly | 0.05 | 0.05 | 0.05 | 0.05 | 0.05 | 0.05 | 0.05 | 0.4 | 0.4 | 0.4 | 0.4 | 0.4 | 0.4 | 0.4 | 0.4 | 0.4 | 0.05 | 0.05 | 0.05 | 0.05 | 0.05 | 0.05 | 0.05 | 0.05 | From eQ_Lib.dat in MASControl 2017
D17_ESe_Cordr_CFL_Yr | Lighting | FRACTION | Default¦Wkdy | 2014-01-05 | 2014-04-03 | Hourly | 0.05 | 0.05 | 0.05 | 0.05 | 0.05 | 0.6 | 0.6 | 0.6 | 0.6 | 0.85 | 0.85 | 0.85 | 0.85 | 0.85 | 0.85 | 0.55 | 0.55 | 0.55 | 0.55 | 0.35 | 0.1 | 0.1 | 0.1 | 0.1 | From eQ_Lib.dat in MASControl 2017
D17_ESe_Cordr_CFL_Yr | Lighting | FRACTION | Wknd | 2014-01-05 | 2014-04-03 | Hourly | 0.05 | 0.05 | 0.05 | 0.05 | 0.05 | 0.05 | 0.05 | 0.4 | 0.4 | 0.4 | 0.4 | 0.4 | 0.4 | 0.4 | 0.4 | 0.4 | 0.05 | 0.05 | 0.05 | 0.05 | 0.05 | 0.05 | 0.05 | 0.05 | From eQ_Lib.dat in MASControl 2017
D17_ESe_Cordr_CFL_Yr | Lighting | FRACTION | Default¦Wkdy | 2014-04-04 | 2014-04-12 | Hourly | 0.05 | 0.05 | 0.05 | 0.05 | 0.05 | 0.6 | 0.6 | 0.6 | 0.6 | 0.85 | 0.85 | 0.85 | 0.85 | 0.85 | 0.85 | 0.55 | 0.55 | 0.55 | 0.55 | 0.35 | 0.1 | 0.1 | 0.1 | 0.1 | From eQ_Lib.dat in MASControl 2017
D17_ESe_Cordr_CFL_Yr | Lighting | FRACTION | Wknd | 2014-04-04 | 2014-04-12 | Hourly | 0.05 | 0.05 | 0.05 | 0.05 | 0.05 | 0.05 | 0.05 | 0.4 | 0.4 | 0.4 | 0.4 | 0.4 | 0.4 | 0.4 | 0.4 | 0.4 | 0.05 | 0.05 | 0.05 | 0.05 | 0.05 | 0.05 | 0.05 | 0.05 | From eQ_Lib.dat in MASControl 2017
D17_ESe_Cordr_CFL_Yr | Lighting | FRACTION | Default¦Wkdy | 2014-04-13 | 2014-06-12 | Hourly | 0.05 | 0.05 | 0.05 | 0.05 | 0.05 | 0.6 | 0.6 | 0.6 | 0.6 | 0.85 | 0.85 | 0.85 | 0.85 | 0.85 | 0.85 | 0.55 | 0.55 | 0.55 | 0.55 | 0.35 | 0.1 | 0.1 | 0.1 | 0.1 | From eQ_Lib.dat in MASControl 2017
D17_ESe_Cordr_CFL_Yr | Lighting | FRACTION | Wknd | 2014-04-13 | 2014-06-12 | Hourly | 0.05 | 0.05 | 0.05 | 0.05 | 0.05 | 0.05 | 0.05 | 0.4 | 0.4 | 0.4 | 0.4 | 0.4 | 0.4 | 0.4 | 0.4 | 0.4 | 0.05 | 0.05 | 0.05 | 0.05 | 0.05 | 0.05 | 0.05 | 0.05 | From eQ_Lib.dat in MASControl 2017
D17_ESe_Cordr_CFL_Yr | Lighting | FRACTION | Default¦Wkdy | 2014-06-13 | 2014-08-16 | Hourly | 0.05 | 0.05 | 0.05 | 0.05 | 0.05 | 0.6 | 0.6 | 0.6 | 0.6 | 0.85 | 0.85 | 0.85 | 0.85 | 0.85 | 0.85 | 0.55 | 0.55 | 0.55 | 0.55 | 0.35 | 0.1 | 0.1 | 0.1 | 0.1 | From eQ_Lib.dat in MASControl 2017
D17_ESe_Cordr_CFL_Yr | Lighting | FRACTION | Wknd | 2014-06-13 | 2014-08-16 | Hourly | 0.05 | 0.05 | 0.05 | 0.05 | 0.05 | 0.05 | 0.05 | 0.4 | 0.4 | 0.4 | 0.4 | 0.4 | 0.4 | 0.4 | 0.4 | 0.4 | 0.05 | 0.05 | 0.05 | 0.05 | 0.05 | 0.05 | 0.05 | 0.05 | From eQ_Lib.dat in MASControl 2017
D17_ESe_Cordr_CFL_Yr | Lighting | FRACTION | Default¦Wkdy | 2014-08-17 | 2014-12-11 | Hourly | 0.05 | 0.05 | 0.05 | 0.05 | 0.05 | 0.6 | 0.6 | 0.6 | 0.6 | 0.85 | 0.85 | 0.85 | 0.85 | 0.85 | 0.85 | 0.55 | 0.55 | 0.55 | 0.55 | 0.35 | 0.1 | 0.1 | 0.1 | 0.1 | From eQ_Lib.dat in MASControl 2017
D17_ESe_Cordr_CFL_Yr | Lighting | FRACTION | Wknd | 2014-08-17 | 2014-12-11 | Hourly | 0.05 | 0.05 | 0.05 | 0.05 | 0.05 | 0.05 | 0.05 | 0.4 | 0.4 | 0.4 | 0.4 | 0.4 | 0.4 | 0.4 | 0.4 | 0.4 | 0.05 | 0.05 | 0.05 | 0.05 | 0.05 | 0.05 | 0.05 | 0.05 | From eQ_Lib.dat in MASControl 2017
D17_ESe_Cordr_CFL_Yr | Lighting | FRACTION | Default¦Wkdy | 2014-12-12 | 2014-12-31 | Hourly | 0.05 | 0.05 | 0.05 | 0.05 | 0.05 | 0.6 | 0.6 | 0.6 | 0.6 | 0.85 | 0.85 | 0.85 | 0.85 | 0.85 | 0.85 | 0.55 | 0.55 | 0.55 | 0.55 | 0.35 | 0.1 | 0.1 | 0.1 | 0.1 | From eQ_Lib.dat in MASControl 2017
D17_ESe_Cordr_CFL_Yr | Lighting | FRACTION | Wknd | 2014-12-12 | 2014-12-31 | Hourly | 0.05 | 0.05 | 0.05 | 0.05 | 0.05 | 0.05 | 0.05 | 0.4 | 0.4 | 0.4 | 0.4 | 0.4 | 0.4 | 0.4 | 0.4 | 0.4 | 0.05 | 0.05 | 0.05 | 0.05 | 0.05 | 0.05 | 0.05 | 0.05 | From eQ_Lib.dat in MASControl 2017
D17_ESe_Cordr_CFL_Yr | Lighting | FRACTION | WntrDsn | 2014-01-01 | 2014-12-31 | Constant | 0 | [23 empty] | From eQ_Lib.dat in MASControl 2017
D17_ESe_Cordr_CFL_Yr | Lighting | FRACTION | SmrDsn | 2014-01-01 | 2014-12-31 | Constant | 1 | [23 empty] | From eQ_Lib.dat in MASControl 2017
D17_ESe_Cordr_CFL_Yr | Lighting | FRACTION | Hol | 2014-01-01 | 2014-12-31 | Constant | 0.05 | [23 empty] | From eQ_Lib.dat in MASControl 2017
D17_ESe_Cordr_LF_Yr | Lighting | FRACTION | Default¦Wkdy | 2014-01-01 | 2014-01-04 | Hourly | 0.05 | 0.05 | 0.05 | 0.05 | 0.05 | 0.6 | 0.6 | 0.6 | 0.6 | 0.85 | 0.85 | 0.85 | 0.85 | 0.85 | 0.85 | 0.55 | 0.55 | 0.55 | 0.55 | 0.35 | 0.1 | 0.1 | 0.1 | 0.1 | From eQ_Lib.dat in MASControl 2017
D17_ESe_Cordr_LF_Yr | Lighting | FRACTION | Wknd | 2014-01-01 | 2014-01-04 | Hourly | 0.05 | 0.05 | 0.05 | 0.05 | 0.05 | 0.05 | 0.05 | 0.4 | 0.4 | 0.4 | 0.4 | 0.4 | 0.4 | 0.4 | 0.4 | 0.4 | 0.05 | 0.05 | 0.05 | 0.05 | 0.05 | 0.05 | 0.05 | 0.05 | From eQ_Lib.dat in MASControl 2017
D17_ESe_Cordr_LF_Yr | Lighting | FRACTION | Default¦Wkdy | 2014-01-05 | 2014-04-03 | Hourly | 0.05 | 0.05 | 0.05 | 0.05 | 0.05 | 0.6 | 0.6 | 0.6 | 0.6 | 0.85 | 0.85 | 0.85 | 0.85 | 0.85 | 0.85 | 0.55 | 0.55 | 0.55 | 0.55 | 0.35 | 0.1 | 0.1 | 0.1 | 0.1 | From eQ_Lib.dat in MASControl 2017
D17_ESe_Cordr_LF_Yr | Lighting | FRACTION | Wknd | 2014-01-05 | 2014-04-03 | Hourly | 0.05 | 0.05 | 0.05 | 0.05 | 0.05 | 0.05 | 0.05 | 0.4 | 0.4 | 0.4 | 0.4 | 0.4 | 0.4 | 0.4 | 0.4 | 0.4 | 0.05 | 0.05 | 0.05 | 0.05 | 0.05 | 0.05 | 0.05 | 0.05 | From eQ_Lib.dat in MASControl 2017
D17_ESe_Cordr_LF_Yr | Lighting | FRACTION | Default¦Wkdy | 2014-04-04 | 2014-04-12 | Hourly | 0.05 | 0.05 | 0.05 | 0.05 | 0.05 | 0.6 | 0.6 | 0.6 | 0.6 | 0.85 | 0.85 | 0.85 | 0.85 | 0.85 | 0.85 | 0.55 | 0.55 | 0.55 | 0.55 | 0.35 | 0.1 | 0.1 | 0.1 | 0.1 | From eQ_Lib.dat in MASControl 2017
D17_ESe_Cordr_LF_Yr | Lighting | FRACTION | Wknd | 2014-04-04 | 2014-04-12 | Hourly | 0.05 | 0.05 | 0.05 | 0.05 | 0.05 | 0.05 | 0.05 | 0.4 | 0.4 | 0.4 | 0.4 | 0.4 | 0.4 | 0.4 | 0.4 | 0.4 | 0.05 | 0.05 | 0.05 | 0.05 | 0.05 | 0.05 | 0.05 | 0.05 | From eQ_Lib.dat in MASControl 2017
D17_ESe_Cordr_LF_Yr | Lighting | FRACTION | Default¦Wkdy | 2014-04-13 | 2014-06-12 | Hourly | 0.05 | 0.05 | 0.05 | 0.05 | 0.05 | 0.6 | 0.6 | 0.6 | 0.6 | 0.85 | 0.85 | 0.85 | 0.85 | 0.85 | 0.85 | 0.55 | 0.55 | 0.55 | 0.55 | 0.35 | 0.1 | 0.1 | 0.1 | 0.1 | From eQ_Lib.dat in MASControl 2017
D17_ESe_Cordr_LF_Yr | Lighting | FRACTION | Wknd | 2014-04-13 | 2014-06-12 | Hourly | 0.05 | 0.05 | 0.05 | 0.05 | 0.05 | 0.05 | 0.05 | 0.4 | 0.4 | 0.4 | 0.4 | 0.4 | 0.4 | 0.4 | 0.4 | 0.4 | 0.05 | 0.05 | 0.05 | 0.05 | 0.05 | 0.05 | 0.05 | 0.05 | From eQ_Lib.dat in MASControl 2017
D17_ESe_Cordr_LF_Yr | Lighting | FRACTION | Default¦Wkdy | 2014-06-13 | 2014-08-16 | Hourly | 0.05 | 0.05 | 0.05 | 0.05 | 0.05 | 0.6 | 0.6 | 0.6 | 0.6 | 0.85 | 0.85 | 0.85 | 0.85 | 0.85 | 0.85 | 0.55 | 0.55 | 0.55 | 0.55 | 0.35 | 0.1 | 0.1 | 0.1 | 0.1 | From eQ_Lib.dat in MASControl 2017
D17_ESe_Cordr_LF_Yr | Lighting | FRACTION | Wknd | 2014-06-13 | 2014-08-16 | Hourly | 0.05 | 0.05 | 0.05 | 0.05 | 0.05 | 0.05 | 0.05 | 0.4 | 0.4 | 0.4 | 0.4 | 0.4 | 0.4 | 0.4 | 0.4 | 0.4 | 0.05 | 0.05 | 0.05 | 0.05 | 0.05 | 0.05 | 0.05 | 0.05 | From eQ_Lib.dat in MASControl 2017
D17_ESe_Cordr_LF_Yr | Lighting | FRACTION | Default¦Wkdy | 2014-08-17 | 2014-12-11 | Hourly | 0.05 | 0.05 | 0.05 | 0.05 | 0.05 | 0.6 | 0.6 | 0.6 | 0.6 | 0.85 | 0.85 | 0.85 | 0.85 | 0.85 | 0.85 | 0.55 | 0.55 | 0.55 | 0.55 | 0.35 | 0.1 | 0.1 | 0.1 | 0.1 | From eQ_Lib.dat in MASControl 2017
D17_ESe_Cordr_LF_Yr | Lighting | FRACTION | Wknd | 2014-08-17 | 2014-12-11 | Hourly | 0.05 | 0.05 | 0.05 | 0.05 | 0.05 | 0.05 | 0.05 | 0.4 | 0.4 | 0.4 | 0.4 | 0.4 | 0.4 | 0.4 | 0.4 | 0.4 | 0.05 | 0.05 | 0.05 | 0.05 | 0.05 | 0.05 | 0.05 | 0.05 | From eQ_Lib.dat in MASControl 2017
D17_ESe_Cordr_LF_Yr | Lighting | FRACTION | Default¦Wkdy | 2014-12-12 | 2014-12-31 | Hourly | 0.05 | 0.05 | 0.05 | 0.05 | 0.05 | 0.6 | 0.6 | 0.6 | 0.6 | 0.85 | 0.85 | 0.85 | 0.85 | 0.85 | 0.85 | 0.55 | 0.55 | 0.55 | 0.55 | 0.35 | 0.1 | 0.1 | 0.1 | 0.1 | From eQ_Lib.dat in MASControl 2017
D17_ESe_Cordr_LF_Yr | Lighting | FRACTION | Wknd | 2014-12-12 | 2014-12-31 | Hourly | 0.05 | 0.05 | 0.05 | 0.05 | 0.05 | 0.05 | 0.05 | 0.4 | 0.4 | 0.4 | 0.4 | 0.4 | 0.4 | 0.4 | 0.4 | 0.4 | 0.05 | 0.05 | 0.05 | 0.05 | 0.05 | 0.05 | 0.05 | 0.05 | From eQ_Lib.dat in MASControl 2017
D17_ESe_Cordr_LF_Yr | Lighting | FRACTION | WntrDsn | 2014-01-01 | 2014-12-31 | Constant | 0 | [23 empty] | From eQ_Lib.dat in MASControl 2017
D17_ESe_Cordr_LF_Yr | Lighting | FRACTION | SmrDsn | 2014-01-01 | 2014-12-31 | Constant | 1 | [23 empty] | From eQ_Lib.dat in MASControl 2017
D17_ESe_Cordr_LF_Yr | Lighting | FRACTION | Hol | 2014-01-01 | 2014-12-31 | Constant | 0.05 | [23 empty] | From eQ_Lib.dat in MASControl 2017
D17_ESe_Din_CFL_Yr | Lighting | FRACTION | Default¦Wkdy | 2014-01-01 | 2014-01-04 | Hourly | 0.05 | 0.05 | 0.05 | 0.05 | 0.05 | 0.05 | 0.05 | 0.05 | 0.3 | 0.5 | 0.8 | 0.8 | 0.8 | 0.8 | 0.8 | 0.5 | 0.3 | 0.05 | 0.05 | 0.05 | 0.05 | 0.05 | 0.05 | 0.05 | From eQ_Lib.dat in MASControl 2017
D17_ESe_Din_CFL_Yr | Lighting | FRACTION | Wknd | 2014-01-01 | 2014-01-04 | Hourly | 0.05 | 0.05 | 0.05 | 0.05 | 0.05 | 0.05 | 0.05 | 0.05 | 0.05 | 0.3 | 0.5 | 0.5 | 0.5 | 0.5 | 0.3 | 0.05 | 0.05 | 0.05 | 0.05 | 0.05 | 0.05 | 0.05 | 0.05 | 0.05 | From eQ_Lib.dat in MASControl 2017
D17_ESe_Din_CFL_Yr | Lighting | FRACTION | Default¦Wkdy | 2014-01-05 | 2014-04-03 | Hourly | 0.05 | 0.05 | 0.05 | 0.05 | 0.05 | 0.05 | 0.05 | 0.05 | 0.3 | 0.5 | 0.8 | 0.8 | 0.8 | 0.8 | 0.8 | 0.5 | 0.3 | 0.05 | 0.05 | 0.05 | 0.05 | 0.05 | 0.05 | 0.05 | From eQ_Lib.dat in MASControl 2017
D17_ESe_Din_CFL_Yr | Lighting | FRACTION | Wknd | 2014-01-05 | 2014-04-03 | Hourly | 0.05 | 0.05 | 0.05 | 0.05 | 0.05 | 0.05 | 0.05 | 0.05 | 0.05 | 0.3 | 0.5 | 0.5 | 0.5 | 0.5 | 0.3 | 0.05 | 0.05 | 0.05 | 0.05 | 0.05 | 0.05 | 0.05 | 0.05 | 0.05 | From eQ_Lib.dat in MASControl 2017
D17_ESe_Din_CFL_Yr | Lighting | FRACTION | Default¦Wkdy | 2014-04-04 | 2014-04-12 | Hourly | 0.05 | 0.05 | 0.05 | 0.05 | 0.05 | 0.05 | 0.05 | 0.05 | 0.3 | 0.5 | 0.8 | 0.8 | 0.8 | 0.8 | 0.8 | 0.5 | 0.3 | 0.05 | 0.05 | 0.05 | 0.05 | 0.05 | 0.05 | 0.05 | From eQ_Lib.dat in MASControl 2017
D17_ESe_Din_CFL_Yr | Lighting | FRACTION | Wknd | 2014-04-04 | 2014-04-12 | Hourly | 0.05 | 0.05 | 0.05 | 0.05 | 0.05 | 0.05 | 0.05 | 0.05 | 0.05 | 0.3 | 0.5 | 0.5 | 0.5 | 0.5 | 0.3 | 0.05 | 0.05 | 0.05 | 0.05 | 0.05 | 0.05 | 0.05 | 0.05 | 0.05 | From eQ_Lib.dat in MASControl 2017
D17_ESe_Din_CFL_Yr | Lighting | FRACTION | Default¦Wkdy | 2014-04-13 | 2014-06-12 | Hourly | 0.05 | 0.05 | 0.05 | 0.05 | 0.05 | 0.05 | 0.05 | 0.05 | 0.3 | 0.5 | 0.8 | 0.8 | 0.8 | 0.8 | 0.8 | 0.5 | 0.3 | 0.05 | 0.05 | 0.05 | 0.05 | 0.05 | 0.05 | 0.05 | From eQ_Lib.dat in MASControl 2017
D17_ESe_Din_CFL_Yr | Lighting | FRACTION | Wknd | 2014-04-13 | 2014-06-12 | Hourly | 0.05 | 0.05 | 0.05 | 0.05 | 0.05 | 0.05 | 0.05 | 0.05 | 0.05 | 0.3 | 0.5 | 0.5 | 0.5 | 0.5 | 0.3 | 0.05 | 0.05 | 0.05 | 0.05 | 0.05 | 0.05 | 0.05 | 0.05 | 0.05 | From eQ_Lib.dat in MASControl 2017
D17_ESe_Din_CFL_Yr | Lighting | FRACTION | Default¦Wkdy | 2014-06-13 | 2014-08-16 | Hourly | 0.05 | 0.05 | 0.05 | 0.05 | 0.05 | 0.05 | 0.05 | 0.05 | 0.3 | 0.5 | 0.8 | 0.8 | 0.8 | 0.8 | 0.8 | 0.5 | 0.3 | 0.05 | 0.05 | 0.05 | 0.05 | 0.05 | 0.05 | 0.05 | From eQ_Lib.dat in MASControl 2017
D17_ESe_Din_CFL_Yr | Lighting | FRACTION | Wknd | 2014-06-13 | 2014-08-16 | Hourly | 0.05 | 0.05 | 0.05 | 0.05 | 0.05 | 0.05 | 0.05 | 0.05 | 0.05 | 0.3 | 0.5 | 0.5 | 0.5 | 0.5 | 0.3 | 0.05 | 0.05 | 0.05 | 0.05 | 0.05 | 0.05 | 0.05 | 0.05 | 0.05 | From eQ_Lib.dat in MASControl 2017
D17_ESe_Din_CFL_Yr | Lighting | FRACTION | Default¦Wkdy | 2014-08-17 | 2014-12-11 | Hourly | 0.05 | 0.05 | 0.05 | 0.05 | 0.05 | 0.05 | 0.05 | 0.05 | 0.3 | 0.5 | 0.8 | 0.8 | 0.8 | 0.8 | 0.8 | 0.5 | 0.3 | 0.05 | 0.05 | 0.05 | 0.05 | 0.05 | 0.05 | 0.05 | From eQ_Lib.dat in MASControl 2017
D17_ESe_Din_CFL_Yr | Lighting | FRACTION | Wknd | 2014-08-17 | 2014-12-11 | Hourly | 0.05 | 0.05 | 0.05 | 0.05 | 0.05 | 0.05 | 0.05 | 0.05 | 0.05 | 0.3 | 0.5 | 0.5 | 0.5 | 0.5 | 0.3 | 0.05 | 0.05 | 0.05 | 0.05 | 0.05 | 0.05 | 0.05 | 0.05 | 0.05 | From eQ_Lib.dat in MASControl 2017
D17_ESe_Din_CFL_Yr | Lighting | FRACTION | Default¦Wkdy | 2014-12-12 | 2014-12-31 | Hourly | 0.05 | 0.05 | 0.05 | 0.05 | 0.05 | 0.05 | 0.05 | 0.05 | 0.3 | 0.5 | 0.8 | 0.8 | 0.8 | 0.8 | 0.8 | 0.5 | 0.3 | 0.05 | 0.05 | 0.05 | 0.05 | 0.05 | 0.05 | 0.05 | From eQ_Lib.dat in MASControl 2017
D17_ESe_Din_CFL_Yr | Lighting | FRACTION | Wknd | 2014-12-12 | 2014-12-31 | Hourly | 0.05 | 0.05 | 0.05 | 0.05 | 0.05 | 0.05 | 0.05 | 0.05 | 0.05 | 0.3 | 0.5 | 0.5 | 0.5 | 0.5 | 0.3 | 0.05 | 0.05 | 0.05 | 0.05 | 0.05 | 0.05 | 0.05 | 0.05 | 0.05 | From eQ_Lib.dat in MASControl 2017
D17_ESe_Din_CFL_Yr | Lighting | FRACTION | WntrDsn | 2014-01-01 | 2014-12-31 | Constant | 0 | [23 empty] | From eQ_Lib.dat in MASControl 2017
D17_ESe_Din_CFL_Yr | Lighting | FRACTION | SmrDsn | 2014-01-01 | 2014-12-31 | Constant | 1 | [23 empty] | From eQ_Lib.dat in MASControl 2017
D17_ESe_Din_CFL_Yr | Lighting | FRACTION | Hol | 2014-01-01 | 2014-12-31 | Constant | 0.05 | [23 empty] | From eQ_Lib.dat in MASControl 2017
D17_ESe_Din_HB_Yr | Lighting | FRACTION | Default¦Wkdy | 2014-01-01 | 2014-01-04 | Hourly | 0.05 | 0.05 | 0.05 | 0.05 | 0.05 | 0.05 | 0.05 | 0.05 | 0.3 | 0.5 | 0.8 | 0.8 | 0.8 | 0.8 | 0.8 | 0.5 | 0.3 | 0.05 | 0.05 | 0.05 | 0.05 | 0.05 | 0.05 | 0.05 | From eQ_Lib.dat in MASControl 2017
D17_ESe_Din_HB_Yr | Lighting | FRACTION | Wknd | 2014-01-01 | 2014-01-04 | Hourly | 0.05 | 0.05 | 0.05 | 0.05 | 0.05 | 0.05 | 0.05 | 0.05 | 0.05 | 0.3 | 0.5 | 0.5 | 0.5 | 0.5 | 0.3 | 0.05 | 0.05 | 0.05 | 0.05 | 0.05 | 0.05 | 0.05 | 0.05 | 0.05 | From eQ_Lib.dat in MASControl 2017
D17_ESe_Din_HB_Yr | Lighting | FRACTION | Default¦Wkdy | 2014-01-05 | 2014-04-03 | Hourly | 0.05 | 0.05 | 0.05 | 0.05 | 0.05 | 0.05 | 0.05 | 0.05 | 0.3 | 0.5 | 0.8 | 0.8 | 0.8 | 0.8 | 0.8 | 0.5 | 0.3 | 0.05 | 0.05 | 0.05 | 0.05 | 0.05 | 0.05 | 0.05 | From eQ_Lib.dat in MASControl 2017
D17_ESe_Din_HB_Yr | Lighting | FRACTION | Wknd | 2014-01-05 | 2014-04-03 | Hourly | 0.05 | 0.05 | 0.05 | 0.05 | 0.05 | 0.05 | 0.05 | 0.05 | 0.05 | 0.3 | 0.5 | 0.5 | 0.5 | 0.5 | 0.3 | 0.05 | 0.05 | 0.05 | 0.05 | 0.05 | 0.05 | 0.05 | 0.05 | 0.05 | From eQ_Lib.dat in MASControl 2017
D17_ESe_Din_HB_Yr | Lighting | FRACTION | Default¦Wkdy | 2014-04-04 | 2014-04-12 | Hourly | 0.05 | 0.05 | 0.05 | 0.05 | 0.05 | 0.05 | 0.05 | 0.05 | 0.3 | 0.5 | 0.8 | 0.8 | 0.8 | 0.8 | 0.8 | 0.5 | 0.3 | 0.05 | 0.05 | 0.05 | 0.05 | 0.05 | 0.05 | 0.05 | From eQ_Lib.dat in MASControl 2017
D17_ESe_Din_HB_Yr | Lighting | FRACTION | Wknd | 2014-04-04 | 2014-04-12 | Hourly | 0.05 | 0.05 | 0.05 | 0.05 | 0.05 | 0.05 | 0.05 | 0.05 | 0.05 | 0.3 | 0.5 | 0.5 | 0.5 | 0.5 | 0.3 | 0.05 | 0.05 | 0.05 | 0.05 | 0.05 | 0.05 | 0.05 | 0.05 | 0.05 | From eQ_Lib.dat in MASControl 2017
D17_ESe_Din_HB_Yr | Lighting | FRACTION | Default¦Wkdy | 2014-04-13 | 2014-06-12 | Hourly | 0.05 | 0.05 | 0.05 | 0.05 | 0.05 | 0.05 | 0.05 | 0.05 | 0.3 | 0.5 | 0.8 | 0.8 | 0.8 | 0.8 | 0.8 | 0.5 | 0.3 | 0.05 | 0.05 | 0.05 | 0.05 | 0.05 | 0.05 | 0.05 | From eQ_Lib.dat in MASControl 2017
D17_ESe_Din_HB_Yr | Lighting | FRACTION | Wknd | 2014-04-13 | 2014-06-12 | Hourly | 0.05 | 0.05 | 0.05 | 0.05 | 0.05 | 0.05 | 0.05 | 0.05 | 0.05 | 0.3 | 0.5 | 0.5 | 0.5 | 0.5 | 0.3 | 0.05 | 0.05 | 0.05 | 0.05 | 0.05 | 0.05 | 0.05 | 0.05 | 0.05 | From eQ_Lib.dat in MASControl 2017
D17_ESe_Din_HB_Yr | Lighting | FRACTION | Default¦Wkdy | 2014-06-13 | 2014-08-16 | Hourly | 0.05 | 0.05 | 0.05 | 0.05 | 0.05 | 0.05 | 0.05 | 0.05 | 0.3 | 0.5 | 0.8 | 0.8 | 0.8 | 0.8 | 0.8 | 0.5 | 0.3 | 0.05 | 0.05 | 0.05 | 0.05 | 0.05 | 0.05 | 0.05 | From eQ_Lib.dat in MASControl 2017
D17_ESe_Din_HB_Yr | Lighting | FRACTION | Wknd | 2014-06-13 | 2014-08-16 | Hourly | 0.05 | 0.05 | 0.05 | 0.05 | 0.05 | 0.05 | 0.05 | 0.05 | 0.05 | 0.3 | 0.5 | 0.5 | 0.5 | 0.5 | 0.3 | 0.05 | 0.05 | 0.05 | 0.05 | 0.05 | 0.05 | 0.05 | 0.05 | 0.05 | From eQ_Lib.dat in MASControl 2017
D17_ESe_Din_HB_Yr | Lighting | FRACTION | Default¦Wkdy | 2014-08-17 | 2014-12-11 | Hourly | 0.05 | 0.05 | 0.05 | 0.05 | 0.05 | 0.05 | 0.05 | 0.05 | 0.3 | 0.5 | 0.8 | 0.8 | 0.8 | 0.8 | 0.8 | 0.5 | 0.3 | 0.05 | 0.05 | 0.05 | 0.05 | 0.05 | 0.05 | 0.05 | From eQ_Lib.dat in MASControl 2017
D17_ESe_Din_HB_Yr | Lighting | FRACTION | Wknd | 2014-08-17 | 2014-12-11 | Hourly | 0.05 | 0.05 | 0.05 | 0.05 | 0.05 | 0.05 | 0.05 | 0.05 | 0.05 | 0.3 | 0.5 | 0.5 | 0.5 | 0.5 | 0.3 | 0.05 | 0.05 | 0.05 | 0.05 | 0.05 | 0.05 | 0.05 | 0.05 | 0.05 | From eQ_Lib.dat in MASControl 2017
D17_ESe_Din_HB_Yr | Lighting | FRACTION | Default¦Wkdy | 2014-12-12 | 2014-12-31 | Hourly | 0.05 | 0.05 | 0.05 | 0.05 | 0.05 | 0.05 | 0.05 | 0.05 | 0.3 | 0.5 | 0.8 | 0.8 | 0.8 | 0.8 | 0.8 | 0.5 | 0.3 | 0.05 | 0.05 | 0.05 | 0.05 | 0.05 | 0.05 | 0.05 | From eQ_Lib.dat in MASControl 2017
D17_ESe_Din_HB_Yr | Lighting | FRACTION | Wknd | 2014-12-12 | 2014-12-31 | Hourly | 0.05 | 0.05 | 0.05 | 0.05 | 0.05 | 0.05 | 0.05 | 0.05 | 0.05 | 0.3 | 0.5 | 0.5 | 0.5 | 0.5 | 0.3 | 0.05 | 0.05 | 0.05 | 0.05 | 0.05 | 0.05 | 0.05 | 0.05 | 0.05 | From eQ_Lib.dat in MASControl 2017
D17_ESe_Din_HB_Yr | Lighting | FRACTION | WntrDsn | 2014-01-01 | 2014-12-31 | Constant | 0 | [23 empty] | From eQ_Lib.dat in MASControl 2017
D17_ESe_Din_HB_Yr | Lighting | FRACTION | SmrDsn | 2014-01-01 | 2014-12-31 | Constant | 1 | [23 empty] | From eQ_Lib.dat in MASControl 2017
D17_ESe_Din_HB_Yr | Lighting | FRACTION | Hol | 2014-01-01 | 2014-12-31 | Constant | 0.05 | [23 empty] | From eQ_Lib.dat in MASControl 2017
D17_ESe_Din_LF_Yr | Lighting | FRACTION | Default¦Wkdy | 2014-01-01 | 2014-01-04 | Hourly | 0.05 | 0.05 | 0.05 | 0.05 | 0.05 | 0.05 | 0.05 | 0.05 | 0.3 | 0.5 | 0.8 | 0.8 | 0.8 | 0.8 | 0.8 | 0.5 | 0.3 | 0.05 | 0.05 | 0.05 | 0.05 | 0.05 | 0.05 | 0.05 | From eQ_Lib.dat in MASControl 2017
D17_ESe_Din_LF_Yr | Lighting | FRACTION | Wknd | 2014-01-01 | 2014-01-04 | Hourly | 0.05 | 0.05 | 0.05 | 0.05 | 0.05 | 0.05 | 0.05 | 0.05 | 0.05 | 0.3 | 0.5 | 0.5 | 0.5 | 0.5 | 0.3 | 0.05 | 0.05 | 0.05 | 0.05 | 0.05 | 0.05 | 0.05 | 0.05 | 0.05 | From eQ_Lib.dat in MASControl 2017
D17_ESe_Din_LF_Yr | Lighting | FRACTION | Default¦Wkdy | 2014-01-05 | 2014-04-03 | Hourly | 0.05 | 0.05 | 0.05 | 0.05 | 0.05 | 0.05 | 0.05 | 0.05 | 0.3 | 0.5 | 0.8 | 0.8 | 0.8 | 0.8 | 0.8 | 0.5 | 0.3 | 0.05 | 0.05 | 0.05 | 0.05 | 0.05 | 0.05 | 0.05 | From eQ_Lib.dat in MASControl 2017
D17_ESe_Din_LF_Yr | Lighting | FRACTION | Wknd | 2014-01-05 | 2014-04-03 | Hourly | 0.05 | 0.05 | 0.05 | 0.05 | 0.05 | 0.05 | 0.05 | 0.05 | 0.05 | 0.3 | 0.5 | 0.5 | 0.5 | 0.5 | 0.3 | 0.05 | 0.05 | 0.05 | 0.05 | 0.05 | 0.05 | 0.05 | 0.05 | 0.05 | From eQ_Lib.dat in MASControl 2017
D17_ESe_Din_LF_Yr | Lighting | FRACTION | Default¦Wkdy | 2014-04-04 | 2014-04-12 | Hourly | 0.05 | 0.05 | 0.05 | 0.05 | 0.05 | 0.05 | 0.05 | 0.05 | 0.3 | 0.5 | 0.8 | 0.8 | 0.8 | 0.8 | 0.8 | 0.5 | 0.3 | 0.05 | 0.05 | 0.05 | 0.05 | 0.05 | 0.05 | 0.05 | From eQ_Lib.dat in MASControl 2017
D17_ESe_Din_LF_Yr | Lighting | FRACTION | Wknd | 2014-04-04 | 2014-04-12 | Hourly | 0.05 | 0.05 | 0.05 | 0.05 | 0.05 | 0.05 | 0.05 | 0.05 | 0.05 | 0.3 | 0.5 | 0.5 | 0.5 | 0.5 | 0.3 | 0.05 | 0.05 | 0.05 | 0.05 | 0.05 | 0.05 | 0.05 | 0.05 | 0.05 | From eQ_Lib.dat in MASControl 2017
D17_ESe_Din_LF_Yr | Lighting | FRACTION | Default¦Wkdy | 2014-04-13 | 2014-06-12 | Hourly | 0.05 | 0.05 | 0.05 | 0.05 | 0.05 | 0.05 | 0.05 | 0.05 | 0.3 | 0.5 | 0.8 | 0.8 | 0.8 | 0.8 | 0.8 | 0.5 | 0.3 | 0.05 | 0.05 | 0.05 | 0.05 | 0.05 | 0.05 | 0.05 | From eQ_Lib.dat in MASControl 2017
D17_ESe_Din_LF_Yr | Lighting | FRACTION | Wknd | 2014-04-13 | 2014-06-12 | Hourly | 0.05 | 0.05 | 0.05 | 0.05 | 0.05 | 0.05 | 0.05 | 0.05 | 0.05 | 0.3 | 0.5 | 0.5 | 0.5 | 0.5 | 0.3 | 0.05 | 0.05 | 0.05 | 0.05 | 0.05 | 0.05 | 0.05 | 0.05 | 0.05 | From eQ_Lib.dat in MASControl 2017
D17_ESe_Din_LF_Yr | Lighting | FRACTION | Default¦Wkdy | 2014-06-13 | 2014-08-16 | Hourly | 0.05 | 0.05 | 0.05 | 0.05 | 0.05 | 0.05 | 0.05 | 0.05 | 0.3 | 0.5 | 0.8 | 0.8 | 0.8 | 0.8 | 0.8 | 0.5 | 0.3 | 0.05 | 0.05 | 0.05 | 0.05 | 0.05 | 0.05 | 0.05 | From eQ_Lib.dat in MASControl 2017
D17_ESe_Din_LF_Yr | Lighting | FRACTION | Wknd | 2014-06-13 | 2014-08-16 | Hourly | 0.05 | 0.05 | 0.05 | 0.05 | 0.05 | 0.05 | 0.05 | 0.05 | 0.05 | 0.3 | 0.5 | 0.5 | 0.5 | 0.5 | 0.3 | 0.05 | 0.05 | 0.05 | 0.05 | 0.05 | 0.05 | 0.05 | 0.05 | 0.05 | From eQ_Lib.dat in MASControl 2017
D17_ESe_Din_LF_Yr | Lighting | FRACTION | Default¦Wkdy | 2014-08-17 | 2014-12-11 | Hourly | 0.05 | 0.05 | 0.05 | 0.05 | 0.05 | 0.05 | 0.05 | 0.05 | 0.3 | 0.5 | 0.8 | 0.8 | 0.8 | 0.8 | 0.8 | 0.5 | 0.3 | 0.05 | 0.05 | 0.05 | 0.05 | 0.05 | 0.05 | 0.05 | From eQ_Lib.dat in MASControl 2017
D17_ESe_Din_LF_Yr | Lighting | FRACTION | Wknd | 2014-08-17 | 2014-12-11 | Hourly | 0.05 | 0.05 | 0.05 | 0.05 | 0.05 | 0.05 | 0.05 | 0.05 | 0.05 | 0.3 | 0.5 | 0.5 | 0.5 | 0.5 | 0.3 | 0.05 | 0.05 | 0.05 | 0.05 | 0.05 | 0.05 | 0.05 | 0.05 | 0.05 | From eQ_Lib.dat in MASControl 2017
D17_ESe_Din_LF_Yr | Lighting | FRACTION | Default¦Wkdy | 2014-12-12 | 2014-12-31 | Hourly | 0.05 | 0.05 | 0.05 | 0.05 | 0.05 | 0.05 | 0.05 | 0.05 | 0.3 | 0.5 | 0.8 | 0.8 | 0.8 | 0.8 | 0.8 | 0.5 | 0.3 | 0.05 | 0.05 | 0.05 | 0.05 | 0.05 | 0.05 | 0.05 | From eQ_Lib.dat in MASControl 2017
D17_ESe_Din_LF_Yr | Lighting | FRACTION | Wknd | 2014-12-12 | 2014-12-31 | Hourly | 0.05 | 0.05 | 0.05 | 0.05 | 0.05 | 0.05 | 0.05 | 0.05 | 0.05 | 0.3 | 0.5 | 0.5 | 0.5 | 0.5 | 0.3 | 0.05 | 0.05 | 0.05 | 0.05 | 0.05 | 0.05 | 0.05 | 0.05 | 0.05 | From eQ_Lib.dat in MASControl 2017
D17_ESe_Din_LF_Yr | Lighting | FRACTION | WntrDsn | 2014-01-01 | 2014-12-31 | Constant | 0 | [23 empty] | From eQ_Lib.dat in MASControl 2017
D17_ESe_Din_LF_Yr | Lighting | FRACTION | SmrDsn | 2014-01-01 | 2014-12-31 | Constant | 1 | [23 empty] | From eQ_Lib.dat in MASControl 2017
D17_ESe_Din_LF_Yr | Lighting | FRACTION | Hol | 2014-01-01 | 2014-12-31 | Constant | 0.05 | [23 empty] | From eQ_Lib.dat in MASControl 2017
D17_ESe_Gym_CFL_Yr | Lighting | FRACTION | Default¦Wkdy | 2014-01-01 | 2014-01-04 | Hourly | 0.05 | 0.05 | 0.05 | 0.05 | 0.05 | 0.05 | 0.05 | 0.5844 | 0.9 | 0.9 | 0.9 | 0.9 | 0.8813 | 0.9 | 0.9 | 0.9 | 0.4656 | 0.4656 | 0.4656 | 0.2281 | 0.2281 | 0.2281 | 0.05 | 0.05 | From eQ_Lib.dat in MASControl 2017
D17_ESe_Gym_CFL_Yr | Lighting | FRACTION | Wknd | 2014-01-01 | 2014-01-04 | Hourly | 0.05 | 0.05 | 0.05 | 0.05 | 0.05 | 0.05 | 0.05 | 0.05 | 0.25 | 0.6 | 0.6 | 0.6 | 0.5 | 0.4 | 0.4 | 0.4 | 0.4 | 0.4 | 0.05 | 0.05 | 0.05 | 0.05 | 0.05 | 0.05 | From eQ_Lib.dat in MASControl 2017
D17_ESe_Gym_CFL_Yr | Lighting | FRACTION | Default¦Wkdy | 2014-01-05 | 2014-04-03 | Hourly | 0.05 | 0.05 | 0.05 | 0.05 | 0.05 | 0.05 | 0.05 | 0.5844 | 0.9 | 0.9 | 0.9 | 0.9 | 0.8813 | 0.9 | 0.9 | 0.9 | 0.4656 | 0.4656 | 0.4656 | 0.2281 | 0.2281 | 0.2281 | 0.05 | 0.05 | From eQ_Lib.dat in MASControl 2017
D17_ESe_Gym_CFL_Yr | Lighting | FRACTION | Wknd | 2014-01-05 | 2014-04-03 | Hourly | 0.05 | 0.05 | 0.05 | 0.05 | 0.05 | 0.05 | 0.05 | 0.05 | 0.25 | 0.6 | 0.6 | 0.6 | 0.5 | 0.4 | 0.4 | 0.4 | 0.4 | 0.4 | 0.05 | 0.05 | 0.05 | 0.05 | 0.05 | 0.05 | From eQ_Lib.dat in MASControl 2017
D17_ESe_Gym_CFL_Yr | Lighting | FRACTION | Default¦Wkdy | 2014-04-04 | 2014-04-12 | Hourly | 0.05 | 0.05 | 0.05 | 0.05 | 0.05 | 0.05 | 0.05 | 0.5844 | 0.9 | 0.9 | 0.9 | 0.9 | 0.8813 | 0.9 | 0.9 | 0.9 | 0.4656 | 0.4656 | 0.4656 | 0.2281 | 0.2281 | 0.2281 | 0.05 | 0.05 | From eQ_Lib.dat in MASControl 2017
D17_ESe_Gym_CFL_Yr | Lighting | FRACTION | Wknd | 2014-04-04 | 2014-04-12 | Hourly | 0.05 | 0.05 | 0.05 | 0.05 | 0.05 | 0.05 | 0.05 | 0.05 | 0.25 | 0.6 | 0.6 | 0.6 | 0.5 | 0.4 | 0.4 | 0.4 | 0.4 | 0.4 | 0.05 | 0.05 | 0.05 | 0.05 | 0.05 | 0.05 | From eQ_Lib.dat in MASControl 2017
D17_ESe_Gym_CFL_Yr | Lighting | FRACTION | Default¦Wkdy | 2014-04-13 | 2014-06-12 | Hourly | 0.05 | 0.05 | 0.05 | 0.05 | 0.05 | 0.05 | 0.05 | 0.5844 | 0.9 | 0.9 | 0.9 | 0.9 | 0.8813 | 0.9 | 0.9 | 0.9 | 0.4656 | 0.4656 | 0.4656 | 0.2281 | 0.2281 | 0.2281 | 0.05 | 0.05 | From eQ_Lib.dat in MASControl 2017
D17_ESe_Gym_CFL_Yr | Lighting | FRACTION | Wknd | 2014-04-13 | 2014-06-12 | Hourly | 0.05 | 0.05 | 0.05 | 0.05 | 0.05 | 0.05 | 0.05 | 0.05 | 0.25 | 0.6 | 0.6 | 0.6 | 0.5 | 0.4 | 0.4 | 0.4 | 0.4 | 0.4 | 0.05 | 0.05 | 0.05 | 0.05 | 0.05 | 0.05 | From eQ_Lib.dat in MASControl 2017
D17_ESe_Gym_CFL_Yr | Lighting | FRACTION | Default¦Wkdy | 2014-06-13 | 2014-08-16 | Hourly | 0.05 | 0.05 | 0.05 | 0.05 | 0.05 | 0.05 | 0.05 | 0.5844 | 0.9 | 0.9 | 0.9 | 0.9 | 0.8813 | 0.9 | 0.9 | 0.9 | 0.4656 | 0.4656 | 0.4656 | 0.2281 | 0.2281 | 0.2281 | 0.05 | 0.05 | From eQ_Lib.dat in MASControl 2017
D17_ESe_Gym_CFL_Yr | Lighting | FRACTION | Wknd | 2014-06-13 | 2014-08-16 | Hourly | 0.05 | 0.05 | 0.05 | 0.05 | 0.05 | 0.05 | 0.05 | 0.05 | 0.25 | 0.6 | 0.6 | 0.6 | 0.5 | 0.4 | 0.4 | 0.4 | 0.4 | 0.4 | 0.05 | 0.05 | 0.05 | 0.05 | 0.05 | 0.05 | From eQ_Lib.dat in MASControl 2017
D17_ESe_Gym_CFL_Yr | Lighting | FRACTION | Default¦Wkdy | 2014-08-17 | 2014-12-11 | Hourly | 0.05 | 0.05 | 0.05 | 0.05 | 0.05 | 0.05 | 0.05 | 0.5844 | 0.9 | 0.9 | 0.9 | 0.9 | 0.8813 | 0.9 | 0.9 | 0.9 | 0.4656 | 0.4656 | 0.4656 | 0.2281 | 0.2281 | 0.2281 | 0.05 | 0.05 | From eQ_Lib.dat in MASControl 2017
D17_ESe_Gym_CFL_Yr | Lighting | FRACTION | Wknd | 2014-08-17 | 2014-12-11 | Hourly | 0.05 | 0.05 | 0.05 | 0.05 | 0.05 | 0.05 | 0.05 | 0.05 | 0.25 | 0.6 | 0.6 | 0.6 | 0.5 | 0.4 | 0.4 | 0.4 | 0.4 | 0.4 | 0.05 | 0.05 | 0.05 | 0.05 | 0.05 | 0.05 | From eQ_Lib.dat in MASControl 2017
D17_ESe_Gym_CFL_Yr | Lighting | FRACTION | Default¦Wkdy | 2014-12-12 | 2014-12-31 | Hourly | 0.05 | 0.05 | 0.05 | 0.05 | 0.05 | 0.05 | 0.05 | 0.5844 | 0.9 | 0.9 | 0.9 | 0.9 | 0.8813 | 0.9 | 0.9 | 0.9 | 0.4656 | 0.4656 | 0.4656 | 0.2281 | 0.2281 | 0.2281 | 0.05 | 0.05 | From eQ_Lib.dat in MASControl 2017
D17_ESe_Gym_CFL_Yr | Lighting | FRACTION | Wknd | 2014-12-12 | 2014-12-31 | Hourly | 0.05 | 0.05 | 0.05 | 0.05 | 0.05 | 0.05 | 0.05 | 0.05 | 0.25 | 0.6 | 0.6 | 0.6 | 0.5 | 0.4 | 0.4 | 0.4 | 0.4 | 0.4 | 0.05 | 0.05 | 0.05 | 0.05 | 0.05 | 0.05 | From eQ_Lib.dat in MASControl 2017
D17_ESe_Gym_CFL_Yr | Lighting | FRACTION | WntrDsn | 2014-01-01 | 2014-12-31 | Constant | 0 | [23 empty] | From eQ_Lib.dat in MASControl 2017
D17_ESe_Gym_CFL_Yr | Lighting | FRACTION | SmrDsn | 2014-01-01 | 2014-12-31 | Constant | 1 | [23 empty] | From eQ_Lib.dat in MASControl 2017
D17_ESe_Gym_CFL_Yr | Lighting | FRACTION | Hol | 2014-01-01 | 2014-12-31 | Constant | 0.05 | [23 empty] | From eQ_Lib.dat in MASControl 2017
D17_ESe_Gym_HB_Yr | Lighting | FRACTION | Default¦Wkdy | 2014-01-01 | 2014-01-04 | Hourly | 0.05 | 0.05 | 0.05 | 0.05 | 0.05 | 0.05 | 0.05 | 0.5844 | 0.9 | 0.9 | 0.9 | 0.9 | 0.8813 | 0.9 | 0.9 | 0.9 | 0.4656 | 0.4656 | 0.4656 | 0.2281 | 0.2281 | 0.2281 | 0.05 | 0.05 | From eQ_Lib.dat in MASControl 2017
D17_ESe_Gym_HB_Yr | Lighting | FRACTION | Wknd | 2014-01-01 | 2014-01-04 | Hourly | 0.05 | 0.05 | 0.05 | 0.05 | 0.05 | 0.05 | 0.05 | 0.05 | 0.25 | 0.6 | 0.6 | 0.6 | 0.5 | 0.4 | 0.4 | 0.4 | 0.4 | 0.4 | 0.05 | 0.05 | 0.05 | 0.05 | 0.05 | 0.05 | From eQ_Lib.dat in MASControl 2017
D17_ESe_Gym_HB_Yr | Lighting | FRACTION | Default¦Wkdy | 2014-01-05 | 2014-04-03 | Hourly | 0.05 | 0.05 | 0.05 | 0.05 | 0.05 | 0.05 | 0.05 | 0.5844 | 0.9 | 0.9 | 0.9 | 0.9 | 0.8813 | 0.9 | 0.9 | 0.9 | 0.4656 | 0.4656 | 0.4656 | 0.2281 | 0.2281 | 0.2281 | 0.05 | 0.05 | From eQ_Lib.dat in MASControl 2017
D17_ESe_Gym_HB_Yr | Lighting | FRACTION | Wknd | 2014-01-05 | 2014-04-03 | Hourly | 0.05 | 0.05 | 0.05 | 0.05 | 0.05 | 0.05 | 0.05 | 0.05 | 0.25 | 0.6 | 0.6 | 0.6 | 0.5 | 0.4 | 0.4 | 0.4 | 0.4 | 0.4 | 0.05 | 0.05 | 0.05 | 0.05 | 0.05 | 0.05 | From eQ_Lib.dat in MASControl 2017
D17_ESe_Gym_HB_Yr | Lighting | FRACTION | Default¦Wkdy | 2014-04-04 | 2014-04-12 | Hourly | 0.05 | 0.05 | 0.05 | 0.05 | 0.05 | 0.05 | 0.05 | 0.5844 | 0.9 | 0.9 | 0.9 | 0.9 | 0.8813 | 0.9 | 0.9 | 0.9 | 0.4656 | 0.4656 | 0.4656 | 0.2281 | 0.2281 | 0.2281 | 0.05 | 0.05 | From eQ_Lib.dat in MASControl 2017
D17_ESe_Gym_HB_Yr | Lighting | FRACTION | Wknd | 2014-04-04 | 2014-04-12 | Hourly | 0.05 | 0.05 | 0.05 | 0.05 | 0.05 | 0.05 | 0.05 | 0.05 | 0.25 | 0.6 | 0.6 | 0.6 | 0.5 | 0.4 | 0.4 | 0.4 | 0.4 | 0.4 | 0.05 | 0.05 | 0.05 | 0.05 | 0.05 | 0.05 | From eQ_Lib.dat in MASControl 2017
D17_ESe_Gym_HB_Yr | Lighting | FRACTION | Default¦Wkdy | 2014-04-13 | 2014-06-12 | Hourly | 0.05 | 0.05 | 0.05 | 0.05 | 0.05 | 0.05 | 0.05 | 0.5844 | 0.9 | 0.9 | 0.9 | 0.9 | 0.8813 | 0.9 | 0.9 | 0.9 | 0.4656 | 0.4656 | 0.4656 | 0.2281 | 0.2281 | 0.2281 | 0.05 | 0.05 | From eQ_Lib.dat in MASControl 2017
D17_ESe_Gym_HB_Yr | Lighting | FRACTION | Wknd | 2014-04-13 | 2014-06-12 | Hourly | 0.05 | 0.05 | 0.05 | 0.05 | 0.05 | 0.05 | 0.05 | 0.05 | 0.25 | 0.6 | 0.6 | 0.6 | 0.5 | 0.4 | 0.4 | 0.4 | 0.4 | 0.4 | 0.05 | 0.05 | 0.05 | 0.05 | 0.05 | 0.05 | From eQ_Lib.dat in MASControl 2017
D17_ESe_Gym_HB_Yr | Lighting | FRACTION | Default¦Wkdy | 2014-06-13 | 2014-08-16 | Hourly | 0.05 | 0.05 | 0.05 | 0.05 | 0.05 | 0.05 | 0.05 | 0.5844 | 0.9 | 0.9 | 0.9 | 0.9 | 0.8813 | 0.9 | 0.9 | 0.9 | 0.4656 | 0.4656 | 0.4656 | 0.2281 | 0.2281 | 0.2281 | 0.05 | 0.05 | From eQ_Lib.dat in MASControl 2017
D17_ESe_Gym_HB_Yr | Lighting | FRACTION | Wknd | 2014-06-13 | 2014-08-16 | Hourly | 0.05 | 0.05 | 0.05 | 0.05 | 0.05 | 0.05 | 0.05 | 0.05 | 0.25 | 0.6 | 0.6 | 0.6 | 0.5 | 0.4 | 0.4 | 0.4 | 0.4 | 0.4 | 0.05 | 0.05 | 0.05 | 0.05 | 0.05 | 0.05 | From eQ_Lib.dat in MASControl 2017
D17_ESe_Gym_HB_Yr | Lighting | FRACTION | Default¦Wkdy | 2014-08-17 | 2014-12-11 | Hourly | 0.05 | 0.05 | 0.05 | 0.05 | 0.05 | 0.05 | 0.05 | 0.5844 | 0.9 | 0.9 | 0.9 | 0.9 | 0.8813 | 0.9 | 0.9 | 0.9 | 0.4656 | 0.4656 | 0.4656 | 0.2281 | 0.2281 | 0.2281 | 0.05 | 0.05 | From eQ_Lib.dat in MASControl 2017
D17_ESe_Gym_HB_Yr | Lighting | FRACTION | Wknd | 2014-08-17 | 2014-12-11 | Hourly | 0.05 | 0.05 | 0.05 | 0.05 | 0.05 | 0.05 | 0.05 | 0.05 | 0.25 | 0.6 | 0.6 | 0.6 | 0.5 | 0.4 | 0.4 | 0.4 | 0.4 | 0.4 | 0.05 | 0.05 | 0.05 | 0.05 | 0.05 | 0.05 | From eQ_Lib.dat in MASControl 2017
D17_ESe_Gym_HB_Yr | Lighting | FRACTION | Default¦Wkdy | 2014-12-12 | 2014-12-31 | Hourly | 0.05 | 0.05 | 0.05 | 0.05 | 0.05 | 0.05 | 0.05 | 0.5844 | 0.9 | 0.9 | 0.9 | 0.9 | 0.8813 | 0.9 | 0.9 | 0.9 | 0.4656 | 0.4656 | 0.4656 | 0.2281 | 0.2281 | 0.2281 | 0.05 | 0.05 | From eQ_Lib.dat in MASControl 2017
D17_ESe_Gym_HB_Yr | Lighting | FRACTION | Wknd | 2014-12-12 | 2014-12-31 | Hourly | 0.05 | 0.05 | 0.05 | 0.05 | 0.05 | 0.05 | 0.05 | 0.05 | 0.25 | 0.6 | 0.6 | 0.6 | 0.5 | 0.4 | 0.4 | 0.4 | 0.4 | 0.4 | 0.05 | 0.05 | 0.05 | 0.05 | 0.05 | 0.05 | From eQ_Lib.dat in MASControl 2017
D17_ESe_Gym_HB_Yr | Lighting | FRACTION | WntrDsn | 2014-01-01 | 2014-12-31 | Constant | 0 | [23 empty] | From eQ_Lib.dat in MASControl 2017
D17_ESe_Gym_HB_Yr | Lighting | FRACTION | SmrDsn | 2014-01-01 | 2014-12-31 | Constant | 1 | [23 empty] | From eQ_Lib.dat in MASControl 2017
D17_ESe_Gym_HB_Yr | Lighting | FRACTION | Hol | 2014-01-01 | 2014-12-31 | Constant | 0.05 | [23 empty] | From eQ_Lib.dat in MASControl 2017
D17_ESe_Gym_LF_Yr | Lighting | FRACTION | Default¦Wkdy | 2014-01-01 | 2014-01-04 | Hourly | 0.05 | 0.05 | 0.05 | 0.05 | 0.05 | 0.05 | 0.05 | 0.5844 | 0.9 | 0.9 | 0.9 | 0.9 | 0.8813 | 0.9 | 0.9 | 0.9 | 0.4656 | 0.4656 | 0.4656 | 0.2281 | 0.2281 | 0.2281 | 0.05 | 0.05 | From eQ_Lib.dat in MASControl 2017
D17_ESe_Gym_LF_Yr | Lighting | FRACTION | Wknd | 2014-01-01 | 2014-01-04 | Hourly | 0.05 | 0.05 | 0.05 | 0.05 | 0.05 | 0.05 | 0.05 | 0.05 | 0.25 | 0.6 | 0.6 | 0.6 | 0.5 | 0.4 | 0.4 | 0.4 | 0.4 | 0.4 | 0.05 | 0.05 | 0.05 | 0.05 | 0.05 | 0.05 | From eQ_Lib.dat in MASControl 2017
D17_ESe_Gym_LF_Yr | Lighting | FRACTION | Default¦Wkdy | 2014-01-05 | 2014-04-03 | Hourly | 0.05 | 0.05 | 0.05 | 0.05 | 0.05 | 0.05 | 0.05 | 0.5844 | 0.9 | 0.9 | 0.9 | 0.9 | 0.8813 | 0.9 | 0.9 | 0.9 | 0.4656 | 0.4656 | 0.4656 | 0.2281 | 0.2281 | 0.2281 | 0.05 | 0.05 | From eQ_Lib.dat in MASControl 2017
D17_ESe_Gym_LF_Yr | Lighting | FRACTION | Wknd | 2014-01-05 | 2014-04-03 | Hourly | 0.05 | 0.05 | 0.05 | 0.05 | 0.05 | 0.05 | 0.05 | 0.05 | 0.25 | 0.6 | 0.6 | 0.6 | 0.5 | 0.4 | 0.4 | 0.4 | 0.4 | 0.4 | 0.05 | 0.05 | 0.05 | 0.05 | 0.05 | 0.05 | From eQ_Lib.dat in MASControl 2017
D17_ESe_Gym_LF_Yr | Lighting | FRACTION | Default¦Wkdy | 2014-04-04 | 2014-04-12 | Hourly | 0.05 | 0.05 | 0.05 | 0.05 | 0.05 | 0.05 | 0.05 | 0.5844 | 0.9 | 0.9 | 0.9 | 0.9 | 0.8813 | 0.9 | 0.9 | 0.9 | 0.4656 | 0.4656 | 0.4656 | 0.2281 | 0.2281 | 0.2281 | 0.05 | 0.05 | From eQ_Lib.dat in MASControl 2017
D17_ESe_Gym_LF_Yr | Lighting | FRACTION | Wknd | 2014-04-04 | 2014-04-12 | Hourly | 0.05 | 0.05 | 0.05 | 0.05 | 0.05 | 0.05 | 0.05 | 0.05 | 0.25 | 0.6 | 0.6 | 0.6 | 0.5 | 0.4 | 0.4 | 0.4 | 0.4 | 0.4 | 0.05 | 0.05 | 0.05 | 0.05 | 0.05 | 0.05 | From eQ_Lib.dat in MASControl 2017
D17_ESe_Gym_LF_Yr | Lighting | FRACTION | Default¦Wkdy | 2014-04-13 | 2014-06-12 | Hourly | 0.05 | 0.05 | 0.05 | 0.05 | 0.05 | 0.05 | 0.05 | 0.5844 | 0.9 | 0.9 | 0.9 | 0.9 | 0.8813 | 0.9 | 0.9 | 0.9 | 0.4656 | 0.4656 | 0.4656 | 0.2281 | 0.2281 | 0.2281 | 0.05 | 0.05 | From eQ_Lib.dat in MASControl 2017
D17_ESe_Gym_LF_Yr | Lighting | FRACTION | Wknd | 2014-04-13 | 2014-06-12 | Hourly | 0.05 | 0.05 | 0.05 | 0.05 | 0.05 | 0.05 | 0.05 | 0.05 | 0.25 | 0.6 | 0.6 | 0.6 | 0.5 | 0.4 | 0.4 | 0.4 | 0.4 | 0.4 | 0.05 | 0.05 | 0.05 | 0.05 | 0.05 | 0.05 | From eQ_Lib.dat in MASControl 2017
D17_ESe_Gym_LF_Yr | Lighting | FRACTION | Default¦Wkdy | 2014-06-13 | 2014-08-16 | Hourly | 0.05 | 0.05 | 0.05 | 0.05 | 0.05 | 0.05 | 0.05 | 0.5844 | 0.9 | 0.9 | 0.9 | 0.9 | 0.8813 | 0.9 | 0.9 | 0.9 | 0.4656 | 0.4656 | 0.4656 | 0.2281 | 0.2281 | 0.2281 | 0.05 | 0.05 | From eQ_Lib.dat in MASControl 2017
D17_ESe_Gym_LF_Yr | Lighting | FRACTION | Wknd | 2014-06-13 | 2014-08-16 | Hourly | 0.05 | 0.05 | 0.05 | 0.05 | 0.05 | 0.05 | 0.05 | 0.05 | 0.25 | 0.6 | 0.6 | 0.6 | 0.5 | 0.4 | 0.4 | 0.4 | 0.4 | 0.4 | 0.05 | 0.05 | 0.05 | 0.05 | 0.05 | 0.05 | From eQ_Lib.dat in MASControl 2017
D17_ESe_Gym_LF_Yr | Lighting | FRACTION | Default¦Wkdy | 2014-08-17 | 2014-12-11 | Hourly | 0.05 | 0.05 | 0.05 | 0.05 | 0.05 | 0.05 | 0.05 | 0.5844 | 0.9 | 0.9 | 0.9 | 0.9 | 0.8813 | 0.9 | 0.9 | 0.9 | 0.4656 | 0.4656 | 0.4656 | 0.2281 | 0.2281 | 0.2281 | 0.05 | 0.05 | From eQ_Lib.dat in MASControl 2017
D17_ESe_Gym_LF_Yr | Lighting | FRACTION | Wknd | 2014-08-17 | 2014-12-11 | Hourly | 0.05 | 0.05 | 0.05 | 0.05 | 0.05 | 0.05 | 0.05 | 0.05 | 0.25 | 0.6 | 0.6 | 0.6 | 0.5 | 0.4 | 0.4 | 0.4 | 0.4 | 0.4 | 0.05 | 0.05 | 0.05 | 0.05 | 0.05 | 0.05 | From eQ_Lib.dat in MASControl 2017
D17_ESe_Gym_LF_Yr | Lighting | FRACTION | Default¦Wkdy | 2014-12-12 | 2014-12-31 | Hourly | 0.05 | 0.05 | 0.05 | 0.05 | 0.05 | 0.05 | 0.05 | 0.5844 | 0.9 | 0.9 | 0.9 | 0.9 | 0.8813 | 0.9 | 0.9 | 0.9 | 0.4656 | 0.4656 | 0.4656 | 0.2281 | 0.2281 | 0.2281 | 0.05 | 0.05 | From eQ_Lib.dat in MASControl 2017
D17_ESe_Gym_LF_Yr | Lighting | FRACTION | Wknd | 2014-12-12 | 2014-12-31 | Hourly | 0.05 | 0.05 | 0.05 | 0.05 | 0.05 | 0.05 | 0.05 | 0.05 | 0.25 | 0.6 | 0.6 | 0.6 | 0.5 | 0.4 | 0.4 | 0.4 | 0.4 | 0.4 | 0.05 | 0.05 | 0.05 | 0.05 | 0.05 | 0.05 | From eQ_Lib.dat in MASControl 2017
D17_ESe_Gym_LF_Yr | Lighting | FRACTION | WntrDsn | 2014-01-01 | 2014-12-31 | Constant | 0 | [23 empty] | From eQ_Lib.dat in MASControl 2017
D17_ESe_Gym_LF_Yr | Lighting | FRACTION | SmrDsn | 2014-01-01 | 2014-12-31 | Constant | 1 | [23 empty] | From eQ_Lib.dat in MASControl 2017
D17_ESe_Gym_LF_Yr | Lighting | FRACTION | Hol | 2014-01-01 | 2014-12-31 | Constant | 0.05 | [23 empty] | From eQ_Lib.dat in MASControl 2017
D17_ESe_Ktchn_CFL_Yr | Lighting | FRACTION | Default¦Wkdy | 2014-01-01 | 2014-01-04 | Hourly | 0.05 | 0.05 | 0.05 | 0.05 | 0.05 | 0.05 | 0.05 | 0.05 | 0.05 | 0.05 | 1 | 1 | 1 | 1 | 0.05 | 0.05 | 0.05 | 0.05 | 0.05 | 0.05 | 0.05 | 0.05 | 0.05 | 0.05 | From eQ_Lib.dat in MASControl 2017
D17_ESe_Ktchn_CFL_Yr | Lighting | FRACTION | Wknd | 2014-01-01 | 2014-01-04 | Hourly | 0.05 | 0.05 | 0.05 | 0.05 | 0.05 | 0.05 | 0.05 | 0.05 | 0.05 | 0.05 | 0.45 | 0.45 | 0.45 | 0.45 | 0.05 | 0.05 | 0.05 | 0.05 | 0.05 | 0.05 | 0.05 | 0.05 | 0.05 | 0.05 | From eQ_Lib.dat in MASControl 2017
D17_ESe_Ktchn_CFL_Yr | Lighting | FRACTION | Default¦Wkdy | 2014-01-05 | 2014-04-03 | Hourly | 0.05 | 0.05 | 0.05 | 0.05 | 0.05 | 0.05 | 0.05 | 0.05 | 0.05 | 0.05 | 1 | 1 | 1 | 1 | 0.05 | 0.05 | 0.05 | 0.05 | 0.05 | 0.05 | 0.05 | 0.05 | 0.05 | 0.05 | From eQ_Lib.dat in MASControl 2017
D17_ESe_Ktchn_CFL_Yr | Lighting | FRACTION | Wknd | 2014-01-05 | 2014-04-03 | Hourly | 0.05 | 0.05 | 0.05 | 0.05 | 0.05 | 0.05 | 0.05 | 0.05 | 0.05 | 0.05 | 0.45 | 0.45 | 0.45 | 0.45 | 0.05 | 0.05 | 0.05 | 0.05 | 0.05 | 0.05 | 0.05 | 0.05 | 0.05 | 0.05 | From eQ_Lib.dat in MASControl 2017
D17_ESe_Ktchn_CFL_Yr | Lighting | FRACTION | Default¦Wkdy | 2014-04-04 | 2014-04-12 | Hourly | 0.05 | 0.05 | 0.05 | 0.05 | 0.05 | 0.05 | 0.05 | 0.05 | 0.05 | 0.05 | 1 | 1 | 1 | 1 | 0.05 | 0.05 | 0.05 | 0.05 | 0.05 | 0.05 | 0.05 | 0.05 | 0.05 | 0.05 | From eQ_Lib.dat in MASControl 2017
D17_ESe_Ktchn_CFL_Yr | Lighting | FRACTION | Wknd | 2014-04-04 | 2014-04-12 | Hourly | 0.05 | 0.05 | 0.05 | 0.05 | 0.05 | 0.05 | 0.05 | 0.05 | 0.05 | 0.05 | 0.45 | 0.45 | 0.45 | 0.45 | 0.05 | 0.05 | 0.05 | 0.05 | 0.05 | 0.05 | 0.05 | 0.05 | 0.05 | 0.05 | From eQ_Lib.dat in MASControl 2017
D17_ESe_Ktchn_CFL_Yr | Lighting | FRACTION | Default¦Wkdy | 2014-04-13 | 2014-06-12 | Hourly | 0.05 | 0.05 | 0.05 | 0.05 | 0.05 | 0.05 | 0.05 | 0.05 | 0.05 | 0.05 | 1 | 1 | 1 | 1 | 0.05 | 0.05 | 0.05 | 0.05 | 0.05 | 0.05 | 0.05 | 0.05 | 0.05 | 0.05 | From eQ_Lib.dat in MASControl 2017
D17_ESe_Ktchn_CFL_Yr | Lighting | FRACTION | Wknd | 2014-04-13 | 2014-06-12 | Hourly | 0.05 | 0.05 | 0.05 | 0.05 | 0.05 | 0.05 | 0.05 | 0.05 | 0.05 | 0.05 | 0.45 | 0.45 | 0.45 | 0.45 | 0.05 | 0.05 | 0.05 | 0.05 | 0.05 | 0.05 | 0.05 | 0.05 | 0.05 | 0.05 | From eQ_Lib.dat in MASControl 2017
D17_ESe_Ktchn_CFL_Yr | Lighting | FRACTION | Default¦Wkdy | 2014-06-13 | 2014-08-16 | Hourly | 0.05 | 0.05 | 0.05 | 0.05 | 0.05 | 0.05 | 0.05 | 0.05 | 0.05 | 0.05 | 1 | 1 | 1 | 1 | 0.05 | 0.05 | 0.05 | 0.05 | 0.05 | 0.05 | 0.05 | 0.05 | 0.05 | 0.05 | From eQ_Lib.dat in MASControl 2017
D17_ESe_Ktchn_CFL_Yr | Lighting | FRACTION | Wknd | 2014-06-13 | 2014-08-16 | Hourly | 0.05 | 0.05 | 0.05 | 0.05 | 0.05 | 0.05 | 0.05 | 0.05 | 0.05 | 0.05 | 0.45 | 0.45 | 0.45 | 0.45 | 0.05 | 0.05 | 0.05 | 0.05 | 0.05 | 0.05 | 0.05 | 0.05 | 0.05 | 0.05 | From eQ_Lib.dat in MASControl 2017
D17_ESe_Ktchn_CFL_Yr | Lighting | FRACTION | Default¦Wkdy | 2014-08-17 | 2014-12-11 | Hourly | 0.05 | 0.05 | 0.05 | 0.05 | 0.05 | 0.05 | 0.05 | 0.05 | 0.05 | 0.05 | 1 | 1 | 1 | 1 | 0.05 | 0.05 | 0.05 | 0.05 | 0.05 | 0.05 | 0.05 | 0.05 | 0.05 | 0.05 | From eQ_Lib.dat in MASControl 2017
D17_ESe_Ktchn_CFL_Yr | Lighting | FRACTION | Wknd | 2014-08-17 | 2014-12-11 | Hourly | 0.05 | 0.05 | 0.05 | 0.05 | 0.05 | 0.05 | 0.05 | 0.05 | 0.05 | 0.05 | 0.45 | 0.45 | 0.45 | 0.45 | 0.05 | 0.05 | 0.05 | 0.05 | 0.05 | 0.05 | 0.05 | 0.05 | 0.05 | 0.05 | From eQ_Lib.dat in MASControl 2017
D17_ESe_Ktchn_CFL_Yr | Lighting | FRACTION | Default¦Wkdy | 2014-12-12 | 2014-12-31 | Hourly | 0.05 | 0.05 | 0.05 | 0.05 | 0.05 | 0.05 | 0.05 | 0.05 | 0.05 | 0.05 | 1 | 1 | 1 | 1 | 0.05 | 0.05 | 0.05 | 0.05 | 0.05 | 0.05 | 0.05 | 0.05 | 0.05 | 0.05 | From eQ_Lib.dat in MASControl 2017
D17_ESe_Ktchn_CFL_Yr | Lighting | FRACTION | Wknd | 2014-12-12 | 2014-12-31 | Hourly | 0.05 | 0.05 | 0.05 | 0.05 | 0.05 | 0.05 | 0.05 | 0.05 | 0.05 | 0.05 | 0.45 | 0.45 | 0.45 | 0.45 | 0.05 | 0.05 | 0.05 | 0.05 | 0.05 | 0.05 | 0.05 | 0.05 | 0.05 | 0.05 | From eQ_Lib.dat in MASControl 2017
D17_ESe_Ktchn_CFL_Yr | Lighting | FRACTION | WntrDsn | 2014-01-01 | 2014-12-31 | Constant | 0 | [23 empty] | From eQ_Lib.dat in MASControl 2017
D17_ESe_Ktchn_CFL_Yr | Lighting | FRACTION | SmrDsn | 2014-01-01 | 2014-12-31 | Constant | 1 | [23 empty] | From eQ_Lib.dat in MASControl 2017
D17_ESe_Ktchn_CFL_Yr | Lighting | FRACTION | Hol | 2014-01-01 | 2014-12-31 | Constant | 0.05 | [23 empty] | From eQ_Lib.dat in MASControl 2017
D17_ESe_Ktchn_Elec_Yr | Equipment | FRACTION | Default¦Wkdy | 2014-01-01 | 2014-01-04 | Constant | 0 | [23 empty] | From eQ_Lib.dat in MASControl 2017
D17_ESe_Ktchn_Elec_Yr | Equipment | FRACTION | Wknd | 2014-01-01 | 2014-01-04 | Constant | 0 | [23 empty] | From eQ_Lib.dat in MASControl 2017
D17_ESe_Ktchn_Elec_Yr | Equipment | FRACTION | Default¦Wkdy | 2014-01-05 | 2014-04-03 | Hourly | 0.05 | 0.05 | 0.05 | 0.05 | 0.05 | 0.05 | 0.1 | 0.1 | 0.15 | 0.15 | 0.25 | 0.25 | 0.25 | 0.15 | 0.15 | 0.1 | 0.1 | 0.1 | 0.1 | 0.1 | 0.1 | 0.05 | 0.05 | 0.05 | From eQ_Lib.dat in MASControl 2017
D17_ESe_Ktchn_Elec_Yr | Equipment | FRACTION | Wknd | 2014-01-05 | 2014-04-03 | Hourly | 0.05 | 0.05 | 0.05 | 0.05 | 0.05 | 0.05 | 0.1 | 0.1 | 0.1 | 0.1 | 0.1 | 0.1 | 0.1 | 0.1 | 0.1 | 0.1 | 0.1 | 0.1 | 0.1 | 0.1 | 0.1 | 0.05 | 0.05 | 0.05 | From eQ_Lib.dat in MASControl 2017
D17_ESe_Ktchn_Elec_Yr | Equipment | FRACTION | Default¦Wkdy | 2014-04-04 | 2014-04-12 | Constant | 0 | [23 empty] | From eQ_Lib.dat in MASControl 2017
D17_ESe_Ktchn_Elec_Yr | Equipment | FRACTION | Wknd | 2014-04-04 | 2014-04-12 | Constant | 0 | [23 empty] | From eQ_Lib.dat in MASControl 2017
D17_ESe_Ktchn_Elec_Yr | Equipment | FRACTION | Default¦Wkdy | 2014-04-13 | 2014-06-12 | Hourly | 0.05 | 0.05 | 0.05 | 0.05 | 0.05 | 0.05 | 0.1 | 0.1 | 0.15 | 0.15 | 0.25 | 0.25 | 0.25 | 0.15 | 0.15 | 0.1 | 0.1 | 0.1 | 0.1 | 0.1 | 0.1 | 0.05 | 0.05 | 0.05 | From eQ_Lib.dat in MASControl 2017
D17_ESe_Ktchn_Elec_Yr | Equipment | FRACTION | Wknd | 2014-04-13 | 2014-06-12 | Hourly | 0.05 | 0.05 | 0.05 | 0.05 | 0.05 | 0.05 | 0.1 | 0.1 | 0.1 | 0.1 | 0.1 | 0.1 | 0.1 | 0.1 | 0.1 | 0.1 | 0.1 | 0.1 | 0.1 | 0.1 | 0.1 | 0.05 | 0.05 | 0.05 | From eQ_Lib.dat in MASControl 2017
D17_ESe_Ktchn_Elec_Yr | Equipment | FRACTION | Default¦Wkdy | 2014-06-13 | 2014-08-16 | Constant | 0 | [23 empty] | From eQ_Lib.dat in MASControl 2017
D17_ESe_Ktchn_Elec_Yr | Equipment | FRACTION | Wknd | 2014-06-13 | 2014-08-16 | Constant | 0 | [23 empty] | From eQ_Lib.dat in MASControl 2017
D17_ESe_Ktchn_Elec_Yr | Equipment | FRACTION | Default¦Wkdy | 2014-08-17 | 2014-12-11 | Hourly | 0.05 | 0.05 | 0.05 | 0.05 | 0.05 | 0.05 | 0.1 | 0.1 | 0.15 | 0.15 | 0.25 | 0.25 | 0.25 | 0.15 | 0.15 | 0.1 | 0.1 | 0.1 | 0.1 | 0.1 | 0.1 | 0.05 | 0.05 | 0.05 | From eQ_Lib.dat in MASControl 2017
D17_ESe_Ktchn_Elec_Yr | Equipment | FRACTION | Wknd | 2014-08-17 | 2014-12-11 | Hourly | 0.05 | 0.05 | 0.05 | 0.05 | 0.05 | 0.05 | 0.1 | 0.1 | 0.1 | 0.1 | 0.1 | 0.1 | 0.1 | 0.1 | 0.1 | 0.1 | 0.1 | 0.1 | 0.1 | 0.1 | 0.1 | 0.05 | 0.05 | 0.05 | From eQ_Lib.dat in MASControl 2017
D17_ESe_Ktchn_Elec_Yr | Equipment | FRACTION | Default¦Wkdy | 2014-12-12 | 2014-12-31 | Constant | 0 | [23 empty] | From eQ_Lib.dat in MASControl 2017
D17_ESe_Ktchn_Elec_Yr | Equipment | FRACTION | Wknd | 2014-12-12 | 2014-12-31 | Constant | 0 | [23 empty] | From eQ_Lib.dat in MASControl 2017
D17_ESe_Ktchn_Elec_Yr | Equipment | FRACTION | WntrDsn | 2014-01-01 | 2014-12-31 | Constant | 0 | [23 empty] | From eQ_Lib.dat in MASControl 2017
D17_ESe_Ktchn_Elec_Yr | Equipment | FRACTION | SmrDsn | 2014-01-01 | 2014-12-31 | Constant | 1 | [23 empty] | From eQ_Lib.dat in MASControl 2017
D17_ESe_Ktchn_Elec_Yr | Equipment | FRACTION | Hol | 2014-01-01 | 2014-12-31 | Constant | 0 | [23 empty] | From eQ_Lib.dat in MASControl 2017
D17_ESe_Ktchn_Gas_Yr | Equipment | FRACTION | SmrDsn | 2014-01-01 | 2014-01-04 | Constant | 1 | [23 empty] | From eQ_Lib.dat in MASControl 2017
D17_ESe_Ktchn_Gas_Yr | Equipment | FRACTION | WntrDsn | 2014-01-01 | 2014-01-04 | Constant | 0 | [23 empty] | From eQ_Lib.dat in MASControl 2017
D17_ESe_Ktchn_Gas_Yr | Equipment | FRACTION | Default | 2014-01-01 | 2014-01-04 | Constant | 0 | [23 empty] | From eQ_Lib.dat in MASControl 2017
D17_ESe_Ktchn_Gas_Yr | Equipment | FRACTION | Default¦Wkdy | 2014-01-05 | 2014-04-03 | Hourly | 0.02 | 0.02 | 0.02 | 0.02 | 0.02 | 0.02 | 0.02 | 0.02 | 0.15 | 0.15 | 0.2 | 0.2 | 0.2 | 0.1 | 0.1 | 0.02 | 0.02 | 0.02 | 0.02 | 0.02 | 0.02 | 0.02 | 0.02 | 0.02 | From eQ_Lib.dat in MASControl 2017
D17_ESe_Ktchn_Gas_Yr | Equipment | FRACTION | Wknd | 2014-01-05 | 2014-04-03 | Constant | 0.02 | [23 empty] | From eQ_Lib.dat in MASControl 2017
D17_ESe_Ktchn_Gas_Yr | Equipment | FRACTION | SmrDsn | 2014-04-04 | 2014-04-12 | Constant | 1 | [23 empty] | From eQ_Lib.dat in MASControl 2017
D17_ESe_Ktchn_Gas_Yr | Equipment | FRACTION | WntrDsn | 2014-04-04 | 2014-04-12 | Constant | 0 | [23 empty] | From eQ_Lib.dat in MASControl 2017
D17_ESe_Ktchn_Gas_Yr | Equipment | FRACTION | Default | 2014-04-04 | 2014-04-12 | Constant | 0 | [23 empty] | From eQ_Lib.dat in MASControl 2017
D17_ESe_Ktchn_Gas_Yr | Equipment | FRACTION | Default¦Wkdy | 2014-04-13 | 2014-06-12 | Hourly | 0.02 | 0.02 | 0.02 | 0.02 | 0.02 | 0.02 | 0.02 | 0.02 | 0.15 | 0.15 | 0.2 | 0.2 | 0.2 | 0.1 | 0.1 | 0.02 | 0.02 | 0.02 | 0.02 | 0.02 | 0.02 | 0.02 | 0.02 | 0.02 | From eQ_Lib.dat in MASControl 2017
D17_ESe_Ktchn_Gas_Yr | Equipment | FRACTION | Wknd | 2014-04-13 | 2014-06-12 | Constant | 0.02 | [23 empty] | From eQ_Lib.dat in MASControl 2017
D17_ESe_Ktchn_Gas_Yr | Equipment | FRACTION | SmrDsn | 2014-06-13 | 2014-08-16 | Constant | 1 | [23 empty] | From eQ_Lib.dat in MASControl 2017
D17_ESe_Ktchn_Gas_Yr | Equipment | FRACTION | WntrDsn | 2014-06-13 | 2014-08-16 | Constant | 0 | [23 empty] | From eQ_Lib.dat in MASControl 2017
D17_ESe_Ktchn_Gas_Yr | Equipment | FRACTION | Default | 2014-06-13 | 2014-08-16 | Constant | 0 | [23 empty] | From eQ_Lib.dat in MASControl 2017
D17_ESe_Ktchn_Gas_Yr | Equipment | FRACTION | Default¦Wkdy | 2014-08-17 | 2014-12-11 | Hourly | 0.02 | 0.02 | 0.02 | 0.02 | 0.02 | 0.02 | 0.02 | 0.02 | 0.15 | 0.15 | 0.2 | 0.2 | 0.2 | 0.1 | 0.1 | 0.02 | 0.02 | 0.02 | 0.02 | 0.02 | 0.02 | 0.02 | 0.02 | 0.02 | From eQ_Lib.dat in MASControl 2017
D17_ESe_Ktchn_Gas_Yr | Equipment | FRACTION | Wknd | 2014-08-17 | 2014-12-11 | Constant | 0.02 | [23 empty] | From eQ_Lib.dat in MASControl 2017
D17_ESe_Ktchn_Gas_Yr | Equipment | FRACTION | SmrDsn | 2014-12-12 | 2014-12-31 | Constant | 1 | [23 empty] | From eQ_Lib.dat in MASControl 2017
D17_ESe_Ktchn_Gas_Yr | Equipment | FRACTION | WntrDsn | 2014-12-12 | 2014-12-31 | Constant | 0 | [23 empty] | From eQ_Lib.dat in MASControl 2017
D17_ESe_Ktchn_Gas_Yr | Equipment | FRACTION | Default | 2014-12-12 | 2014-12-31 | Constant | 0 | [23 empty] | From eQ_Lib.dat in MASControl 2017
D17_ESe_Ktchn_Gas_Yr | Equipment | FRACTION | WntrDsn | 2014-01-01 | 2014-12-31 | Constant | 0 | [23 empty] | From eQ_Lib.dat in MASControl 2017
D17_ESe_Ktchn_Gas_Yr | Equipment | FRACTION | SmrDsn | 2014-01-01 | 2014-12-31 | Constant | 1 | [23 empty] | From eQ_Lib.dat in MASControl 2017
D17_ESe_Ktchn_Gas_Yr | Equipment | FRACTION | Hol | 2014-01-01 | 2014-12-31 | Constant | 0.02 | [23 empty] | From eQ_Lib.dat in MASControl 2017
D17_ESe_Ktchn_LF_Yr | Lighting | FRACTION | Default¦Wkdy | 2014-01-01 | 2014-01-04 | Hourly | 0.05 | 0.05 | 0.05 | 0.05 | 0.05 | 0.05 | 0.05 | 0.05 | 0.05 | 0.05 | 1 | 1 | 1 | 1 | 0.05 | 0.05 | 0.05 | 0.05 | 0.05 | 0.05 | 0.05 | 0.05 | 0.05 | 0.05 | From eQ_Lib.dat in MASControl 2017
D17_ESe_Ktchn_LF_Yr | Lighting | FRACTION | Wknd | 2014-01-01 | 2014-01-04 | Hourly | 0.05 | 0.05 | 0.05 | 0.05 | 0.05 | 0.05 | 0.05 | 0.05 | 0.05 | 0.05 | 0.45 | 0.45 | 0.45 | 0.45 | 0.05 | 0.05 | 0.05 | 0.05 | 0.05 | 0.05 | 0.05 | 0.05 | 0.05 | 0.05 | From eQ_Lib.dat in MASControl 2017
D17_ESe_Ktchn_LF_Yr | Lighting | FRACTION | Default¦Wkdy | 2014-01-05 | 2014-04-03 | Hourly | 0.05 | 0.05 | 0.05 | 0.05 | 0.05 | 0.05 | 0.05 | 0.05 | 0.05 | 0.05 | 1 | 1 | 1 | 1 | 0.05 | 0.05 | 0.05 | 0.05 | 0.05 | 0.05 | 0.05 | 0.05 | 0.05 | 0.05 | From eQ_Lib.dat in MASControl 2017
D17_ESe_Ktchn_LF_Yr | Lighting | FRACTION | Wknd | 2014-01-05 | 2014-04-03 | Hourly | 0.05 | 0.05 | 0.05 | 0.05 | 0.05 | 0.05 | 0.05 | 0.05 | 0.05 | 0.05 | 0.45 | 0.45 | 0.45 | 0.45 | 0.05 | 0.05 | 0.05 | 0.05 | 0.05 | 0.05 | 0.05 | 0.05 | 0.05 | 0.05 | From eQ_Lib.dat in MASControl 2017
D17_ESe_Ktchn_LF_Yr | Lighting | FRACTION | Default¦Wkdy | 2014-04-04 | 2014-04-12 | Hourly | 0.05 | 0.05 | 0.05 | 0.05 | 0.05 | 0.05 | 0.05 | 0.05 | 0.05 | 0.05 | 1 | 1 | 1 | 1 | 0.05 | 0.05 | 0.05 | 0.05 | 0.05 | 0.05 | 0.05 | 0.05 | 0.05 | 0.05 | From eQ_Lib.dat in MASControl 2017
D17_ESe_Ktchn_LF_Yr | Lighting | FRACTION | Wknd | 2014-04-04 | 2014-04-12 | Hourly | 0.05 | 0.05 | 0.05 | 0.05 | 0.05 | 0.05 | 0.05 | 0.05 | 0.05 | 0.05 | 0.45 | 0.45 | 0.45 | 0.45 | 0.05 | 0.05 | 0.05 | 0.05 | 0.05 | 0.05 | 0.05 | 0.05 | 0.05 | 0.05 | From eQ_Lib.dat in MASControl 2017
D17_ESe_Ktchn_LF_Yr | Lighting | FRACTION | Default¦Wkdy | 2014-04-13 | 2014-06-12 | Hourly | 0.05 | 0.05 | 0.05 | 0.05 | 0.05 | 0.05 | 0.05 | 0.05 | 0.05 | 0.05 | 1 | 1 | 1 | 1 | 0.05 | 0.05 | 0.05 | 0.05 | 0.05 | 0.05 | 0.05 | 0.05 | 0.05 | 0.05 | From eQ_Lib.dat in MASControl 2017
D17_ESe_Ktchn_LF_Yr | Lighting | FRACTION | Wknd | 2014-04-13 | 2014-06-12 | Hourly | 0.05 | 0.05 | 0.05 | 0.05 | 0.05 | 0.05 | 0.05 | 0.05 | 0.05 | 0.05 | 0.45 | 0.45 | 0.45 | 0.45 | 0.05 | 0.05 | 0.05 | 0.05 | 0.05 | 0.05 | 0.05 | 0.05 | 0.05 | 0.05 | From eQ_Lib.dat in MASControl 2017
D17_ESe_Ktchn_LF_Yr | Lighting | FRACTION | Default¦Wkdy | 2014-06-13 | 2014-08-16 | Hourly | 0.05 | 0.05 | 0.05 | 0.05 | 0.05 | 0.05 | 0.05 | 0.05 | 0.05 | 0.05 | 1 | 1 | 1 | 1 | 0.05 | 0.05 | 0.05 | 0.05 | 0.05 | 0.05 | 0.05 | 0.05 | 0.05 | 0.05 | From eQ_Lib.dat in MASControl 2017
D17_ESe_Ktchn_LF_Yr | Lighting | FRACTION | Wknd | 2014-06-13 | 2014-08-16 | Hourly | 0.05 | 0.05 | 0.05 | 0.05 | 0.05 | 0.05 | 0.05 | 0.05 | 0.05 | 0.05 | 0.45 | 0.45 | 0.45 | 0.45 | 0.05 | 0.05 | 0.05 | 0.05 | 0.05 | 0.05 | 0.05 | 0.05 | 0.05 | 0.05 | From eQ_Lib.dat in MASControl 2017
D17_ESe_Ktchn_LF_Yr | Lighting | FRACTION | Default¦Wkdy | 2014-08-17 | 2014-12-11 | Hourly | 0.05 | 0.05 | 0.05 | 0.05 | 0.05 | 0.05 | 0.05 | 0.05 | 0.05 | 0.05 | 1 | 1 | 1 | 1 | 0.05 | 0.05 | 0.05 | 0.05 | 0.05 | 0.05 | 0.05 | 0.05 | 0.05 | 0.05 | From eQ_Lib.dat in MASControl 2017
D17_ESe_Ktchn_LF_Yr | Lighting | FRACTION | Wknd | 2014-08-17 | 2014-12-11 | Hourly | 0.05 | 0.05 | 0.05 | 0.05 | 0.05 | 0.05 | 0.05 | 0.05 | 0.05 | 0.05 | 0.45 | 0.45 | 0.45 | 0.45 | 0.05 | 0.05 | 0.05 | 0.05 | 0.05 | 0.05 | 0.05 | 0.05 | 0.05 | 0.05 | From eQ_Lib.dat in MASControl 2017
D17_ESe_Ktchn_LF_Yr | Lighting | FRACTION | Default¦Wkdy | 2014-12-12 | 2014-12-31 | Hourly | 0.05 | 0.05 | 0.05 | 0.05 | 0.05 | 0.05 | 0.05 | 0.05 | 0.05 | 0.05 | 1 | 1 | 1 | 1 | 0.05 | 0.05 | 0.05 | 0.05 | 0.05 | 0.05 | 0.05 | 0.05 | 0.05 | 0.05 | From eQ_Lib.dat in MASControl 2017
D17_ESe_Ktchn_LF_Yr | Lighting | FRACTION | Wknd | 2014-12-12 | 2014-12-31 | Hourly | 0.05 | 0.05 | 0.05 | 0.05 | 0.05 | 0.05 | 0.05 | 0.05 | 0.05 | 0.05 | 0.45 | 0.45 | 0.45 | 0.45 | 0.05 | 0.05 | 0.05 | 0.05 | 0.05 | 0.05 | 0.05 | 0.05 | 0.05 | 0.05 | From eQ_Lib.dat in MASControl 2017
D17_ESe_Ktchn_LF_Yr | Lighting | FRACTION | WntrDsn | 2014-01-01 | 2014-12-31 | Constant | 0 | [23 empty] | From eQ_Lib.dat in MASControl 2017
D17_ESe_Ktchn_LF_Yr | Lighting | FRACTION | SmrDsn | 2014-01-01 | 2014-12-31 | Constant | 1 | [23 empty] | From eQ_Lib.dat in MASControl 2017
D17_ESe_Ktchn_LF_Yr | Lighting | FRACTION | Hol | 2014-01-01 | 2014-12-31 | Constant | 0.05 | [23 empty] | From eQ_Lib.dat in MASControl 2017
D17_ESe_LibRdg_CFL_Yr | Lighting | FRACTION | Default¦Wkdy | 2014-01-01 | 2014-01-04 | Hourly | 0.05 | 0.05 | 0.05 | 0.05 | 0.05 | 0.3 | 0.3 | 0.3 | 0.75 | 0.75 | 0.75 | 0.75 | 0.75 | 0.75 | 0.75 | 0.75 | 0.75 | 0.05 | 0.05 | 0.05 | 0.05 | 0.05 | 0.05 | 0.05 | From eQ_Lib.dat in MASControl 2017
D17_ESe_LibRdg_CFL_Yr | Lighting | FRACTION | Wknd | 2014-01-01 | 2014-01-04 | Hourly | 0.05 | 0.05 | 0.05 | 0.05 | 0.05 | 0.1553 | 0.1553 | 0.1553 | 0.45 | 0.45 | 0.45 | 0.45 | 0.45 | 0.45 | 0.45 | 0.45 | 0.45 | 0.05 | 0.05 | 0.05 | 0.05 | 0.05 | 0.05 | 0.05 | From eQ_Lib.dat in MASControl 2017
D17_ESe_LibRdg_CFL_Yr | Lighting | FRACTION | Default¦Wkdy | 2014-01-05 | 2014-04-03 | Hourly | 0.05 | 0.05 | 0.05 | 0.05 | 0.05 | 0.3 | 0.3 | 0.3 | 0.75 | 0.75 | 0.75 | 0.75 | 0.75 | 0.75 | 0.75 | 0.75 | 0.75 | 0.05 | 0.05 | 0.05 | 0.05 | 0.05 | 0.05 | 0.05 | From eQ_Lib.dat in MASControl 2017
D17_ESe_LibRdg_CFL_Yr | Lighting | FRACTION | Wknd | 2014-01-05 | 2014-04-03 | Hourly | 0.05 | 0.05 | 0.05 | 0.05 | 0.05 | 0.1553 | 0.1553 | 0.1553 | 0.45 | 0.45 | 0.45 | 0.45 | 0.45 | 0.45 | 0.45 | 0.45 | 0.45 | 0.05 | 0.05 | 0.05 | 0.05 | 0.05 | 0.05 | 0.05 | From eQ_Lib.dat in MASControl 2017
D17_ESe_LibRdg_CFL_Yr | Lighting | FRACTION | Default¦Wkdy | 2014-04-04 | 2014-04-12 | Hourly | 0.05 | 0.05 | 0.05 | 0.05 | 0.05 | 0.3 | 0.3 | 0.3 | 0.75 | 0.75 | 0.75 | 0.75 | 0.75 | 0.75 | 0.75 | 0.75 | 0.75 | 0.05 | 0.05 | 0.05 | 0.05 | 0.05 | 0.05 | 0.05 | From eQ_Lib.dat in MASControl 2017
D17_ESe_LibRdg_CFL_Yr | Lighting | FRACTION | Wknd | 2014-04-04 | 2014-04-12 | Hourly | 0.05 | 0.05 | 0.05 | 0.05 | 0.05 | 0.1553 | 0.1553 | 0.1553 | 0.45 | 0.45 | 0.45 | 0.45 | 0.45 | 0.45 | 0.45 | 0.45 | 0.45 | 0.05 | 0.05 | 0.05 | 0.05 | 0.05 | 0.05 | 0.05 | From eQ_Lib.dat in MASControl 2017
D17_ESe_LibRdg_CFL_Yr | Lighting | FRACTION | Default¦Wkdy | 2014-04-13 | 2014-06-12 | Hourly | 0.05 | 0.05 | 0.05 | 0.05 | 0.05 | 0.3 | 0.3 | 0.3 | 0.75 | 0.75 | 0.75 | 0.75 | 0.75 | 0.75 | 0.75 | 0.75 | 0.75 | 0.05 | 0.05 | 0.05 | 0.05 | 0.05 | 0.05 | 0.05 | From eQ_Lib.dat in MASControl 2017
D17_ESe_LibRdg_CFL_Yr | Lighting | FRACTION | Wknd | 2014-04-13 | 2014-06-12 | Hourly | 0.05 | 0.05 | 0.05 | 0.05 | 0.05 | 0.1553 | 0.1553 | 0.1553 | 0.45 | 0.45 | 0.45 | 0.45 | 0.45 | 0.45 | 0.45 | 0.45 | 0.45 | 0.05 | 0.05 | 0.05 | 0.05 | 0.05 | 0.05 | 0.05 | From eQ_Lib.dat in MASControl 2017
D17_ESe_LibRdg_CFL_Yr | Lighting | FRACTION | Default¦Wkdy | 2014-06-13 | 2014-08-16 | Hourly | 0.05 | 0.05 | 0.05 | 0.05 | 0.05 | 0.3 | 0.3 | 0.3 | 0.75 | 0.75 | 0.75 | 0.75 | 0.75 | 0.75 | 0.75 | 0.75 | 0.75 | 0.05 | 0.05 | 0.05 | 0.05 | 0.05 | 0.05 | 0.05 | From eQ_Lib.dat in MASControl 2017
D17_ESe_LibRdg_CFL_Yr | Lighting | FRACTION | Wknd | 2014-06-13 | 2014-08-16 | Hourly | 0.05 | 0.05 | 0.05 | 0.05 | 0.05 | 0.1553 | 0.1553 | 0.1553 | 0.45 | 0.45 | 0.45 | 0.45 | 0.45 | 0.45 | 0.45 | 0.45 | 0.45 | 0.05 | 0.05 | 0.05 | 0.05 | 0.05 | 0.05 | 0.05 | From eQ_Lib.dat in MASControl 2017
D17_ESe_LibRdg_CFL_Yr | Lighting | FRACTION | Default¦Wkdy | 2014-08-17 | 2014-12-11 | Hourly | 0.05 | 0.05 | 0.05 | 0.05 | 0.05 | 0.3 | 0.3 | 0.3 | 0.75 | 0.75 | 0.75 | 0.75 | 0.75 | 0.75 | 0.75 | 0.75 | 0.75 | 0.05 | 0.05 | 0.05 | 0.05 | 0.05 | 0.05 | 0.05 | From eQ_Lib.dat in MASControl 2017
D17_ESe_LibRdg_CFL_Yr | Lighting | FRACTION | Wknd | 2014-08-17 | 2014-12-11 | Hourly | 0.05 | 0.05 | 0.05 | 0.05 | 0.05 | 0.1553 | 0.1553 | 0.1553 | 0.45 | 0.45 | 0.45 | 0.45 | 0.45 | 0.45 | 0.45 | 0.45 | 0.45 | 0.05 | 0.05 | 0.05 | 0.05 | 0.05 | 0.05 | 0.05 | From eQ_Lib.dat in MASControl 2017
D17_ESe_LibRdg_CFL_Yr | Lighting | FRACTION | Default¦Wkdy | 2014-12-12 | 2014-12-31 | Hourly | 0.05 | 0.05 | 0.05 | 0.05 | 0.05 | 0.3 | 0.3 | 0.3 | 0.75 | 0.75 | 0.75 | 0.75 | 0.75 | 0.75 | 0.75 | 0.75 | 0.75 | 0.05 | 0.05 | 0.05 | 0.05 | 0.05 | 0.05 | 0.05 | From eQ_Lib.dat in MASControl 2017
D17_ESe_LibRdg_CFL_Yr | Lighting | FRACTION | Wknd | 2014-12-12 | 2014-12-31 | Hourly | 0.05 | 0.05 | 0.05 | 0.05 | 0.05 | 0.1553 | 0.1553 | 0.1553 | 0.45 | 0.45 | 0.45 | 0.45 | 0.45 | 0.45 | 0.45 | 0.45 | 0.45 | 0.05 | 0.05 | 0.05 | 0.05 | 0.05 | 0.05 | 0.05 | From eQ_Lib.dat in MASControl 2017
D17_ESe_LibRdg_CFL_Yr | Lighting | FRACTION | WntrDsn | 2014-01-01 | 2014-12-31 | Constant | 0 | [23 empty] | From eQ_Lib.dat in MASControl 2017
D17_ESe_LibRdg_CFL_Yr | Lighting | FRACTION | SmrDsn | 2014-01-01 | 2014-12-31 | Constant | 1 | [23 empty] | From eQ_Lib.dat in MASControl 2017
D17_ESe_LibRdg_CFL_Yr | Lighting | FRACTION | Hol | 2014-01-01 | 2014-12-31 | Constant | 0.05 | [23 empty] | From eQ_Lib.dat in MASControl 2017
D17_ESe_LibRdg_LF_Yr | Lighting | FRACTION | Default¦Wkdy | 2014-01-01 | 2014-01-04 | Hourly | 0.05 | 0.05 | 0.05 | 0.05 | 0.05 | 0.3 | 0.3 | 0.3 | 0.75 | 0.75 | 0.75 | 0.75 | 0.75 | 0.75 | 0.75 | 0.75 | 0.75 | 0.05 | 0.05 | 0.05 | 0.05 | 0.05 | 0.05 | 0.05 | From eQ_Lib.dat in MASControl 2017
D17_ESe_LibRdg_LF_Yr | Lighting | FRACTION | Wknd | 2014-01-01 | 2014-01-04 | Hourly | 0.05 | 0.05 | 0.05 | 0.05 | 0.05 | 0.1553 | 0.1553 | 0.1553 | 0.45 | 0.45 | 0.45 | 0.45 | 0.45 | 0.45 | 0.45 | 0.45 | 0.45 | 0.05 | 0.05 | 0.05 | 0.05 | 0.05 | 0.05 | 0.05 | From eQ_Lib.dat in MASControl 2017
D17_ESe_LibRdg_LF_Yr | Lighting | FRACTION | Default¦Wkdy | 2014-01-05 | 2014-04-03 | Hourly | 0.05 | 0.05 | 0.05 | 0.05 | 0.05 | 0.3 | 0.3 | 0.3 | 0.75 | 0.75 | 0.75 | 0.75 | 0.75 | 0.75 | 0.75 | 0.75 | 0.75 | 0.05 | 0.05 | 0.05 | 0.05 | 0.05 | 0.05 | 0.05 | From eQ_Lib.dat in MASControl 2017
D17_ESe_LibRdg_LF_Yr | Lighting | FRACTION | Wknd | 2014-01-05 | 2014-04-03 | Hourly | 0.05 | 0.05 | 0.05 | 0.05 | 0.05 | 0.1553 | 0.1553 | 0.1553 | 0.45 | 0.45 | 0.45 | 0.45 | 0.45 | 0.45 | 0.45 | 0.45 | 0.45 | 0.05 | 0.05 | 0.05 | 0.05 | 0.05 | 0.05 | 0.05 | From eQ_Lib.dat in MASControl 2017
D17_ESe_LibRdg_LF_Yr | Lighting | FRACTION | Default¦Wkdy | 2014-04-04 | 2014-04-12 | Hourly | 0.05 | 0.05 | 0.05 | 0.05 | 0.05 | 0.3 | 0.3 | 0.3 | 0.75 | 0.75 | 0.75 | 0.75 | 0.75 | 0.75 | 0.75 | 0.75 | 0.75 | 0.05 | 0.05 | 0.05 | 0.05 | 0.05 | 0.05 | 0.05 | From eQ_Lib.dat in MASControl 2017
D17_ESe_LibRdg_LF_Yr | Lighting | FRACTION | Wknd | 2014-04-04 | 2014-04-12 | Hourly | 0.05 | 0.05 | 0.05 | 0.05 | 0.05 | 0.1553 | 0.1553 | 0.1553 | 0.45 | 0.45 | 0.45 | 0.45 | 0.45 | 0.45 | 0.45 | 0.45 | 0.45 | 0.05 | 0.05 | 0.05 | 0.05 | 0.05 | 0.05 | 0.05 | From eQ_Lib.dat in MASControl 2017
D17_ESe_LibRdg_LF_Yr | Lighting | FRACTION | Default¦Wkdy | 2014-04-13 | 2014-06-12 | Hourly | 0.05 | 0.05 | 0.05 | 0.05 | 0.05 | 0.3 | 0.3 | 0.3 | 0.75 | 0.75 | 0.75 | 0.75 | 0.75 | 0.75 | 0.75 | 0.75 | 0.75 | 0.05 | 0.05 | 0.05 | 0.05 | 0.05 | 0.05 | 0.05 | From eQ_Lib.dat in MASControl 2017
D17_ESe_LibRdg_LF_Yr | Lighting | FRACTION | Wknd | 2014-04-13 | 2014-06-12 | Hourly | 0.05 | 0.05 | 0.05 | 0.05 | 0.05 | 0.1553 | 0.1553 | 0.1553 | 0.45 | 0.45 | 0.45 | 0.45 | 0.45 | 0.45 | 0.45 | 0.45 | 0.45 | 0.05 | 0.05 | 0.05 | 0.05 | 0.05 | 0.05 | 0.05 | From eQ_Lib.dat in MASControl 2017
D17_ESe_LibRdg_LF_Yr | Lighting | FRACTION | Default¦Wkdy | 2014-06-13 | 2014-08-16 | Hourly | 0.05 | 0.05 | 0.05 | 0.05 | 0.05 | 0.3 | 0.3 | 0.3 | 0.75 | 0.75 | 0.75 | 0.75 | 0.75 | 0.75 | 0.75 | 0.75 | 0.75 | 0.05 | 0.05 | 0.05 | 0.05 | 0.05 | 0.05 | 0.05 | From eQ_Lib.dat in MASControl 2017
D17_ESe_LibRdg_LF_Yr | Lighting | FRACTION | Wknd | 2014-06-13 | 2014-08-16 | Hourly | 0.05 | 0.05 | 0.05 | 0.05 | 0.05 | 0.1553 | 0.1553 | 0.1553 | 0.45 | 0.45 | 0.45 | 0.45 | 0.45 | 0.45 | 0.45 | 0.45 | 0.45 | 0.05 | 0.05 | 0.05 | 0.05 | 0.05 | 0.05 | 0.05 | From eQ_Lib.dat in MASControl 2017
D17_ESe_LibRdg_LF_Yr | Lighting | FRACTION | Default¦Wkdy | 2014-08-17 | 2014-12-11 | Hourly | 0.05 | 0.05 | 0.05 | 0.05 | 0.05 | 0.3 | 0.3 | 0.3 | 0.75 | 0.75 | 0.75 | 0.75 | 0.75 | 0.75 | 0.75 | 0.75 | 0.75 | 0.05 | 0.05 | 0.05 | 0.05 | 0.05 | 0.05 | 0.05 | From eQ_Lib.dat in MASControl 2017
D17_ESe_LibRdg_LF_Yr | Lighting | FRACTION | Wknd | 2014-08-17 | 2014-12-11 | Hourly | 0.05 | 0.05 | 0.05 | 0.05 | 0.05 | 0.1553 | 0.1553 | 0.1553 | 0.45 | 0.45 | 0.45 | 0.45 | 0.45 | 0.45 | 0.45 | 0.45 | 0.45 | 0.05 | 0.05 | 0.05 | 0.05 | 0.05 | 0.05 | 0.05 | From eQ_Lib.dat in MASControl 2017
D17_ESe_LibRdg_LF_Yr | Lighting | FRACTION | Default¦Wkdy | 2014-12-12 | 2014-12-31 | Hourly | 0.05 | 0.05 | 0.05 | 0.05 | 0.05 | 0.3 | 0.3 | 0.3 | 0.75 | 0.75 | 0.75 | 0.75 | 0.75 | 0.75 | 0.75 | 0.75 | 0.75 | 0.05 | 0.05 | 0.05 | 0.05 | 0.05 | 0.05 | 0.05 | From eQ_Lib.dat in MASControl 2017
D17_ESe_LibRdg_LF_Yr | Lighting | FRACTION | Wknd | 2014-12-12 | 2014-12-31 | Hourly | 0.05 | 0.05 | 0.05 | 0.05 | 0.05 | 0.1553 | 0.1553 | 0.1553 | 0.45 | 0.45 | 0.45 | 0.45 | 0.45 | 0.45 | 0.45 | 0.45 | 0.45 | 0.05 | 0.05 | 0.05 | 0.05 | 0.05 | 0.05 | 0.05 | From eQ_Lib.dat in MASControl 2017
D17_ESe_LibRdg_LF_Yr | Lighting | FRACTION | WntrDsn | 2014-01-01 | 2014-12-31 | Constant | 0 | [23 empty] | From eQ_Lib.dat in MASControl 2017
D17_ESe_LibRdg_LF_Yr | Lighting | FRACTION | SmrDsn | 2014-01-01 | 2014-12-31 | Constant | 1 | [23 empty] | From eQ_Lib.dat in MASControl 2017
D17_ESe_LibRdg_LF_Yr | Lighting | FRACTION | Hol | 2014-01-01 | 2014-12-31 | Constant | 0.05 | [23 empty] | From eQ_Lib.dat in MASControl 2017
D17_ESe_Mech_CFL_Yr | Lighting | FRACTION | Default¦Wkdy | 2014-01-01 | 2014-01-04 | Hourly | 0.05 | 0.05 | 0.05 | 0.05 | 0.05 | 0.6 | 0.6 | 0.6 | 0.6 | 0.7 | 0.7 | 0.7 | 0.7 | 0.7 | 0.7 | 0.55 | 0.55 | 0.55 | 0.55 | 0.35 | 0.1 | 0.1 | 0.1 | 0.1 | From eQ_Lib.dat in MASControl 2017
D17_ESe_Mech_CFL_Yr | Lighting | FRACTION | Wknd | 2014-01-01 | 2014-01-04 | Hourly | 0.05 | 0.05 | 0.05 | 0.05 | 0.05 | 0.05 | 0.05 | 0.4 | 0.4 | 0.4 | 0.4 | 0.4 | 0.4 | 0.4 | 0.4 | 0.4 | 0.05 | 0.05 | 0.05 | 0.05 | 0.05 | 0.05 | 0.05 | 0.05 | From eQ_Lib.dat in MASControl 2017
D17_ESe_Mech_CFL_Yr | Lighting | FRACTION | Default¦Wkdy | 2014-01-05 | 2014-04-03 | Hourly | 0.05 | 0.05 | 0.05 | 0.05 | 0.05 | 0.6 | 0.6 | 0.6 | 0.6 | 0.7 | 0.7 | 0.7 | 0.7 | 0.7 | 0.7 | 0.55 | 0.55 | 0.55 | 0.55 | 0.35 | 0.1 | 0.1 | 0.1 | 0.1 | From eQ_Lib.dat in MASControl 2017
D17_ESe_Mech_CFL_Yr | Lighting | FRACTION | Wknd | 2014-01-05 | 2014-04-03 | Hourly | 0.05 | 0.05 | 0.05 | 0.05 | 0.05 | 0.05 | 0.05 | 0.4 | 0.4 | 0.4 | 0.4 | 0.4 | 0.4 | 0.4 | 0.4 | 0.4 | 0.05 | 0.05 | 0.05 | 0.05 | 0.05 | 0.05 | 0.05 | 0.05 | From eQ_Lib.dat in MASControl 2017
D17_ESe_Mech_CFL_Yr | Lighting | FRACTION | Default¦Wkdy | 2014-04-04 | 2014-04-12 | Hourly | 0.05 | 0.05 | 0.05 | 0.05 | 0.05 | 0.6 | 0.6 | 0.6 | 0.6 | 0.7 | 0.7 | 0.7 | 0.7 | 0.7 | 0.7 | 0.55 | 0.55 | 0.55 | 0.55 | 0.35 | 0.1 | 0.1 | 0.1 | 0.1 | From eQ_Lib.dat in MASControl 2017
D17_ESe_Mech_CFL_Yr | Lighting | FRACTION | Wknd | 2014-04-04 | 2014-04-12 | Hourly | 0.05 | 0.05 | 0.05 | 0.05 | 0.05 | 0.05 | 0.05 | 0.4 | 0.4 | 0.4 | 0.4 | 0.4 | 0.4 | 0.4 | 0.4 | 0.4 | 0.05 | 0.05 | 0.05 | 0.05 | 0.05 | 0.05 | 0.05 | 0.05 | From eQ_Lib.dat in MASControl 2017
D17_ESe_Mech_CFL_Yr | Lighting | FRACTION | Default¦Wkdy | 2014-04-13 | 2014-06-12 | Hourly | 0.05 | 0.05 | 0.05 | 0.05 | 0.05 | 0.6 | 0.6 | 0.6 | 0.6 | 0.7 | 0.7 | 0.7 | 0.7 | 0.7 | 0.7 | 0.55 | 0.55 | 0.55 | 0.55 | 0.35 | 0.1 | 0.1 | 0.1 | 0.1 | From eQ_Lib.dat in MASControl 2017
D17_ESe_Mech_CFL_Yr | Lighting | FRACTION | Wknd | 2014-04-13 | 2014-06-12 | Hourly | 0.05 | 0.05 | 0.05 | 0.05 | 0.05 | 0.05 | 0.05 | 0.4 | 0.4 | 0.4 | 0.4 | 0.4 | 0.4 | 0.4 | 0.4 | 0.4 | 0.05 | 0.05 | 0.05 | 0.05 | 0.05 | 0.05 | 0.05 | 0.05 | From eQ_Lib.dat in MASControl 2017
D17_ESe_Mech_CFL_Yr | Lighting | FRACTION | Default¦Wkdy | 2014-06-13 | 2014-08-16 | Hourly | 0.05 | 0.05 | 0.05 | 0.05 | 0.05 | 0.6 | 0.6 | 0.6 | 0.6 | 0.7 | 0.7 | 0.7 | 0.7 | 0.7 | 0.7 | 0.55 | 0.55 | 0.55 | 0.55 | 0.35 | 0.1 | 0.1 | 0.1 | 0.1 | From eQ_Lib.dat in MASControl 2017
D17_ESe_Mech_CFL_Yr | Lighting | FRACTION | Wknd | 2014-06-13 | 2014-08-16 | Hourly | 0.05 | 0.05 | 0.05 | 0.05 | 0.05 | 0.05 | 0.05 | 0.4 | 0.4 | 0.4 | 0.4 | 0.4 | 0.4 | 0.4 | 0.4 | 0.4 | 0.05 | 0.05 | 0.05 | 0.05 | 0.05 | 0.05 | 0.05 | 0.05 | From eQ_Lib.dat in MASControl 2017
D17_ESe_Mech_CFL_Yr | Lighting | FRACTION | Default¦Wkdy | 2014-08-17 | 2014-12-11 | Hourly | 0.05 | 0.05 | 0.05 | 0.05 | 0.05 | 0.6 | 0.6 | 0.6 | 0.6 | 0.7 | 0.7 | 0.7 | 0.7 | 0.7 | 0.7 | 0.55 | 0.55 | 0.55 | 0.55 | 0.35 | 0.1 | 0.1 | 0.1 | 0.1 | From eQ_Lib.dat in MASControl 2017
D17_ESe_Mech_CFL_Yr | Lighting | FRACTION | Wknd | 2014-08-17 | 2014-12-11 | Hourly | 0.05 | 0.05 | 0.05 | 0.05 | 0.05 | 0.05 | 0.05 | 0.4 | 0.4 | 0.4 | 0.4 | 0.4 | 0.4 | 0.4 | 0.4 | 0.4 | 0.05 | 0.05 | 0.05 | 0.05 | 0.05 | 0.05 | 0.05 | 0.05 | From eQ_Lib.dat in MASControl 2017
D17_ESe_Mech_CFL_Yr | Lighting | FRACTION | Default¦Wkdy | 2014-12-12 | 2014-12-31 | Hourly | 0.05 | 0.05 | 0.05 | 0.05 | 0.05 | 0.6 | 0.6 | 0.6 | 0.6 | 0.7 | 0.7 | 0.7 | 0.7 | 0.7 | 0.7 | 0.55 | 0.55 | 0.55 | 0.55 | 0.35 | 0.1 | 0.1 | 0.1 | 0.1 | From eQ_Lib.dat in MASControl 2017
D17_ESe_Mech_CFL_Yr | Lighting | FRACTION | Wknd | 2014-12-12 | 2014-12-31 | Hourly | 0.05 | 0.05 | 0.05 | 0.05 | 0.05 | 0.05 | 0.05 | 0.4 | 0.4 | 0.4 | 0.4 | 0.4 | 0.4 | 0.4 | 0.4 | 0.4 | 0.05 | 0.05 | 0.05 | 0.05 | 0.05 | 0.05 | 0.05 | 0.05 | From eQ_Lib.dat in MASControl 2017
D17_ESe_Mech_CFL_Yr | Lighting | FRACTION | WntrDsn | 2014-01-01 | 2014-12-31 | Constant | 0 | [23 empty] | From eQ_Lib.dat in MASControl 2017
D17_ESe_Mech_CFL_Yr | Lighting | FRACTION | SmrDsn | 2014-01-01 | 2014-12-31 | Constant | 1 | [23 empty] | From eQ_Lib.dat in MASControl 2017
D17_ESe_Mech_CFL_Yr | Lighting | FRACTION | Hol | 2014-01-01 | 2014-12-31 | Constant | 0.05 | [23 empty] | From eQ_Lib.dat in MASControl 2017
D17_ESe_Mech_LF_Yr | Lighting | FRACTION | Default¦Wkdy | 2014-01-01 | 2014-01-04 | Hourly | 0.05 | 0.05 | 0.05 | 0.05 | 0.05 | 0.6 | 0.6 | 0.6 | 0.6 | 0.7 | 0.7 | 0.7 | 0.7 | 0.7 | 0.7 | 0.55 | 0.55 | 0.55 | 0.55 | 0.35 | 0.1 | 0.1 | 0.1 | 0.1 | From eQ_Lib.dat in MASControl 2017
D17_ESe_Mech_LF_Yr | Lighting | FRACTION | Wknd | 2014-01-01 | 2014-01-04 | Hourly | 0.05 | 0.05 | 0.05 | 0.05 | 0.05 | 0.05 | 0.05 | 0.4 | 0.4 | 0.4 | 0.4 | 0.4 | 0.4 | 0.4 | 0.4 | 0.4 | 0.05 | 0.05 | 0.05 | 0.05 | 0.05 | 0.05 | 0.05 | 0.05 | From eQ_Lib.dat in MASControl 2017
D17_ESe_Mech_LF_Yr | Lighting | FRACTION | Default¦Wkdy | 2014-01-05 | 2014-04-03 | Hourly | 0.05 | 0.05 | 0.05 | 0.05 | 0.05 | 0.6 | 0.6 | 0.6 | 0.6 | 0.7 | 0.7 | 0.7 | 0.7 | 0.7 | 0.7 | 0.55 | 0.55 | 0.55 | 0.55 | 0.35 | 0.1 | 0.1 | 0.1 | 0.1 | From eQ_Lib.dat in MASControl 2017
D17_ESe_Mech_LF_Yr | Lighting | FRACTION | Wknd | 2014-01-05 | 2014-04-03 | Hourly | 0.05 | 0.05 | 0.05 | 0.05 | 0.05 | 0.05 | 0.05 | 0.4 | 0.4 | 0.4 | 0.4 | 0.4 | 0.4 | 0.4 | 0.4 | 0.4 | 0.05 | 0.05 | 0.05 | 0.05 | 0.05 | 0.05 | 0.05 | 0.05 | From eQ_Lib.dat in MASControl 2017
D17_ESe_Mech_LF_Yr | Lighting | FRACTION | Default¦Wkdy | 2014-04-04 | 2014-04-12 | Hourly | 0.05 | 0.05 | 0.05 | 0.05 | 0.05 | 0.6 | 0.6 | 0.6 | 0.6 | 0.7 | 0.7 | 0.7 | 0.7 | 0.7 | 0.7 | 0.55 | 0.55 | 0.55 | 0.55 | 0.35 | 0.1 | 0.1 | 0.1 | 0.1 | From eQ_Lib.dat in MASControl 2017
D17_ESe_Mech_LF_Yr | Lighting | FRACTION | Wknd | 2014-04-04 | 2014-04-12 | Hourly | 0.05 | 0.05 | 0.05 | 0.05 | 0.05 | 0.05 | 0.05 | 0.4 | 0.4 | 0.4 | 0.4 | 0.4 | 0.4 | 0.4 | 0.4 | 0.4 | 0.05 | 0.05 | 0.05 | 0.05 | 0.05 | 0.05 | 0.05 | 0.05 | From eQ_Lib.dat in MASControl 2017
D17_ESe_Mech_LF_Yr | Lighting | FRACTION | Default¦Wkdy | 2014-04-13 | 2014-06-12 | Hourly | 0.05 | 0.05 | 0.05 | 0.05 | 0.05 | 0.6 | 0.6 | 0.6 | 0.6 | 0.7 | 0.7 | 0.7 | 0.7 | 0.7 | 0.7 | 0.55 | 0.55 | 0.55 | 0.55 | 0.35 | 0.1 | 0.1 | 0.1 | 0.1 | From eQ_Lib.dat in MASControl 2017
D17_ESe_Mech_LF_Yr | Lighting | FRACTION | Wknd | 2014-04-13 | 2014-06-12 | Hourly | 0.05 | 0.05 | 0.05 | 0.05 | 0.05 | 0.05 | 0.05 | 0.4 | 0.4 | 0.4 | 0.4 | 0.4 | 0.4 | 0.4 | 0.4 | 0.4 | 0.05 | 0.05 | 0.05 | 0.05 | 0.05 | 0.05 | 0.05 | 0.05 | From eQ_Lib.dat in MASControl 2017
D17_ESe_Mech_LF_Yr | Lighting | FRACTION | Default¦Wkdy | 2014-06-13 | 2014-08-16 | Hourly | 0.05 | 0.05 | 0.05 | 0.05 | 0.05 | 0.6 | 0.6 | 0.6 | 0.6 | 0.7 | 0.7 | 0.7 | 0.7 | 0.7 | 0.7 | 0.55 | 0.55 | 0.55 | 0.55 | 0.35 | 0.1 | 0.1 | 0.1 | 0.1 | From eQ_Lib.dat in MASControl 2017
D17_ESe_Mech_LF_Yr | Lighting | FRACTION | Wknd | 2014-06-13 | 2014-08-16 | Hourly | 0.05 | 0.05 | 0.05 | 0.05 | 0.05 | 0.05 | 0.05 | 0.4 | 0.4 | 0.4 | 0.4 | 0.4 | 0.4 | 0.4 | 0.4 | 0.4 | 0.05 | 0.05 | 0.05 | 0.05 | 0.05 | 0.05 | 0.05 | 0.05 | From eQ_Lib.dat in MASControl 2017
D17_ESe_Mech_LF_Yr | Lighting | FRACTION | Default¦Wkdy | 2014-08-17 | 2014-12-11 | Hourly | 0.05 | 0.05 | 0.05 | 0.05 | 0.05 | 0.6 | 0.6 | 0.6 | 0.6 | 0.7 | 0.7 | 0.7 | 0.7 | 0.7 | 0.7 | 0.55 | 0.55 | 0.55 | 0.55 | 0.35 | 0.1 | 0.1 | 0.1 | 0.1 | From eQ_Lib.dat in MASControl 2017
D17_ESe_Mech_LF_Yr | Lighting | FRACTION | Wknd | 2014-08-17 | 2014-12-11 | Hourly | 0.05 | 0.05 | 0.05 | 0.05 | 0.05 | 0.05 | 0.05 | 0.4 | 0.4 | 0.4 | 0.4 | 0.4 | 0.4 | 0.4 | 0.4 | 0.4 | 0.05 | 0.05 | 0.05 | 0.05 | 0.05 | 0.05 | 0.05 | 0.05 | From eQ_Lib.dat in MASControl 2017
D17_ESe_Mech_LF_Yr | Lighting | FRACTION | Default¦Wkdy | 2014-12-12 | 2014-12-31 | Hourly | 0.05 | 0.05 | 0.05 | 0.05 | 0.05 | 0.6 | 0.6 | 0.6 | 0.6 | 0.7 | 0.7 | 0.7 | 0.7 | 0.7 | 0.7 | 0.55 | 0.55 | 0.55 | 0.55 | 0.35 | 0.1 | 0.1 | 0.1 | 0.1 | From eQ_Lib.dat in MASControl 2017
D17_ESe_Mech_LF_Yr | Lighting | FRACTION | Wknd | 2014-12-12 | 2014-12-31 | Hourly | 0.05 | 0.05 | 0.05 | 0.05 | 0.05 | 0.05 | 0.05 | 0.4 | 0.4 | 0.4 | 0.4 | 0.4 | 0.4 | 0.4 | 0.4 | 0.4 | 0.05 | 0.05 | 0.05 | 0.05 | 0.05 | 0.05 | 0.05 | 0.05 | From eQ_Lib.dat in MASControl 2017
D17_ESe_Mech_LF_Yr | Lighting | FRACTION | WntrDsn | 2014-01-01 | 2014-12-31 | Constant | 0 | [23 empty] | From eQ_Lib.dat in MASControl 2017
D17_ESe_Mech_LF_Yr | Lighting | FRACTION | SmrDsn | 2014-01-01 | 2014-12-31 | Constant | 1 | [23 empty] | From eQ_Lib.dat in MASControl 2017
D17_ESe_Mech_LF_Yr | Lighting | FRACTION | Hol | 2014-01-01 | 2014-12-31 | Constant | 0.05 | [23 empty] | From eQ_Lib.dat in MASControl 2017
D17_ESe_OffGen_CFL_Yr | Lighting | FRACTION | Default¦Wkdy | 2014-01-01 | 2014-01-04 | Hourly | 0.05 | 0.05 | 0.05 | 0.05 | 0.05 | 0.3 | 0.3 | 0.3 | 0.8 | 0.8 | 0.8 | 0.8 | 0.8 | 0.8 | 0.8 | 0.8 | 0.8 | 0.3 | 0.05 | 0.05 | 0.05 | 0.05 | 0.05 | 0.05 | From eQ_Lib.dat in MASControl 2017
D17_ESe_OffGen_CFL_Yr | Lighting | FRACTION | Wknd | 2014-01-01 | 2014-01-04 | Hourly | 0.05 | 0.05 | 0.05 | 0.05 | 0.05 | 0.1553 | 0.1553 | 0.1553 | 0.45 | 0.45 | 0.45 | 0.45 | 0.45 | 0.45 | 0.45 | 0.45 | 0.45 | 0.05 | 0.05 | 0.05 | 0.05 | 0.05 | 0.05 | 0.05 | From eQ_Lib.dat in MASControl 2017
D17_ESe_OffGen_CFL_Yr | Lighting | FRACTION | Default¦Wkdy | 2014-01-05 | 2014-04-03 | Hourly | 0.05 | 0.05 | 0.05 | 0.05 | 0.05 | 0.3 | 0.3 | 0.3 | 0.8 | 0.8 | 0.8 | 0.8 | 0.8 | 0.8 | 0.8 | 0.8 | 0.8 | 0.3 | 0.05 | 0.05 | 0.05 | 0.05 | 0.05 | 0.05 | From eQ_Lib.dat in MASControl 2017
D17_ESe_OffGen_CFL_Yr | Lighting | FRACTION | Wknd | 2014-01-05 | 2014-04-03 | Hourly | 0.05 | 0.05 | 0.05 | 0.05 | 0.05 | 0.1553 | 0.1553 | 0.1553 | 0.45 | 0.45 | 0.45 | 0.45 | 0.45 | 0.45 | 0.45 | 0.45 | 0.45 | 0.05 | 0.05 | 0.05 | 0.05 | 0.05 | 0.05 | 0.05 | From eQ_Lib.dat in MASControl 2017
D17_ESe_OffGen_CFL_Yr | Lighting | FRACTION | Default¦Wkdy | 2014-04-04 | 2014-04-12 | Hourly | 0.05 | 0.05 | 0.05 | 0.05 | 0.05 | 0.3 | 0.3 | 0.3 | 0.8 | 0.8 | 0.8 | 0.8 | 0.8 | 0.8 | 0.8 | 0.8 | 0.8 | 0.3 | 0.05 | 0.05 | 0.05 | 0.05 | 0.05 | 0.05 | From eQ_Lib.dat in MASControl 2017
D17_ESe_OffGen_CFL_Yr | Lighting | FRACTION | Wknd | 2014-04-04 | 2014-04-12 | Hourly | 0.05 | 0.05 | 0.05 | 0.05 | 0.05 | 0.1553 | 0.1553 | 0.1553 | 0.45 | 0.45 | 0.45 | 0.45 | 0.45 | 0.45 | 0.45 | 0.45 | 0.45 | 0.05 | 0.05 | 0.05 | 0.05 | 0.05 | 0.05 | 0.05 | From eQ_Lib.dat in MASControl 2017
D17_ESe_OffGen_CFL_Yr | Lighting | FRACTION | Default¦Wkdy | 2014-04-13 | 2014-06-12 | Hourly | 0.05 | 0.05 | 0.05 | 0.05 | 0.05 | 0.3 | 0.3 | 0.3 | 0.8 | 0.8 | 0.8 | 0.8 | 0.8 | 0.8 | 0.8 | 0.8 | 0.8 | 0.3 | 0.05 | 0.05 | 0.05 | 0.05 | 0.05 | 0.05 | From eQ_Lib.dat in MASControl 2017
D17_ESe_OffGen_CFL_Yr | Lighting | FRACTION | Wknd | 2014-04-13 | 2014-06-12 | Hourly | 0.05 | 0.05 | 0.05 | 0.05 | 0.05 | 0.1553 | 0.1553 | 0.1553 | 0.45 | 0.45 | 0.45 | 0.45 | 0.45 | 0.45 | 0.45 | 0.45 | 0.45 | 0.05 | 0.05 | 0.05 | 0.05 | 0.05 | 0.05 | 0.05 | From eQ_Lib.dat in MASControl 2017
D17_ESe_OffGen_CFL_Yr | Lighting | FRACTION | Default¦Wkdy | 2014-06-13 | 2014-08-16 | Hourly | 0.05 | 0.05 | 0.05 | 0.05 | 0.05 | 0.3 | 0.3 | 0.3 | 0.8 | 0.8 | 0.8 | 0.8 | 0.8 | 0.8 | 0.8 | 0.8 | 0.8 | 0.3 | 0.05 | 0.05 | 0.05 | 0.05 | 0.05 | 0.05 | From eQ_Lib.dat in MASControl 2017
D17_ESe_OffGen_CFL_Yr | Lighting | FRACTION | Wknd | 2014-06-13 | 2014-08-16 | Hourly | 0.05 | 0.05 | 0.05 | 0.05 | 0.05 | 0.1553 | 0.1553 | 0.1553 | 0.45 | 0.45 | 0.45 | 0.45 | 0.45 | 0.45 | 0.45 | 0.45 | 0.45 | 0.05 | 0.05 | 0.05 | 0.05 | 0.05 | 0.05 | 0.05 | From eQ_Lib.dat in MASControl 2017
D17_ESe_OffGen_CFL_Yr | Lighting | FRACTION | Default¦Wkdy | 2014-08-17 | 2014-12-11 | Hourly | 0.05 | 0.05 | 0.05 | 0.05 | 0.05 | 0.3 | 0.3 | 0.3 | 0.8 | 0.8 | 0.8 | 0.8 | 0.8 | 0.8 | 0.8 | 0.8 | 0.8 | 0.3 | 0.05 | 0.05 | 0.05 | 0.05 | 0.05 | 0.05 | From eQ_Lib.dat in MASControl 2017
D17_ESe_OffGen_CFL_Yr | Lighting | FRACTION | Wknd | 2014-08-17 | 2014-12-11 | Hourly | 0.05 | 0.05 | 0.05 | 0.05 | 0.05 | 0.1553 | 0.1553 | 0.1553 | 0.45 | 0.45 | 0.45 | 0.45 | 0.45 | 0.45 | 0.45 | 0.45 | 0.45 | 0.05 | 0.05 | 0.05 | 0.05 | 0.05 | 0.05 | 0.05 | From eQ_Lib.dat in MASControl 2017
D17_ESe_OffGen_CFL_Yr | Lighting | FRACTION | Default¦Wkdy | 2014-12-12 | 2014-12-31 | Hourly | 0.05 | 0.05 | 0.05 | 0.05 | 0.05 | 0.3 | 0.3 | 0.3 | 0.8 | 0.8 | 0.8 | 0.8 | 0.8 | 0.8 | 0.8 | 0.8 | 0.8 | 0.3 | 0.05 | 0.05 | 0.05 | 0.05 | 0.05 | 0.05 | From eQ_Lib.dat in MASControl 2017
D17_ESe_OffGen_CFL_Yr | Lighting | FRACTION | Wknd | 2014-12-12 | 2014-12-31 | Hourly | 0.05 | 0.05 | 0.05 | 0.05 | 0.05 | 0.1553 | 0.1553 | 0.1553 | 0.45 | 0.45 | 0.45 | 0.45 | 0.45 | 0.45 | 0.45 | 0.45 | 0.45 | 0.05 | 0.05 | 0.05 | 0.05 | 0.05 | 0.05 | 0.05 | From eQ_Lib.dat in MASControl 2017
D17_ESe_OffGen_CFL_Yr | Lighting | FRACTION | WntrDsn | 2014-01-01 | 2014-12-31 | Constant | 0 | [23 empty] | From eQ_Lib.dat in MASControl 2017
D17_ESe_OffGen_CFL_Yr | Lighting | FRACTION | SmrDsn | 2014-01-01 | 2014-12-31 | Constant | 1 | [23 empty] | From eQ_Lib.dat in MASControl 2017
D17_ESe_OffGen_CFL_Yr | Lighting | FRACTION | Hol | 2014-01-01 | 2014-12-31 | Constant | 0.05 | [23 empty] | From eQ_Lib.dat in MASControl 2017
D17_ESe_OffGen_LF_Yr | Lighting | FRACTION | Default¦Wkdy | 2014-01-01 | 2014-01-04 | Hourly | 0.05 | 0.05 | 0.05 | 0.05 | 0.05 | 0.3 | 0.3 | 0.3 | 0.8 | 0.8 | 0.8 | 0.8 | 0.8 | 0.8 | 0.8 | 0.8 | 0.8 | 0.3 | 0.05 | 0.05 | 0.05 | 0.05 | 0.05 | 0.05 | From eQ_Lib.dat in MASControl 2017
D17_ESe_OffGen_LF_Yr | Lighting | FRACTION | Wknd | 2014-01-01 | 2014-01-04 | Hourly | 0.05 | 0.05 | 0.05 | 0.05 | 0.05 | 0.1553 | 0.1553 | 0.1553 | 0.45 | 0.45 | 0.45 | 0.45 | 0.45 | 0.45 | 0.45 | 0.45 | 0.45 | 0.05 | 0.05 | 0.05 | 0.05 | 0.05 | 0.05 | 0.05 | From eQ_Lib.dat in MASControl 2017
D17_ESe_OffGen_LF_Yr | Lighting | FRACTION | Default¦Wkdy | 2014-01-05 | 2014-04-03 | Hourly | 0.05 | 0.05 | 0.05 | 0.05 | 0.05 | 0.3 | 0.3 | 0.3 | 0.8 | 0.8 | 0.8 | 0.8 | 0.8 | 0.8 | 0.8 | 0.8 | 0.8 | 0.3 | 0.05 | 0.05 | 0.05 | 0.05 | 0.05 | 0.05 | From eQ_Lib.dat in MASControl 2017
D17_ESe_OffGen_LF_Yr | Lighting | FRACTION | Wknd | 2014-01-05 | 2014-04-03 | Hourly | 0.05 | 0.05 | 0.05 | 0.05 | 0.05 | 0.1553 | 0.1553 | 0.1553 | 0.45 | 0.45 | 0.45 | 0.45 | 0.45 | 0.45 | 0.45 | 0.45 | 0.45 | 0.05 | 0.05 | 0.05 | 0.05 | 0.05 | 0.05 | 0.05 | From eQ_Lib.dat in MASControl 2017
D17_ESe_OffGen_LF_Yr | Lighting | FRACTION | Default¦Wkdy | 2014-04-04 | 2014-04-12 | Hourly | 0.05 | 0.05 | 0.05 | 0.05 | 0.05 | 0.3 | 0.3 | 0.3 | 0.8 | 0.8 | 0.8 | 0.8 | 0.8 | 0.8 | 0.8 | 0.8 | 0.8 | 0.3 | 0.05 | 0.05 | 0.05 | 0.05 | 0.05 | 0.05 | From eQ_Lib.dat in MASControl 2017
D17_ESe_OffGen_LF_Yr | Lighting | FRACTION | Wknd | 2014-04-04 | 2014-04-12 | Hourly | 0.05 | 0.05 | 0.05 | 0.05 | 0.05 | 0.1553 | 0.1553 | 0.1553 | 0.45 | 0.45 | 0.45 | 0.45 | 0.45 | 0.45 | 0.45 | 0.45 | 0.45 | 0.05 | 0.05 | 0.05 | 0.05 | 0.05 | 0.05 | 0.05 | From eQ_Lib.dat in MASControl 2017
D17_ESe_OffGen_LF_Yr | Lighting | FRACTION | Default¦Wkdy | 2014-04-13 | 2014-06-12 | Hourly | 0.05 | 0.05 | 0.05 | 0.05 | 0.05 | 0.3 | 0.3 | 0.3 | 0.8 | 0.8 | 0.8 | 0.8 | 0.8 | 0.8 | 0.8 | 0.8 | 0.8 | 0.3 | 0.05 | 0.05 | 0.05 | 0.05 | 0.05 | 0.05 | From eQ_Lib.dat in MASControl 2017
D17_ESe_OffGen_LF_Yr | Lighting | FRACTION | Wknd | 2014-04-13 | 2014-06-12 | Hourly | 0.05 | 0.05 | 0.05 | 0.05 | 0.05 | 0.1553 | 0.1553 | 0.1553 | 0.45 | 0.45 | 0.45 | 0.45 | 0.45 | 0.45 | 0.45 | 0.45 | 0.45 | 0.05 | 0.05 | 0.05 | 0.05 | 0.05 | 0.05 | 0.05 | From eQ_Lib.dat in MASControl 2017
D17_ESe_OffGen_LF_Yr | Lighting | FRACTION | Default¦Wkdy | 2014-06-13 | 2014-08-16 | Hourly | 0.05 | 0.05 | 0.05 | 0.05 | 0.05 | 0.3 | 0.3 | 0.3 | 0.8 | 0.8 | 0.8 | 0.8 | 0.8 | 0.8 | 0.8 | 0.8 | 0.8 | 0.3 | 0.05 | 0.05 | 0.05 | 0.05 | 0.05 | 0.05 | From eQ_Lib.dat in MASControl 2017
D17_ESe_OffGen_LF_Yr | Lighting | FRACTION | Wknd | 2014-06-13 | 2014-08-16 | Hourly | 0.05 | 0.05 | 0.05 | 0.05 | 0.05 | 0.1553 | 0.1553 | 0.1553 | 0.45 | 0.45 | 0.45 | 0.45 | 0.45 | 0.45 | 0.45 | 0.45 | 0.45 | 0.05 | 0.05 | 0.05 | 0.05 | 0.05 | 0.05 | 0.05 | From eQ_Lib.dat in MASControl 2017
D17_ESe_OffGen_LF_Yr | Lighting | FRACTION | Default¦Wkdy | 2014-08-17 | 2014-12-11 | Hourly | 0.05 | 0.05 | 0.05 | 0.05 | 0.05 | 0.3 | 0.3 | 0.3 | 0.8 | 0.8 | 0.8 | 0.8 | 0.8 | 0.8 | 0.8 | 0.8 | 0.8 | 0.3 | 0.05 | 0.05 | 0.05 | 0.05 | 0.05 | 0.05 | From eQ_Lib.dat in MASControl 2017
D17_ESe_OffGen_LF_Yr | Lighting | FRACTION | Wknd | 2014-08-17 | 2014-12-11 | Hourly | 0.05 | 0.05 | 0.05 | 0.05 | 0.05 | 0.1553 | 0.1553 | 0.1553 | 0.45 | 0.45 | 0.45 | 0.45 | 0.45 | 0.45 | 0.45 | 0.45 | 0.45 | 0.05 | 0.05 | 0.05 | 0.05 | 0.05 | 0.05 | 0.05 | From eQ_Lib.dat in MASControl 2017
D17_ESe_OffGen_LF_Yr | Lighting | FRACTION | Default¦Wkdy | 2014-12-12 | 2014-12-31 | Hourly | 0.05 | 0.05 | 0.05 | 0.05 | 0.05 | 0.3 | 0.3 | 0.3 | 0.8 | 0.8 | 0.8 | 0.8 | 0.8 | 0.8 | 0.8 | 0.8 | 0.8 | 0.3 | 0.05 | 0.05 | 0.05 | 0.05 | 0.05 | 0.05 | From eQ_Lib.dat in MASControl 2017
D17_ESe_OffGen_LF_Yr | Lighting | FRACTION | Wknd | 2014-12-12 | 2014-12-31 | Hourly | 0.05 | 0.05 | 0.05 | 0.05 | 0.05 | 0.1553 | 0.1553 | 0.1553 | 0.45 | 0.45 | 0.45 | 0.45 | 0.45 | 0.45 | 0.45 | 0.45 | 0.45 | 0.05 | 0.05 | 0.05 | 0.05 | 0.05 | 0.05 | 0.05 | From eQ_Lib.dat in MASControl 2017
D17_ESe_OffGen_LF_Yr | Lighting | FRACTION | WntrDsn | 2014-01-01 | 2014-12-31 | Constant | 0 | [23 empty] | From eQ_Lib.dat in MASControl 2017
D17_ESe_OffGen_LF_Yr | Lighting | FRACTION | SmrDsn | 2014-01-01 | 2014-12-31 | Constant | 1 | [23 empty] | From eQ_Lib.dat in MASControl 2017
D17_ESe_OffGen_LF_Yr | Lighting | FRACTION | Hol | 2014-01-01 | 2014-12-31 | Constant | 0.05 | [23 empty] | From eQ_Lib.dat in MASControl 2017
D17_ESe_Restrm_CFL_Yr | Lighting | FRACTION | Default¦Wkdy | 2014-01-01 | 2014-01-04 | Hourly | 0.05 | 0.05 | 0.05 | 0.05 | 0.05 | 0.6 | 0.6 | 0.6 | 0.6 | 0.8 | 0.8 | 0.8 | 0.8 | 0.8 | 0.8 | 0.55 | 0.55 | 0.55 | 0.55 | 0.35 | 0.1 | 0.1 | 0.1 | 0.1 | From eQ_Lib.dat in MASControl 2017
D17_ESe_Restrm_CFL_Yr | Lighting | FRACTION | Wknd | 2014-01-01 | 2014-01-04 | Hourly | 0.05 | 0.05 | 0.05 | 0.05 | 0.05 | 0.05 | 0.05 | 0.4 | 0.4 | 0.4 | 0.4 | 0.4 | 0.4 | 0.4 | 0.4 | 0.4 | 0.05 | 0.05 | 0.05 | 0.05 | 0.05 | 0.05 | 0.05 | 0.05 | From eQ_Lib.dat in MASControl 2017
D17_ESe_Restrm_CFL_Yr | Lighting | FRACTION | Default¦Wkdy | 2014-01-05 | 2014-04-03 | Hourly | 0.05 | 0.05 | 0.05 | 0.05 | 0.05 | 0.6 | 0.6 | 0.6 | 0.6 | 0.8 | 0.8 | 0.8 | 0.8 | 0.8 | 0.8 | 0.55 | 0.55 | 0.55 | 0.55 | 0.35 | 0.1 | 0.1 | 0.1 | 0.1 | From eQ_Lib.dat in MASControl 2017
D17_ESe_Restrm_CFL_Yr | Lighting | FRACTION | Wknd | 2014-01-05 | 2014-04-03 | Hourly | 0.05 | 0.05 | 0.05 | 0.05 | 0.05 | 0.05 | 0.05 | 0.4 | 0.4 | 0.4 | 0.4 | 0.4 | 0.4 | 0.4 | 0.4 | 0.4 | 0.05 | 0.05 | 0.05 | 0.05 | 0.05 | 0.05 | 0.05 | 0.05 | From eQ_Lib.dat in MASControl 2017
D17_ESe_Restrm_CFL_Yr | Lighting | FRACTION | Default¦Wkdy | 2014-04-04 | 2014-04-12 | Hourly | 0.05 | 0.05 | 0.05 | 0.05 | 0.05 | 0.6 | 0.6 | 0.6 | 0.6 | 0.8 | 0.8 | 0.8 | 0.8 | 0.8 | 0.8 | 0.55 | 0.55 | 0.55 | 0.55 | 0.35 | 0.1 | 0.1 | 0.1 | 0.1 | From eQ_Lib.dat in MASControl 2017
D17_ESe_Restrm_CFL_Yr | Lighting | FRACTION | Wknd | 2014-04-04 | 2014-04-12 | Hourly | 0.05 | 0.05 | 0.05 | 0.05 | 0.05 | 0.05 | 0.05 | 0.4 | 0.4 | 0.4 | 0.4 | 0.4 | 0.4 | 0.4 | 0.4 | 0.4 | 0.05 | 0.05 | 0.05 | 0.05 | 0.05 | 0.05 | 0.05 | 0.05 | From eQ_Lib.dat in MASControl 2017
D17_ESe_Restrm_CFL_Yr | Lighting | FRACTION | Default¦Wkdy | 2014-04-13 | 2014-06-12 | Hourly | 0.05 | 0.05 | 0.05 | 0.05 | 0.05 | 0.6 | 0.6 | 0.6 | 0.6 | 0.8 | 0.8 | 0.8 | 0.8 | 0.8 | 0.8 | 0.55 | 0.55 | 0.55 | 0.55 | 0.35 | 0.1 | 0.1 | 0.1 | 0.1 | From eQ_Lib.dat in MASControl 2017
D17_ESe_Restrm_CFL_Yr | Lighting | FRACTION | Wknd | 2014-04-13 | 2014-06-12 | Hourly | 0.05 | 0.05 | 0.05 | 0.05 | 0.05 | 0.05 | 0.05 | 0.4 | 0.4 | 0.4 | 0.4 | 0.4 | 0.4 | 0.4 | 0.4 | 0.4 | 0.05 | 0.05 | 0.05 | 0.05 | 0.05 | 0.05 | 0.05 | 0.05 | From eQ_Lib.dat in MASControl 2017
D17_ESe_Restrm_CFL_Yr | Lighting | FRACTION | Default¦Wkdy | 2014-06-13 | 2014-08-16 | Hourly | 0.05 | 0.05 | 0.05 | 0.05 | 0.05 | 0.6 | 0.6 | 0.6 | 0.6 | 0.8 | 0.8 | 0.8 | 0.8 | 0.8 | 0.8 | 0.55 | 0.55 | 0.55 | 0.55 | 0.35 | 0.1 | 0.1 | 0.1 | 0.1 | From eQ_Lib.dat in MASControl 2017
D17_ESe_Restrm_CFL_Yr | Lighting | FRACTION | Wknd | 2014-06-13 | 2014-08-16 | Hourly | 0.05 | 0.05 | 0.05 | 0.05 | 0.05 | 0.05 | 0.05 | 0.4 | 0.4 | 0.4 | 0.4 | 0.4 | 0.4 | 0.4 | 0.4 | 0.4 | 0.05 | 0.05 | 0.05 | 0.05 | 0.05 | 0.05 | 0.05 | 0.05 | From eQ_Lib.dat in MASControl 2017
D17_ESe_Restrm_CFL_Yr | Lighting | FRACTION | Default¦Wkdy | 2014-08-17 | 2014-12-11 | Hourly | 0.05 | 0.05 | 0.05 | 0.05 | 0.05 | 0.6 | 0.6 | 0.6 | 0.6 | 0.8 | 0.8 | 0.8 | 0.8 | 0.8 | 0.8 | 0.55 | 0.55 | 0.55 | 0.55 | 0.35 | 0.1 | 0.1 | 0.1 | 0.1 | From eQ_Lib.dat in MASControl 2017
D17_ESe_Restrm_CFL_Yr | Lighting | FRACTION | Wknd | 2014-08-17 | 2014-12-11 | Hourly | 0.05 | 0.05 | 0.05 | 0.05 | 0.05 | 0.05 | 0.05 | 0.4 | 0.4 | 0.4 | 0.4 | 0.4 | 0.4 | 0.4 | 0.4 | 0.4 | 0.05 | 0.05 | 0.05 | 0.05 | 0.05 | 0.05 | 0.05 | 0.05 | From eQ_Lib.dat in MASControl 2017
D17_ESe_Restrm_CFL_Yr | Lighting | FRACTION | Default¦Wkdy | 2014-12-12 | 2014-12-31 | Hourly | 0.05 | 0.05 | 0.05 | 0.05 | 0.05 | 0.6 | 0.6 | 0.6 | 0.6 | 0.8 | 0.8 | 0.8 | 0.8 | 0.8 | 0.8 | 0.55 | 0.55 | 0.55 | 0.55 | 0.35 | 0.1 | 0.1 | 0.1 | 0.1 | From eQ_Lib.dat in MASControl 2017
D17_ESe_Restrm_CFL_Yr | Lighting | FRACTION | Wknd | 2014-12-12 | 2014-12-31 | Hourly | 0.05 | 0.05 | 0.05 | 0.05 | 0.05 | 0.05 | 0.05 | 0.4 | 0.4 | 0.4 | 0.4 | 0.4 | 0.4 | 0.4 | 0.4 | 0.4 | 0.05 | 0.05 | 0.05 | 0.05 | 0.05 | 0.05 | 0.05 | 0.05 | From eQ_Lib.dat in MASControl 2017
D17_ESe_Restrm_CFL_Yr | Lighting | FRACTION | WntrDsn | 2014-01-01 | 2014-12-31 | Constant | 0 | [23 empty] | From eQ_Lib.dat in MASControl 2017
D17_ESe_Restrm_CFL_Yr | Lighting | FRACTION | SmrDsn | 2014-01-01 | 2014-12-31 | Constant | 1 | [23 empty] | From eQ_Lib.dat in MASControl 2017
D17_ESe_Restrm_CFL_Yr | Lighting | FRACTION | Hol | 2014-01-01 | 2014-12-31 | Constant | 0.05 | [23 empty] | From eQ_Lib.dat in MASControl 2017
D17_ESe_Restrm_LF_Yr | Lighting | FRACTION | Default¦Wkdy | 2014-01-01 | 2014-01-04 | Hourly | 0.05 | 0.05 | 0.05 | 0.05 | 0.05 | 0.6 | 0.6 | 0.6 | 0.6 | 0.8 | 0.8 | 0.8 | 0.8 | 0.8 | 0.8 | 0.55 | 0.55 | 0.55 | 0.55 | 0.35 | 0.1 | 0.1 | 0.1 | 0.1 | From eQ_Lib.dat in MASControl 2017
D17_ESe_Restrm_LF_Yr | Lighting | FRACTION | Wknd | 2014-01-01 | 2014-01-04 | Hourly | 0.05 | 0.05 | 0.05 | 0.05 | 0.05 | 0.05 | 0.05 | 0.4 | 0.4 | 0.4 | 0.4 | 0.4 | 0.4 | 0.4 | 0.4 | 0.4 | 0.05 | 0.05 | 0.05 | 0.05 | 0.05 | 0.05 | 0.05 | 0.05 | From eQ_Lib.dat in MASControl 2017
D17_ESe_Restrm_LF_Yr | Lighting | FRACTION | Default¦Wkdy | 2014-01-05 | 2014-04-03 | Hourly | 0.05 | 0.05 | 0.05 | 0.05 | 0.05 | 0.6 | 0.6 | 0.6 | 0.6 | 0.8 | 0.8 | 0.8 | 0.8 | 0.8 | 0.8 | 0.55 | 0.55 | 0.55 | 0.55 | 0.35 | 0.1 | 0.1 | 0.1 | 0.1 | From eQ_Lib.dat in MASControl 2017
D17_ESe_Restrm_LF_Yr | Lighting | FRACTION | Wknd | 2014-01-05 | 2014-04-03 | Hourly | 0.05 | 0.05 | 0.05 | 0.05 | 0.05 | 0.05 | 0.05 | 0.4 | 0.4 | 0.4 | 0.4 | 0.4 | 0.4 | 0.4 | 0.4 | 0.4 | 0.05 | 0.05 | 0.05 | 0.05 | 0.05 | 0.05 | 0.05 | 0.05 | From eQ_Lib.dat in MASControl 2017
D17_ESe_Restrm_LF_Yr | Lighting | FRACTION | Default¦Wkdy | 2014-04-04 | 2014-04-12 | Hourly | 0.05 | 0.05 | 0.05 | 0.05 | 0.05 | 0.6 | 0.6 | 0.6 | 0.6 | 0.8 | 0.8 | 0.8 | 0.8 | 0.8 | 0.8 | 0.55 | 0.55 | 0.55 | 0.55 | 0.35 | 0.1 | 0.1 | 0.1 | 0.1 | From eQ_Lib.dat in MASControl 2017
D17_ESe_Restrm_LF_Yr | Lighting | FRACTION | Wknd | 2014-04-04 | 2014-04-12 | Hourly | 0.05 | 0.05 | 0.05 | 0.05 | 0.05 | 0.05 | 0.05 | 0.4 | 0.4 | 0.4 | 0.4 | 0.4 | 0.4 | 0.4 | 0.4 | 0.4 | 0.05 | 0.05 | 0.05 | 0.05 | 0.05 | 0.05 | 0.05 | 0.05 | From eQ_Lib.dat in MASControl 2017
D17_ESe_Restrm_LF_Yr | Lighting | FRACTION | Default¦Wkdy | 2014-04-13 | 2014-06-12 | Hourly | 0.05 | 0.05 | 0.05 | 0.05 | 0.05 | 0.6 | 0.6 | 0.6 | 0.6 | 0.8 | 0.8 | 0.8 | 0.8 | 0.8 | 0.8 | 0.55 | 0.55 | 0.55 | 0.55 | 0.35 | 0.1 | 0.1 | 0.1 | 0.1 | From eQ_Lib.dat in MASControl 2017
D17_ESe_Restrm_LF_Yr | Lighting | FRACTION | Wknd | 2014-04-13 | 2014-06-12 | Hourly | 0.05 | 0.05 | 0.05 | 0.05 | 0.05 | 0.05 | 0.05 | 0.4 | 0.4 | 0.4 | 0.4 | 0.4 | 0.4 | 0.4 | 0.4 | 0.4 | 0.05 | 0.05 | 0.05 | 0.05 | 0.05 | 0.05 | 0.05 | 0.05 | From eQ_Lib.dat in MASControl 2017
D17_ESe_Restrm_LF_Yr | Lighting | FRACTION | Default¦Wkdy | 2014-06-13 | 2014-08-16 | Hourly | 0.05 | 0.05 | 0.05 | 0.05 | 0.05 | 0.6 | 0.6 | 0.6 | 0.6 | 0.8 | 0.8 | 0.8 | 0.8 | 0.8 | 0.8 | 0.55 | 0.55 | 0.55 | 0.55 | 0.35 | 0.1 | 0.1 | 0.1 | 0.1 | From eQ_Lib.dat in MASControl 2017
D17_ESe_Restrm_LF_Yr | Lighting | FRACTION | Wknd | 2014-06-13 | 2014-08-16 | Hourly | 0.05 | 0.05 | 0.05 | 0.05 | 0.05 | 0.05 | 0.05 | 0.4 | 0.4 | 0.4 | 0.4 | 0.4 | 0.4 | 0.4 | 0.4 | 0.4 | 0.05 | 0.05 | 0.05 | 0.05 | 0.05 | 0.05 | 0.05 | 0.05 | From eQ_Lib.dat in MASControl 2017
D17_ESe_Restrm_LF_Yr | Lighting | FRACTION | Default¦Wkdy | 2014-08-17 | 2014-12-11 | Hourly | 0.05 | 0.05 | 0.05 | 0.05 | 0.05 | 0.6 | 0.6 | 0.6 | 0.6 | 0.8 | 0.8 | 0.8 | 0.8 | 0.8 | 0.8 | 0.55 | 0.55 | 0.55 | 0.55 | 0.35 | 0.1 | 0.1 | 0.1 | 0.1 | From eQ_Lib.dat in MASControl 2017
D17_ESe_Restrm_LF_Yr | Lighting | FRACTION | Wknd | 2014-08-17 | 2014-12-11 | Hourly | 0.05 | 0.05 | 0.05 | 0.05 | 0.05 | 0.05 | 0.05 | 0.4 | 0.4 | 0.4 | 0.4 | 0.4 | 0.4 | 0.4 | 0.4 | 0.4 | 0.05 | 0.05 | 0.05 | 0.05 | 0.05 | 0.05 | 0.05 | 0.05 | From eQ_Lib.dat in MASControl 2017
D17_ESe_Restrm_LF_Yr | Lighting | FRACTION | Default¦Wkdy | 2014-12-12 | 2014-12-31 | Hourly | 0.05 | 0.05 | 0.05 | 0.05 | 0.05 | 0.6 | 0.6 | 0.6 | 0.6 | 0.8 | 0.8 | 0.8 | 0.8 | 0.8 | 0.8 | 0.55 | 0.55 | 0.55 | 0.55 | 0.35 | 0.1 | 0.1 | 0.1 | 0.1 | From eQ_Lib.dat in MASControl 2017
D17_ESe_Restrm_LF_Yr | Lighting | FRACTION | Wknd | 2014-12-12 | 2014-12-31 | Hourly | 0.05 | 0.05 | 0.05 | 0.05 | 0.05 | 0.05 | 0.05 | 0.4 | 0.4 | 0.4 | 0.4 | 0.4 | 0.4 | 0.4 | 0.4 | 0.4 | 0.05 | 0.05 | 0.05 | 0.05 | 0.05 | 0.05 | 0.05 | 0.05 | From eQ_Lib.dat in MASControl 2017
D17_ESe_Restrm_LF_Yr | Lighting | FRACTION | WntrDsn | 2014-01-01 | 2014-12-31 | Constant | 0 | [23 empty] | From eQ_Lib.dat in MASControl 2017
D17_ESe_Restrm_LF_Yr | Lighting | FRACTION | SmrDsn | 2014-01-01 | 2014-12-31 | Constant | 1 | [23 empty] | From eQ_Lib.dat in MASControl 2017
D17_ESe_Restrm_LF_Yr | Lighting | FRACTION | Hol | 2014-01-01 | 2014-12-31 | Constant | 0.05 | [23 empty] | From eQ_Lib.dat in MASControl 2017
D17_ESe_Shop_CFL_Yr | Lighting | FRACTION | Default¦Wkdy | 2014-01-01 | 2014-01-04 | Hourly | 0.05 | 0.05 | 0.05 | 0.05 | 0.05 | 0.6 | 0.6 | 0.6 | 0.6 | 1 | 1 | 1 | 1 | 1 | 1 | 0.55 | 0.55 | 0.55 | 0.55 | 0.35 | 0.1 | 0.1 | 0.1 | 0.1 | From eQ_Lib.dat in MASControl 2017
D17_ESe_Shop_CFL_Yr | Lighting | FRACTION | Wknd | 2014-01-01 | 2014-01-04 | Hourly | 0.05 | 0.05 | 0.05 | 0.05 | 0.05 | 0.05 | 0.05 | 0.4 | 0.4 | 0.4 | 0.4 | 0.4 | 0.4 | 0.4 | 0.4 | 0.4 | 0.05 | 0.05 | 0.05 | 0.05 | 0.05 | 0.05 | 0.05 | 0.05 | From eQ_Lib.dat in MASControl 2017
D17_ESe_Shop_CFL_Yr | Lighting | FRACTION | Default¦Wkdy | 2014-01-05 | 2014-04-03 | Hourly | 0.05 | 0.05 | 0.05 | 0.05 | 0.05 | 0.6 | 0.6 | 0.6 | 0.6 | 1 | 1 | 1 | 1 | 1 | 1 | 0.55 | 0.55 | 0.55 | 0.55 | 0.35 | 0.1 | 0.1 | 0.1 | 0.1 | From eQ_Lib.dat in MASControl 2017
D17_ESe_Shop_CFL_Yr | Lighting | FRACTION | Wknd | 2014-01-05 | 2014-04-03 | Hourly | 0.05 | 0.05 | 0.05 | 0.05 | 0.05 | 0.05 | 0.05 | 0.4 | 0.4 | 0.4 | 0.4 | 0.4 | 0.4 | 0.4 | 0.4 | 0.4 | 0.05 | 0.05 | 0.05 | 0.05 | 0.05 | 0.05 | 0.05 | 0.05 | From eQ_Lib.dat in MASControl 2017
D17_ESe_Shop_CFL_Yr | Lighting | FRACTION | Default¦Wkdy | 2014-04-04 | 2014-04-12 | Hourly | 0.05 | 0.05 | 0.05 | 0.05 | 0.05 | 0.6 | 0.6 | 0.6 | 0.6 | 1 | 1 | 1 | 1 | 1 | 1 | 0.55 | 0.55 | 0.55 | 0.55 | 0.35 | 0.1 | 0.1 | 0.1 | 0.1 | From eQ_Lib.dat in MASControl 2017
D17_ESe_Shop_CFL_Yr | Lighting | FRACTION | Wknd | 2014-04-04 | 2014-04-12 | Hourly | 0.05 | 0.05 | 0.05 | 0.05 | 0.05 | 0.05 | 0.05 | 0.4 | 0.4 | 0.4 | 0.4 | 0.4 | 0.4 | 0.4 | 0.4 | 0.4 | 0.05 | 0.05 | 0.05 | 0.05 | 0.05 | 0.05 | 0.05 | 0.05 | From eQ_Lib.dat in MASControl 2017
D17_ESe_Shop_CFL_Yr | Lighting | FRACTION | Default¦Wkdy | 2014-04-13 | 2014-06-12 | Hourly | 0.05 | 0.05 | 0.05 | 0.05 | 0.05 | 0.6 | 0.6 | 0.6 | 0.6 | 1 | 1 | 1 | 1 | 1 | 1 | 0.55 | 0.55 | 0.55 | 0.55 | 0.35 | 0.1 | 0.1 | 0.1 | 0.1 | From eQ_Lib.dat in MASControl 2017
D17_ESe_Shop_CFL_Yr | Lighting | FRACTION | Wknd | 2014-04-13 | 2014-06-12 | Hourly | 0.05 | 0.05 | 0.05 | 0.05 | 0.05 | 0.05 | 0.05 | 0.4 | 0.4 | 0.4 | 0.4 | 0.4 | 0.4 | 0.4 | 0.4 | 0.4 | 0.05 | 0.05 | 0.05 | 0.05 | 0.05 | 0.05 | 0.05 | 0.05 | From eQ_Lib.dat in MASControl 2017
D17_ESe_Shop_CFL_Yr | Lighting | FRACTION | Default¦Wkdy | 2014-06-13 | 2014-08-16 | Hourly | 0.05 | 0.05 | 0.05 | 0.05 | 0.05 | 0.6 | 0.6 | 0.6 | 0.6 | 1 | 1 | 1 | 1 | 1 | 1 | 0.55 | 0.55 | 0.55 | 0.55 | 0.35 | 0.1 | 0.1 | 0.1 | 0.1 | From eQ_Lib.dat in MASControl 2017
D17_ESe_Shop_CFL_Yr | Lighting | FRACTION | Wknd | 2014-06-13 | 2014-08-16 | Hourly | 0.05 | 0.05 | 0.05 | 0.05 | 0.05 | 0.05 | 0.05 | 0.4 | 0.4 | 0.4 | 0.4 | 0.4 | 0.4 | 0.4 | 0.4 | 0.4 | 0.05 | 0.05 | 0.05 | 0.05 | 0.05 | 0.05 | 0.05 | 0.05 | From eQ_Lib.dat in MASControl 2017
D17_ESe_Shop_CFL_Yr | Lighting | FRACTION | Default¦Wkdy | 2014-08-17 | 2014-12-11 | Hourly | 0.05 | 0.05 | 0.05 | 0.05 | 0.05 | 0.6 | 0.6 | 0.6 | 0.6 | 1 | 1 | 1 | 1 | 1 | 1 | 0.55 | 0.55 | 0.55 | 0.55 | 0.35 | 0.1 | 0.1 | 0.1 | 0.1 | From eQ_Lib.dat in MASControl 2017
D17_ESe_Shop_CFL_Yr | Lighting | FRACTION | Wknd | 2014-08-17 | 2014-12-11 | Hourly | 0.05 | 0.05 | 0.05 | 0.05 | 0.05 | 0.05 | 0.05 | 0.4 | 0.4 | 0.4 | 0.4 | 0.4 | 0.4 | 0.4 | 0.4 | 0.4 | 0.05 | 0.05 | 0.05 | 0.05 | 0.05 | 0.05 | 0.05 | 0.05 | From eQ_Lib.dat in MASControl 2017
D17_ESe_Shop_CFL_Yr | Lighting | FRACTION | Default¦Wkdy | 2014-12-12 | 2014-12-31 | Hourly | 0.05 | 0.05 | 0.05 | 0.05 | 0.05 | 0.6 | 0.6 | 0.6 | 0.6 | 1 | 1 | 1 | 1 | 1 | 1 | 0.55 | 0.55 | 0.55 | 0.55 | 0.35 | 0.1 | 0.1 | 0.1 | 0.1 | From eQ_Lib.dat in MASControl 2017
D17_ESe_Shop_CFL_Yr | Lighting | FRACTION | Wknd | 2014-12-12 | 2014-12-31 | Hourly | 0.05 | 0.05 | 0.05 | 0.05 | 0.05 | 0.05 | 0.05 | 0.4 | 0.4 | 0.4 | 0.4 | 0.4 | 0.4 | 0.4 | 0.4 | 0.4 | 0.05 | 0.05 | 0.05 | 0.05 | 0.05 | 0.05 | 0.05 | 0.05 | From eQ_Lib.dat in MASControl 2017
D17_ESe_Shop_CFL_Yr | Lighting | FRACTION | WntrDsn | 2014-01-01 | 2014-12-31 | Constant | 0 | [23 empty] | From eQ_Lib.dat in MASControl 2017
D17_ESe_Shop_CFL_Yr | Lighting | FRACTION | SmrDsn | 2014-01-01 | 2014-12-31 | Constant | 1 | [23 empty] | From eQ_Lib.dat in MASControl 2017
D17_ESe_Shop_CFL_Yr | Lighting | FRACTION | Hol | 2014-01-01 | 2014-12-31 | Constant | 0.05 | [23 empty] | From eQ_Lib.dat in MASControl 2017
D17_ESe_Shop_LF_Yr | Lighting | FRACTION | Default¦Wkdy | 2014-01-01 | 2014-01-04 | Hourly | 0.05 | 0.05 | 0.05 | 0.05 | 0.05 | 0.6 | 0.6 | 0.6 | 0.6 | 1 | 1 | 1 | 1 | 1 | 1 | 0.55 | 0.55 | 0.55 | 0.55 | 0.35 | 0.1 | 0.1 | 0.1 | 0.1 | From eQ_Lib.dat in MASControl 2017
D17_ESe_Shop_LF_Yr | Lighting | FRACTION | Wknd | 2014-01-01 | 2014-01-04 | Hourly | 0.05 | 0.05 | 0.05 | 0.05 | 0.05 | 0.05 | 0.05 | 0.4 | 0.4 | 0.4 | 0.4 | 0.4 | 0.4 | 0.4 | 0.4 | 0.4 | 0.05 | 0.05 | 0.05 | 0.05 | 0.05 | 0.05 | 0.05 | 0.05 | From eQ_Lib.dat in MASControl 2017
D17_ESe_Shop_LF_Yr | Lighting | FRACTION | Default¦Wkdy | 2014-01-05 | 2014-04-03 | Hourly | 0.05 | 0.05 | 0.05 | 0.05 | 0.05 | 0.6 | 0.6 | 0.6 | 0.6 | 1 | 1 | 1 | 1 | 1 | 1 | 0.55 | 0.55 | 0.55 | 0.55 | 0.35 | 0.1 | 0.1 | 0.1 | 0.1 | From eQ_Lib.dat in MASControl 2017
D17_ESe_Shop_LF_Yr | Lighting | FRACTION | Wknd | 2014-01-05 | 2014-04-03 | Hourly | 0.05 | 0.05 | 0.05 | 0.05 | 0.05 | 0.05 | 0.05 | 0.4 | 0.4 | 0.4 | 0.4 | 0.4 | 0.4 | 0.4 | 0.4 | 0.4 | 0.05 | 0.05 | 0.05 | 0.05 | 0.05 | 0.05 | 0.05 | 0.05 | From eQ_Lib.dat in MASControl 2017
D17_ESe_Shop_LF_Yr | Lighting | FRACTION | Default¦Wkdy | 2014-04-04 | 2014-04-12 | Hourly | 0.05 | 0.05 | 0.05 | 0.05 | 0.05 | 0.6 | 0.6 | 0.6 | 0.6 | 1 | 1 | 1 | 1 | 1 | 1 | 0.55 | 0.55 | 0.55 | 0.55 | 0.35 | 0.1 | 0.1 | 0.1 | 0.1 | From eQ_Lib.dat in MASControl 2017
D17_ESe_Shop_LF_Yr | Lighting | FRACTION | Wknd | 2014-04-04 | 2014-04-12 | Hourly | 0.05 | 0.05 | 0.05 | 0.05 | 0.05 | 0.05 | 0.05 | 0.4 | 0.4 | 0.4 | 0.4 | 0.4 | 0.4 | 0.4 | 0.4 | 0.4 | 0.05 | 0.05 | 0.05 | 0.05 | 0.05 | 0.05 | 0.05 | 0.05 | From eQ_Lib.dat in MASControl 2017
D17_ESe_Shop_LF_Yr | Lighting | FRACTION | Default¦Wkdy | 2014-04-13 | 2014-06-12 | Hourly | 0.05 | 0.05 | 0.05 | 0.05 | 0.05 | 0.6 | 0.6 | 0.6 | 0.6 | 1 | 1 | 1 | 1 | 1 | 1 | 0.55 | 0.55 | 0.55 | 0.55 | 0.35 | 0.1 | 0.1 | 0.1 | 0.1 | From eQ_Lib.dat in MASControl 2017
D17_ESe_Shop_LF_Yr | Lighting | FRACTION | Wknd | 2014-04-13 | 2014-06-12 | Hourly | 0.05 | 0.05 | 0.05 | 0.05 | 0.05 | 0.05 | 0.05 | 0.4 | 0.4 | 0.4 | 0.4 | 0.4 | 0.4 | 0.4 | 0.4 | 0.4 | 0.05 | 0.05 | 0.05 | 0.05 | 0.05 | 0.05 | 0.05 | 0.05 | From eQ_Lib.dat in MASControl 2017
D17_ESe_Shop_LF_Yr | Lighting | FRACTION | Default¦Wkdy | 2014-06-13 | 2014-08-16 | Hourly | 0.05 | 0.05 | 0.05 | 0.05 | 0.05 | 0.6 | 0.6 | 0.6 | 0.6 | 1 | 1 | 1 | 1 | 1 | 1 | 0.55 | 0.55 | 0.55 | 0.55 | 0.35 | 0.1 | 0.1 | 0.1 | 0.1 | From eQ_Lib.dat in MASControl 2017
D17_ESe_Shop_LF_Yr | Lighting | FRACTION | Wknd | 2014-06-13 | 2014-08-16 | Hourly | 0.05 | 0.05 | 0.05 | 0.05 | 0.05 | 0.05 | 0.05 | 0.4 | 0.4 | 0.4 | 0.4 | 0.4 | 0.4 | 0.4 | 0.4 | 0.4 | 0.05 | 0.05 | 0.05 | 0.05 | 0.05 | 0.05 | 0.05 | 0.05 | From eQ_Lib.dat in MASControl 2017
D17_ESe_Shop_LF_Yr | Lighting | FRACTION | Default¦Wkdy | 2014-08-17 | 2014-12-11 | Hourly | 0.05 | 0.05 | 0.05 | 0.05 | 0.05 | 0.6 | 0.6 | 0.6 | 0.6 | 1 | 1 | 1 | 1 | 1 | 1 | 0.55 | 0.55 | 0.55 | 0.55 | 0.35 | 0.1 | 0.1 | 0.1 | 0.1 | From eQ_Lib.dat in MASControl 2017
D17_ESe_Shop_LF_Yr | Lighting | FRACTION | Wknd | 2014-08-17 | 2014-12-11 | Hourly | 0.05 | 0.05 | 0.05 | 0.05 | 0.05 | 0.05 | 0.05 | 0.4 | 0.4 | 0.4 | 0.4 | 0.4 | 0.4 | 0.4 | 0.4 | 0.4 | 0.05 | 0.05 | 0.05 | 0.05 | 0.05 | 0.05 | 0.05 | 0.05 | From eQ_Lib.dat in MASControl 2017
D17_ESe_Shop_LF_Yr | Lighting | FRACTION | Default¦Wkdy | 2014-12-12 | 2014-12-31 | Hourly | 0.05 | 0.05 | 0.05 | 0.05 | 0.05 | 0.6 | 0.6 | 0.6 | 0.6 | 1 | 1 | 1 | 1 | 1 | 1 | 0.55 | 0.55 | 0.55 | 0.55 | 0.35 | 0.1 | 0.1 | 0.1 | 0.1 | From eQ_Lib.dat in MASControl 2017
D17_ESe_Shop_LF_Yr | Lighting | FRACTION | Wknd | 2014-12-12 | 2014-12-31 | Hourly | 0.05 | 0.05 | 0.05 | 0.05 | 0.05 | 0.05 | 0.05 | 0.4 | 0.4 | 0.4 | 0.4 | 0.4 | 0.4 | 0.4 | 0.4 | 0.4 | 0.05 | 0.05 | 0.05 | 0.05 | 0.05 | 0.05 | 0.05 | 0.05 | From eQ_Lib.dat in MASControl 2017
D17_ESe_Shop_LF_Yr | Lighting | FRACTION | WntrDsn | 2014-01-01 | 2014-12-31 | Constant | 0 | [23 empty] | From eQ_Lib.dat in MASControl 2017
D17_ESe_Shop_LF_Yr | Lighting | FRACTION | SmrDsn | 2014-01-01 | 2014-12-31 | Constant | 1 | [23 empty] | From eQ_Lib.dat in MASControl 2017
D17_ESe_Shop_LF_Yr | Lighting | FRACTION | Hol | 2014-01-01 | 2014-12-31 | Constant | 0.05 | [23 empty] | From eQ_Lib.dat in MASControl 2017
D17_ESe_StCond_CFL_Yr | Lighting | FRACTION | Default¦Wkdy | 2014-01-01 | 2014-01-04 | Hourly | 0.05 | 0.05 | 0.05 | 0.05 | 0.05 | 0.6 | 0.6 | 0.6 | 0.6 | 1 | 1 | 1 | 1 | 1 | 1 | 0.55 | 0.55 | 0.55 | 0.55 | 0.35 | 0.1 | 0.1 | 0.1 | 0.1 | From eQ_Lib.dat in MASControl 2017
D17_ESe_StCond_CFL_Yr | Lighting | FRACTION | Wknd | 2014-01-01 | 2014-01-04 | Hourly | 0.05 | 0.05 | 0.05 | 0.05 | 0.05 | 0.05 | 0.05 | 0.4 | 0.4 | 0.4 | 0.4 | 0.4 | 0.4 | 0.4 | 0.4 | 0.4 | 0.05 | 0.05 | 0.05 | 0.05 | 0.05 | 0.05 | 0.05 | 0.05 | From eQ_Lib.dat in MASControl 2017
D17_ESe_StCond_CFL_Yr | Lighting | FRACTION | Default¦Wkdy | 2014-01-05 | 2014-04-03 | Hourly | 0.05 | 0.05 | 0.05 | 0.05 | 0.05 | 0.6 | 0.6 | 0.6 | 0.6 | 1 | 1 | 1 | 1 | 1 | 1 | 0.55 | 0.55 | 0.55 | 0.55 | 0.35 | 0.1 | 0.1 | 0.1 | 0.1 | From eQ_Lib.dat in MASControl 2017
D17_ESe_StCond_CFL_Yr | Lighting | FRACTION | Wknd | 2014-01-05 | 2014-04-03 | Hourly | 0.05 | 0.05 | 0.05 | 0.05 | 0.05 | 0.05 | 0.05 | 0.4 | 0.4 | 0.4 | 0.4 | 0.4 | 0.4 | 0.4 | 0.4 | 0.4 | 0.05 | 0.05 | 0.05 | 0.05 | 0.05 | 0.05 | 0.05 | 0.05 | From eQ_Lib.dat in MASControl 2017
D17_ESe_StCond_CFL_Yr | Lighting | FRACTION | Default¦Wkdy | 2014-04-04 | 2014-04-12 | Hourly | 0.05 | 0.05 | 0.05 | 0.05 | 0.05 | 0.6 | 0.6 | 0.6 | 0.6 | 1 | 1 | 1 | 1 | 1 | 1 | 0.55 | 0.55 | 0.55 | 0.55 | 0.35 | 0.1 | 0.1 | 0.1 | 0.1 | From eQ_Lib.dat in MASControl 2017
D17_ESe_StCond_CFL_Yr | Lighting | FRACTION | Wknd | 2014-04-04 | 2014-04-12 | Hourly | 0.05 | 0.05 | 0.05 | 0.05 | 0.05 | 0.05 | 0.05 | 0.4 | 0.4 | 0.4 | 0.4 | 0.4 | 0.4 | 0.4 | 0.4 | 0.4 | 0.05 | 0.05 | 0.05 | 0.05 | 0.05 | 0.05 | 0.05 | 0.05 | From eQ_Lib.dat in MASControl 2017
D17_ESe_StCond_CFL_Yr | Lighting | FRACTION | Default¦Wkdy | 2014-04-13 | 2014-06-12 | Hourly | 0.05 | 0.05 | 0.05 | 0.05 | 0.05 | 0.6 | 0.6 | 0.6 | 0.6 | 1 | 1 | 1 | 1 | 1 | 1 | 0.55 | 0.55 | 0.55 | 0.55 | 0.35 | 0.1 | 0.1 | 0.1 | 0.1 | From eQ_Lib.dat in MASControl 2017
D17_ESe_StCond_CFL_Yr | Lighting | FRACTION | Wknd | 2014-04-13 | 2014-06-12 | Hourly | 0.05 | 0.05 | 0.05 | 0.05 | 0.05 | 0.05 | 0.05 | 0.4 | 0.4 | 0.4 | 0.4 | 0.4 | 0.4 | 0.4 | 0.4 | 0.4 | 0.05 | 0.05 | 0.05 | 0.05 | 0.05 | 0.05 | 0.05 | 0.05 | From eQ_Lib.dat in MASControl 2017
D17_ESe_StCond_CFL_Yr | Lighting | FRACTION | Default¦Wkdy | 2014-06-13 | 2014-08-16 | Hourly | 0.05 | 0.05 | 0.05 | 0.05 | 0.05 | 0.6 | 0.6 | 0.6 | 0.6 | 1 | 1 | 1 | 1 | 1 | 1 | 0.55 | 0.55 | 0.55 | 0.55 | 0.35 | 0.1 | 0.1 | 0.1 | 0.1 | From eQ_Lib.dat in MASControl 2017
D17_ESe_StCond_CFL_Yr | Lighting | FRACTION | Wknd | 2014-06-13 | 2014-08-16 | Hourly | 0.05 | 0.05 | 0.05 | 0.05 | 0.05 | 0.05 | 0.05 | 0.4 | 0.4 | 0.4 | 0.4 | 0.4 | 0.4 | 0.4 | 0.4 | 0.4 | 0.05 | 0.05 | 0.05 | 0.05 | 0.05 | 0.05 | 0.05 | 0.05 | From eQ_Lib.dat in MASControl 2017
D17_ESe_StCond_CFL_Yr | Lighting | FRACTION | Default¦Wkdy | 2014-08-17 | 2014-12-11 | Hourly | 0.05 | 0.05 | 0.05 | 0.05 | 0.05 | 0.6 | 0.6 | 0.6 | 0.6 | 1 | 1 | 1 | 1 | 1 | 1 | 0.55 | 0.55 | 0.55 | 0.55 | 0.35 | 0.1 | 0.1 | 0.1 | 0.1 | From eQ_Lib.dat in MASControl 2017
D17_ESe_StCond_CFL_Yr | Lighting | FRACTION | Wknd | 2014-08-17 | 2014-12-11 | Hourly | 0.05 | 0.05 | 0.05 | 0.05 | 0.05 | 0.05 | 0.05 | 0.4 | 0.4 | 0.4 | 0.4 | 0.4 | 0.4 | 0.4 | 0.4 | 0.4 | 0.05 | 0.05 | 0.05 | 0.05 | 0.05 | 0.05 | 0.05 | 0.05 | From eQ_Lib.dat in MASControl 2017
D17_ESe_StCond_CFL_Yr | Lighting | FRACTION | Default¦Wkdy | 2014-12-12 | 2014-12-31 | Hourly | 0.05 | 0.05 | 0.05 | 0.05 | 0.05 | 0.6 | 0.6 | 0.6 | 0.6 | 1 | 1 | 1 | 1 | 1 | 1 | 0.55 | 0.55 | 0.55 | 0.55 | 0.35 | 0.1 | 0.1 | 0.1 | 0.1 | From eQ_Lib.dat in MASControl 2017
D17_ESe_StCond_CFL_Yr | Lighting | FRACTION | Wknd | 2014-12-12 | 2014-12-31 | Hourly | 0.05 | 0.05 | 0.05 | 0.05 | 0.05 | 0.05 | 0.05 | 0.4 | 0.4 | 0.4 | 0.4 | 0.4 | 0.4 | 0.4 | 0.4 | 0.4 | 0.05 | 0.05 | 0.05 | 0.05 | 0.05 | 0.05 | 0.05 | 0.05 | From eQ_Lib.dat in MASControl 2017
D17_ESe_StCond_CFL_Yr | Lighting | FRACTION | WntrDsn | 2014-01-01 | 2014-12-31 | Constant | 0 | [23 empty] | From eQ_Lib.dat in MASControl 2017
D17_ESe_StCond_CFL_Yr | Lighting | FRACTION | SmrDsn | 2014-01-01 | 2014-12-31 | Constant | 1 | [23 empty] | From eQ_Lib.dat in MASControl 2017
D17_ESe_StCond_CFL_Yr | Lighting | FRACTION | Hol | 2014-01-01 | 2014-12-31 | Constant | 0.05 | [23 empty] | From eQ_Lib.dat in MASControl 2017
D17_ESe_StCond_LF_Yr | Lighting | FRACTION | Default¦Wkdy | 2014-01-01 | 2014-01-04 | Hourly | 0.05 | 0.05 | 0.05 | 0.05 | 0.05 | 0.6 | 0.6 | 0.6 | 0.6 | 1 | 1 | 1 | 1 | 1 | 1 | 0.55 | 0.55 | 0.55 | 0.55 | 0.35 | 0.1 | 0.1 | 0.1 | 0.1 | From eQ_Lib.dat in MASControl 2017
D17_ESe_StCond_LF_Yr | Lighting | FRACTION | Wknd | 2014-01-01 | 2014-01-04 | Hourly | 0.05 | 0.05 | 0.05 | 0.05 | 0.05 | 0.05 | 0.05 | 0.4 | 0.4 | 0.4 | 0.4 | 0.4 | 0.4 | 0.4 | 0.4 | 0.4 | 0.05 | 0.05 | 0.05 | 0.05 | 0.05 | 0.05 | 0.05 | 0.05 | From eQ_Lib.dat in MASControl 2017
D17_ESe_StCond_LF_Yr | Lighting | FRACTION | Default¦Wkdy | 2014-01-05 | 2014-04-03 | Hourly | 0.05 | 0.05 | 0.05 | 0.05 | 0.05 | 0.6 | 0.6 | 0.6 | 0.6 | 1 | 1 | 1 | 1 | 1 | 1 | 0.55 | 0.55 | 0.55 | 0.55 | 0.35 | 0.1 | 0.1 | 0.1 | 0.1 | From eQ_Lib.dat in MASControl 2017
D17_ESe_StCond_LF_Yr | Lighting | FRACTION | Wknd | 2014-01-05 | 2014-04-03 | Hourly | 0.05 | 0.05 | 0.05 | 0.05 | 0.05 | 0.05 | 0.05 | 0.4 | 0.4 | 0.4 | 0.4 | 0.4 | 0.4 | 0.4 | 0.4 | 0.4 | 0.05 | 0.05 | 0.05 | 0.05 | 0.05 | 0.05 | 0.05 | 0.05 | From eQ_Lib.dat in MASControl 2017
D17_ESe_StCond_LF_Yr | Lighting | FRACTION | Default¦Wkdy | 2014-04-04 | 2014-04-12 | Hourly | 0.05 | 0.05 | 0.05 | 0.05 | 0.05 | 0.6 | 0.6 | 0.6 | 0.6 | 1 | 1 | 1 | 1 | 1 | 1 | 0.55 | 0.55 | 0.55 | 0.55 | 0.35 | 0.1 | 0.1 | 0.1 | 0.1 | From eQ_Lib.dat in MASControl 2017
D17_ESe_StCond_LF_Yr | Lighting | FRACTION | Wknd | 2014-04-04 | 2014-04-12 | Hourly | 0.05 | 0.05 | 0.05 | 0.05 | 0.05 | 0.05 | 0.05 | 0.4 | 0.4 | 0.4 | 0.4 | 0.4 | 0.4 | 0.4 | 0.4 | 0.4 | 0.05 | 0.05 | 0.05 | 0.05 | 0.05 | 0.05 | 0.05 | 0.05 | From eQ_Lib.dat in MASControl 2017
D17_ESe_StCond_LF_Yr | Lighting | FRACTION | Default¦Wkdy | 2014-04-13 | 2014-06-12 | Hourly | 0.05 | 0.05 | 0.05 | 0.05 | 0.05 | 0.6 | 0.6 | 0.6 | 0.6 | 1 | 1 | 1 | 1 | 1 | 1 | 0.55 | 0.55 | 0.55 | 0.55 | 0.35 | 0.1 | 0.1 | 0.1 | 0.1 | From eQ_Lib.dat in MASControl 2017
D17_ESe_StCond_LF_Yr | Lighting | FRACTION | Wknd | 2014-04-13 | 2014-06-12 | Hourly | 0.05 | 0.05 | 0.05 | 0.05 | 0.05 | 0.05 | 0.05 | 0.4 | 0.4 | 0.4 | 0.4 | 0.4 | 0.4 | 0.4 | 0.4 | 0.4 | 0.05 | 0.05 | 0.05 | 0.05 | 0.05 | 0.05 | 0.05 | 0.05 | From eQ_Lib.dat in MASControl 2017
D17_ESe_StCond_LF_Yr | Lighting | FRACTION | Default¦Wkdy | 2014-06-13 | 2014-08-16 | Hourly | 0.05 | 0.05 | 0.05 | 0.05 | 0.05 | 0.6 | 0.6 | 0.6 | 0.6 | 1 | 1 | 1 | 1 | 1 | 1 | 0.55 | 0.55 | 0.55 | 0.55 | 0.35 | 0.1 | 0.1 | 0.1 | 0.1 | From eQ_Lib.dat in MASControl 2017
D17_ESe_StCond_LF_Yr | Lighting | FRACTION | Wknd | 2014-06-13 | 2014-08-16 | Hourly | 0.05 | 0.05 | 0.05 | 0.05 | 0.05 | 0.05 | 0.05 | 0.4 | 0.4 | 0.4 | 0.4 | 0.4 | 0.4 | 0.4 | 0.4 | 0.4 | 0.05 | 0.05 | 0.05 | 0.05 | 0.05 | 0.05 | 0.05 | 0.05 | From eQ_Lib.dat in MASControl 2017
D17_ESe_StCond_LF_Yr | Lighting | FRACTION | Default¦Wkdy | 2014-08-17 | 2014-12-11 | Hourly | 0.05 | 0.05 | 0.05 | 0.05 | 0.05 | 0.6 | 0.6 | 0.6 | 0.6 | 1 | 1 | 1 | 1 | 1 | 1 | 0.55 | 0.55 | 0.55 | 0.55 | 0.35 | 0.1 | 0.1 | 0.1 | 0.1 | From eQ_Lib.dat in MASControl 2017
D17_ESe_StCond_LF_Yr | Lighting | FRACTION | Wknd | 2014-08-17 | 2014-12-11 | Hourly | 0.05 | 0.05 | 0.05 | 0.05 | 0.05 | 0.05 | 0.05 | 0.4 | 0.4 | 0.4 | 0.4 | 0.4 | 0.4 | 0.4 | 0.4 | 0.4 | 0.05 | 0.05 | 0.05 | 0.05 | 0.05 | 0.05 | 0.05 | 0.05 | From eQ_Lib.dat in MASControl 2017
D17_ESe_StCond_LF_Yr | Lighting | FRACTION | Default¦Wkdy | 2014-12-12 | 2014-12-31 | Hourly | 0.05 | 0.05 | 0.05 | 0.05 | 0.05 | 0.6 | 0.6 | 0.6 | 0.6 | 1 | 1 | 1 | 1 | 1 | 1 | 0.55 | 0.55 | 0.55 | 0.55 | 0.35 | 0.1 | 0.1 | 0.1 | 0.1 | From eQ_Lib.dat in MASControl 2017
D17_ESe_StCond_LF_Yr | Lighting | FRACTION | Wknd | 2014-12-12 | 2014-12-31 | Hourly | 0.05 | 0.05 | 0.05 | 0.05 | 0.05 | 0.05 | 0.05 | 0.4 | 0.4 | 0.4 | 0.4 | 0.4 | 0.4 | 0.4 | 0.4 | 0.4 | 0.05 | 0.05 | 0.05 | 0.05 | 0.05 | 0.05 | 0.05 | 0.05 | From eQ_Lib.dat in MASControl 2017
D17_ESe_StCond_LF_Yr | Lighting | FRACTION | WntrDsn | 2014-01-01 | 2014-12-31 | Constant | 0 | [23 empty] | From eQ_Lib.dat in MASControl 2017
D17_ESe_StCond_LF_Yr | Lighting | FRACTION | SmrDsn | 2014-01-01 | 2014-12-31 | Constant | 1 | [23 empty] | From eQ_Lib.dat in MASControl 2017
D17_ESe_StCond_LF_Yr | Lighting | FRACTION | Hol | 2014-01-01 | 2014-12-31 | Constant | 0.05 | [23 empty] | From eQ_Lib.dat in MASControl 2017
D17_EUn_Clrm_CFL_Yr | Lighting | FRACTION | SmrDsn | 2014-01-01 | 2014-01-11 | Constant | 1 | [23 empty] | From eQ_Lib.dat in MASControl 2017
D17_EUn_Clrm_CFL_Yr | Lighting | FRACTION | WntrDsn | 2014-01-01 | 2014-01-11 | Constant | 0 | [23 empty] | From eQ_Lib.dat in MASControl 2017
D17_EUn_Clrm_CFL_Yr | Lighting | FRACTION | Default | 2014-01-01 | 2014-01-11 | Constant | 0.035 | [23 empty] | From eQ_Lib.dat in MASControl 2017
D17_EUn_Clrm_CFL_Yr | Lighting | FRACTION | Default¦Wkdy | 2014-01-12 | 2014-04-03 | Hourly | 0.05 | 0.05 | 0.05 | 0.05 | 0.05 | 0.05 | 0.3579 | 0.5632 | 0.7 | 0.7 | 0.7 | 0.6316 | 0.6316 | 0.6316 | 0.7 | 0.7 | 0.7 | 0.6316 | 0.6316 | 0.6316 | 0.5632 | 0.4947 | 0.3579 | 0.1526 | From eQ_Lib.dat in MASControl 2017
D17_EUn_Clrm_CFL_Yr | Lighting | FRACTION | Wknd | 2014-01-12 | 2014-04-03 | Hourly | 0.05 | 0.05 | 0.05 | 0.05 | 0.05 | 0.05 | 0.05 | 0.2079 | 0.25 | 0.25 | 0.25 | 0.2289 | 0.2289 | 0.2289 | 0.25 | 0.25 | 0.1868 | 0.1237 | 0.0816 | 0.05 | 0.05 | 0.05 | 0.05 | 0.05 | From eQ_Lib.dat in MASControl 2017
D17_EUn_Clrm_CFL_Yr | Lighting | FRACTION | SmrDsn | 2014-04-04 | 2014-04-12 | Constant | 1 | [23 empty] | From eQ_Lib.dat in MASControl 2017
D17_EUn_Clrm_CFL_Yr | Lighting | FRACTION | WntrDsn | 2014-04-04 | 2014-04-12 | Constant | 0 | [23 empty] | From eQ_Lib.dat in MASControl 2017
D17_EUn_Clrm_CFL_Yr | Lighting | FRACTION | Default | 2014-04-04 | 2014-04-12 | Constant | 0.035 | [23 empty] | From eQ_Lib.dat in MASControl 2017
D17_EUn_Clrm_CFL_Yr | Lighting | FRACTION | Default¦Wkdy | 2014-04-13 | 2014-05-22 | Hourly | 0.05 | 0.05 | 0.05 | 0.05 | 0.05 | 0.05 | 0.3579 | 0.5632 | 0.7 | 0.7 | 0.7 | 0.6316 | 0.6316 | 0.6316 | 0.7 | 0.7 | 0.7 | 0.6316 | 0.6316 | 0.6316 | 0.5632 | 0.4947 | 0.3579 | 0.1526 | From eQ_Lib.dat in MASControl 2017
D17_EUn_Clrm_CFL_Yr | Lighting | FRACTION | Wknd | 2014-04-13 | 2014-05-22 | Hourly | 0.05 | 0.05 | 0.05 | 0.05 | 0.05 | 0.05 | 0.05 | 0.2079 | 0.25 | 0.25 | 0.25 | 0.2289 | 0.2289 | 0.2289 | 0.25 | 0.25 | 0.1868 | 0.1237 | 0.0816 | 0.05 | 0.05 | 0.05 | 0.05 | 0.05 | From eQ_Lib.dat in MASControl 2017
D17_EUn_Clrm_CFL_Yr | Lighting | FRACTION | SmrDsn | 2014-05-23 | 2014-05-31 | Constant | 1 | [23 empty] | From eQ_Lib.dat in MASControl 2017
D17_EUn_Clrm_CFL_Yr | Lighting | FRACTION | WntrDsn | 2014-05-23 | 2014-05-31 | Constant | 0 | [23 empty] | From eQ_Lib.dat in MASControl 2017
D17_EUn_Clrm_CFL_Yr | Lighting | FRACTION | Default | 2014-05-23 | 2014-05-31 | Constant | 0.035 | [23 empty] | From eQ_Lib.dat in MASControl 2017
D17_EUn_Clrm_CFL_Yr | Lighting | FRACTION | Default¦Wkdy | 2014-06-01 | 2014-08-07 | Hourly | 0.05 | 0.05 | 0.05 | 0.05 | 0.05 | 0.05 | 0.2395 | 0.3658 | 0.45 | 0.45 | 0.45 | 0.4079 | 0.4079 | 0.4079 | 0.45 | 0.45 | 0.45 | 0.4079 | 0.4079 | 0.3658 | 0.3237 | 0.2395 | 0.1132 | 0.05 | From eQ_Lib.dat in MASControl 2017
D17_EUn_Clrm_CFL_Yr | Lighting | FRACTION | Wknd | 2014-06-01 | 2014-08-07 | Hourly | 0.05 | 0.05 | 0.05 | 0.05 | 0.05 | 0.05 | 0.05 | 0.1289 | 0.15 | 0.15 | 0.15 | 0.1395 | 0.1395 | 0.1395 | 0.15 | 0.1184 | 0.0868 | 0.0658 | 0.05 | 0.05 | 0.05 | 0.05 | 0.05 | 0.05 | From eQ_Lib.dat in MASControl 2017
D17_EUn_Clrm_CFL_Yr | Lighting | FRACTION | SmrDsn | 2014-08-08 | 2014-08-16 | Constant | 1 | [23 empty] | From eQ_Lib.dat in MASControl 2017
D17_EUn_Clrm_CFL_Yr | Lighting | FRACTION | WntrDsn | 2014-08-08 | 2014-08-16 | Constant | 0 | [23 empty] | From eQ_Lib.dat in MASControl 2017
D17_EUn_Clrm_CFL_Yr | Lighting | FRACTION | Default | 2014-08-08 | 2014-08-16 | Constant | 0.035 | [23 empty] | From eQ_Lib.dat in MASControl 2017
D17_EUn_Clrm_CFL_Yr | Lighting | FRACTION | Default¦Wkdy | 2014-08-17 | 2014-12-11 | Hourly | 0.05 | 0.05 | 0.05 | 0.05 | 0.05 | 0.05 | 0.3579 | 0.5632 | 0.7 | 0.7 | 0.7 | 0.6316 | 0.6316 | 0.6316 | 0.7 | 0.7 | 0.7 | 0.6316 | 0.6316 | 0.6316 | 0.5632 | 0.4947 | 0.3579 | 0.1526 | From eQ_Lib.dat in MASControl 2017
D17_EUn_Clrm_CFL_Yr | Lighting | FRACTION | Wknd | 2014-08-17 | 2014-12-11 | Hourly | 0.05 | 0.05 | 0.05 | 0.05 | 0.05 | 0.05 | 0.05 | 0.2079 | 0.25 | 0.25 | 0.25 | 0.2289 | 0.2289 | 0.2289 | 0.25 | 0.25 | 0.1868 | 0.1237 | 0.0816 | 0.05 | 0.05 | 0.05 | 0.05 | 0.05 | From eQ_Lib.dat in MASControl 2017
D17_EUn_Clrm_CFL_Yr | Lighting | FRACTION | SmrDsn | 2014-12-12 | 2014-12-31 | Constant | 1 | [23 empty] | From eQ_Lib.dat in MASControl 2017
D17_EUn_Clrm_CFL_Yr | Lighting | FRACTION | WntrDsn | 2014-12-12 | 2014-12-31 | Constant | 0 | [23 empty] | From eQ_Lib.dat in MASControl 2017
D17_EUn_Clrm_CFL_Yr | Lighting | FRACTION | Default | 2014-12-12 | 2014-12-31 | Constant | 0.035 | [23 empty] | From eQ_Lib.dat in MASControl 2017
D17_EUn_Clrm_CFL_Yr | Lighting | FRACTION | WntrDsn | 2014-01-01 | 2014-12-31 | Constant | 0 | [23 empty] | From eQ_Lib.dat in MASControl 2017
D17_EUn_Clrm_CFL_Yr | Lighting | FRACTION | SmrDsn | 2014-01-01 | 2014-12-31 | Constant | 1 | [23 empty] | From eQ_Lib.dat in MASControl 2017
D17_EUn_Clrm_CFL_Yr | Lighting | FRACTION | Hol | 2014-01-01 | 2014-12-31 | Hourly | 0.05 | 0.05 | 0.05 | 0.05 | 0.05 | 0.05 | 0.05 | 0.05 | 0.05 | 0.05 | 0.15 | 0.15 | 0.05 | 0.05 | 0.05 | 0.05 | 0.05 | 0.05 | 0.05 | 0.05 | 0.05 | 0.05 | 0.05 | 0.05 | From eQ_Lib.dat in MASControl 2017
D17_EUn_Clrm_LF_Yr | Lighting | FRACTION | SmrDsn | 2014-01-01 | 2014-01-11 | Constant | 1 | [23 empty] | From eQ_Lib.dat in MASControl 2017
D17_EUn_Clrm_LF_Yr | Lighting | FRACTION | WntrDsn | 2014-01-01 | 2014-01-11 | Constant | 0 | [23 empty] | From eQ_Lib.dat in MASControl 2017
D17_EUn_Clrm_LF_Yr | Lighting | FRACTION | Default | 2014-01-01 | 2014-01-11 | Constant | 0.035 | [23 empty] | From eQ_Lib.dat in MASControl 2017
D17_EUn_Clrm_LF_Yr | Lighting | FRACTION | Default¦Wkdy | 2014-01-12 | 2014-04-03 | Hourly | 0.05 | 0.05 | 0.05 | 0.05 | 0.05 | 0.05 | 0.3579 | 0.5632 | 0.7 | 0.7 | 0.7 | 0.6316 | 0.6316 | 0.6316 | 0.7 | 0.7 | 0.7 | 0.6316 | 0.6316 | 0.6316 | 0.5632 | 0.4947 | 0.3579 | 0.1526 | From eQ_Lib.dat in MASControl 2017
D17_EUn_Clrm_LF_Yr | Lighting | FRACTION | Wknd | 2014-01-12 | 2014-04-03 | Hourly | 0.05 | 0.05 | 0.05 | 0.05 | 0.05 | 0.05 | 0.05 | 0.2079 | 0.25 | 0.25 | 0.25 | 0.2289 | 0.2289 | 0.2289 | 0.25 | 0.25 | 0.1868 | 0.1237 | 0.0816 | 0.05 | 0.05 | 0.05 | 0.05 | 0.05 | From eQ_Lib.dat in MASControl 2017
D17_EUn_Clrm_LF_Yr | Lighting | FRACTION | SmrDsn | 2014-04-04 | 2014-04-12 | Constant | 1 | [23 empty] | From eQ_Lib.dat in MASControl 2017
D17_EUn_Clrm_LF_Yr | Lighting | FRACTION | WntrDsn | 2014-04-04 | 2014-04-12 | Constant | 0 | [23 empty] | From eQ_Lib.dat in MASControl 2017
D17_EUn_Clrm_LF_Yr | Lighting | FRACTION | Default | 2014-04-04 | 2014-04-12 | Constant | 0.035 | [23 empty] | From eQ_Lib.dat in MASControl 2017
D17_EUn_Clrm_LF_Yr | Lighting | FRACTION | Default¦Wkdy | 2014-04-13 | 2014-05-22 | Hourly | 0.05 | 0.05 | 0.05 | 0.05 | 0.05 | 0.05 | 0.3579 | 0.5632 | 0.7 | 0.7 | 0.7 | 0.6316 | 0.6316 | 0.6316 | 0.7 | 0.7 | 0.7 | 0.6316 | 0.6316 | 0.6316 | 0.5632 | 0.4947 | 0.3579 | 0.1526 | From eQ_Lib.dat in MASControl 2017
D17_EUn_Clrm_LF_Yr | Lighting | FRACTION | Wknd | 2014-04-13 | 2014-05-22 | Hourly | 0.05 | 0.05 | 0.05 | 0.05 | 0.05 | 0.05 | 0.05 | 0.2079 | 0.25 | 0.25 | 0.25 | 0.2289 | 0.2289 | 0.2289 | 0.25 | 0.25 | 0.1868 | 0.1237 | 0.0816 | 0.05 | 0.05 | 0.05 | 0.05 | 0.05 | From eQ_Lib.dat in MASControl 2017
D17_EUn_Clrm_LF_Yr | Lighting | FRACTION | SmrDsn | 2014-05-23 | 2014-05-31 | Constant | 1 | [23 empty] | From eQ_Lib.dat in MASControl 2017
D17_EUn_Clrm_LF_Yr | Lighting | FRACTION | WntrDsn | 2014-05-23 | 2014-05-31 | Constant | 0 | [23 empty] | From eQ_Lib.dat in MASControl 2017
D17_EUn_Clrm_LF_Yr | Lighting | FRACTION | Default | 2014-05-23 | 2014-05-31 | Constant | 0.035 | [23 empty] | From eQ_Lib.dat in MASControl 2017
D17_EUn_Clrm_LF_Yr | Lighting | FRACTION | Default¦Wkdy | 2014-06-01 | 2014-08-07 | Hourly | 0.05 | 0.05 | 0.05 | 0.05 | 0.05 | 0.05 | 0.2395 | 0.3658 | 0.45 | 0.45 | 0.45 | 0.4079 | 0.4079 | 0.4079 | 0.45 | 0.45 | 0.45 | 0.4079 | 0.4079 | 0.3658 | 0.3237 | 0.2395 | 0.1132 | 0.05 | From eQ_Lib.dat in MASControl 2017
D17_EUn_Clrm_LF_Yr | Lighting | FRACTION | Wknd | 2014-06-01 | 2014-08-07 | Hourly | 0.05 | 0.05 | 0.05 | 0.05 | 0.05 | 0.05 | 0.05 | 0.1289 | 0.15 | 0.15 | 0.15 | 0.1395 | 0.1395 | 0.1395 | 0.15 | 0.1184 | 0.0868 | 0.0658 | 0.05 | 0.05 | 0.05 | 0.05 | 0.05 | 0.05 | From eQ_Lib.dat in MASControl 2017
D17_EUn_Clrm_LF_Yr | Lighting | FRACTION | SmrDsn | 2014-08-08 | 2014-08-16 | Constant | 1 | [23 empty] | From eQ_Lib.dat in MASControl 2017
D17_EUn_Clrm_LF_Yr | Lighting | FRACTION | WntrDsn | 2014-08-08 | 2014-08-16 | Constant | 0 | [23 empty] | From eQ_Lib.dat in MASControl 2017
D17_EUn_Clrm_LF_Yr | Lighting | FRACTION | Default | 2014-08-08 | 2014-08-16 | Constant | 0.035 | [23 empty] | From eQ_Lib.dat in MASControl 2017
D17_EUn_Clrm_LF_Yr | Lighting | FRACTION | Default¦Wkdy | 2014-08-17 | 2014-12-11 | Hourly | 0.05 | 0.05 | 0.05 | 0.05 | 0.05 | 0.05 | 0.3579 | 0.5632 | 0.7 | 0.7 | 0.7 | 0.6316 | 0.6316 | 0.6316 | 0.7 | 0.7 | 0.7 | 0.6316 | 0.6316 | 0.6316 | 0.5632 | 0.4947 | 0.3579 | 0.1526 | From eQ_Lib.dat in MASControl 2017
D17_EUn_Clrm_LF_Yr | Lighting | FRACTION | Wknd | 2014-08-17 | 2014-12-11 | Hourly | 0.05 | 0.05 | 0.05 | 0.05 | 0.05 | 0.05 | 0.05 | 0.2079 | 0.25 | 0.25 | 0.25 | 0.2289 | 0.2289 | 0.2289 | 0.25 | 0.25 | 0.1868 | 0.1237 | 0.0816 | 0.05 | 0.05 | 0.05 | 0.05 | 0.05 | From eQ_Lib.dat in MASControl 2017
D17_EUn_Clrm_LF_Yr | Lighting | FRACTION | SmrDsn | 2014-12-12 | 2014-12-31 | Constant | 1 | [23 empty] | From eQ_Lib.dat in MASControl 2017
D17_EUn_Clrm_LF_Yr | Lighting | FRACTION | WntrDsn | 2014-12-12 | 2014-12-31 | Constant | 0 | [23 empty] | From eQ_Lib.dat in MASControl 2017
D17_EUn_Clrm_LF_Yr | Lighting | FRACTION | Default | 2014-12-12 | 2014-12-31 | Constant | 0.035 | [23 empty] | From eQ_Lib.dat in MASControl 2017
D17_EUn_Clrm_LF_Yr | Lighting | FRACTION | WntrDsn | 2014-01-01 | 2014-12-31 | Constant | 0 | [23 empty] | From eQ_Lib.dat in MASControl 2017
D17_EUn_Clrm_LF_Yr | Lighting | FRACTION | SmrDsn | 2014-01-01 | 2014-12-31 | Constant | 1 | [23 empty] | From eQ_Lib.dat in MASControl 2017
D17_EUn_Clrm_LF_Yr | Lighting | FRACTION | Hol | 2014-01-01 | 2014-12-31 | Hourly | 0.05 | 0.05 | 0.05 | 0.05 | 0.05 | 0.05 | 0.05 | 0.05 | 0.05 | 0.05 | 0.15 | 0.15 | 0.05 | 0.05 | 0.05 | 0.05 | 0.05 | 0.05 | 0.05 | 0.05 | 0.05 | 0.05 | 0.05 | 0.05 | From eQ_Lib.dat in MASControl 2017
D17_EUn_CompCL_CFL_Yr | Lighting | FRACTION | SmrDsn | 2014-01-01 | 2014-01-11 | Constant | 1 | [23 empty] | From eQ_Lib.dat in MASControl 2017
D17_EUn_CompCL_CFL_Yr | Lighting | FRACTION | WntrDsn | 2014-01-01 | 2014-01-11 | Constant | 0 | [23 empty] | From eQ_Lib.dat in MASControl 2017
D17_EUn_CompCL_CFL_Yr | Lighting | FRACTION | Default | 2014-01-01 | 2014-01-11 | Constant | 0.05 | [23 empty] | From eQ_Lib.dat in MASControl 2017
D17_EUn_CompCL_CFL_Yr | Lighting | FRACTION | Default¦Wkdy | 2014-01-12 | 2014-04-03 | Hourly | 0.1 | 0.1 | 0.1 | 0.1 | 0.1 | 0.1 | 0.2333 | 0.5667 | 0.7 | 0.7 | 0.7 | 0.7 | 0.7 | 0.7 | 0.7 | 0.7 | 0.7 | 0.2 | 0.1 | 0.1 | 0.1 | 0.1 | 0.1 | 0.1 | From eQ_Lib.dat in MASControl 2017
D17_EUn_CompCL_CFL_Yr | Lighting | FRACTION | Wknd | 2014-01-12 | 2014-04-03 | Hourly | 0.1 | 0.1 | 0.1 | 0.1 | 0.1 | 0.1 | 0.1 | 0.2222 | 0.375 | 0.375 | 0.375 | 0.375 | 0.375 | 0.375 | 0.375 | 0.375 | 0.375 | 0.1458 | 0.1 | 0.1 | 0.1 | 0.1 | 0.1 | 0.1 | From eQ_Lib.dat in MASControl 2017
D17_EUn_CompCL_CFL_Yr | Lighting | FRACTION | SmrDsn | 2014-04-04 | 2014-04-12 | Constant | 1 | [23 empty] | From eQ_Lib.dat in MASControl 2017
D17_EUn_CompCL_CFL_Yr | Lighting | FRACTION | WntrDsn | 2014-04-04 | 2014-04-12 | Constant | 0 | [23 empty] | From eQ_Lib.dat in MASControl 2017
D17_EUn_CompCL_CFL_Yr | Lighting | FRACTION | Default | 2014-04-04 | 2014-04-12 | Constant | 0.05 | [23 empty] | From eQ_Lib.dat in MASControl 2017
D17_EUn_CompCL_CFL_Yr | Lighting | FRACTION | Default¦Wkdy | 2014-04-13 | 2014-05-22 | Hourly | 0.1 | 0.1 | 0.1 | 0.1 | 0.1 | 0.1 | 0.2333 | 0.5667 | 0.7 | 0.7 | 0.7 | 0.7 | 0.7 | 0.7 | 0.7 | 0.7 | 0.7 | 0.2 | 0.1 | 0.1 | 0.1 | 0.1 | 0.1 | 0.1 | From eQ_Lib.dat in MASControl 2017
D17_EUn_CompCL_CFL_Yr | Lighting | FRACTION | Wknd | 2014-04-13 | 2014-05-22 | Hourly | 0.1 | 0.1 | 0.1 | 0.1 | 0.1 | 0.1 | 0.1 | 0.2222 | 0.375 | 0.375 | 0.375 | 0.375 | 0.375 | 0.375 | 0.375 | 0.375 | 0.375 | 0.1458 | 0.1 | 0.1 | 0.1 | 0.1 | 0.1 | 0.1 | From eQ_Lib.dat in MASControl 2017
D17_EUn_CompCL_CFL_Yr | Lighting | FRACTION | SmrDsn | 2014-05-23 | 2014-05-31 | Constant | 1 | [23 empty] | From eQ_Lib.dat in MASControl 2017
D17_EUn_CompCL_CFL_Yr | Lighting | FRACTION | WntrDsn | 2014-05-23 | 2014-05-31 | Constant | 0 | [23 empty] | From eQ_Lib.dat in MASControl 2017
D17_EUn_CompCL_CFL_Yr | Lighting | FRACTION | Default | 2014-05-23 | 2014-05-31 | Constant | 0.05 | [23 empty] | From eQ_Lib.dat in MASControl 2017
D17_EUn_CompCL_CFL_Yr | Lighting | FRACTION | Default¦Wkdy | 2014-06-01 | 2014-08-07 | Hourly | 0.0563 | 0.0563 | 0.0563 | 0.0563 | 0.0563 | 0.0563 | 0.1438 | 0.3625 | 0.45 | 0.45 | 0.45 | 0.45 | 0.45 | 0.45 | 0.45 | 0.45 | 0.45 | 0.1219 | 0.0563 | 0.0563 | 0.0563 | 0.0563 | 0.0563 | 0.0563 | From eQ_Lib.dat in MASControl 2017
D17_EUn_CompCL_CFL_Yr | Lighting | FRACTION | Wknd | 2014-06-01 | 2014-08-07 | Hourly | 0.0563 | 0.0563 | 0.0563 | 0.0563 | 0.0563 | 0.0563 | 0.0563 | 0.1313 | 0.2252 | 0.2252 | 0.2252 | 0.2252 | 0.2252 | 0.2252 | 0.2252 | 0.2252 | 0.2252 | 0.0844 | 0.0563 | 0.0563 | 0.0563 | 0.0563 | 0.0563 | 0.0563 | From eQ_Lib.dat in MASControl 2017
D17_EUn_CompCL_CFL_Yr | Lighting | FRACTION | SmrDsn | 2014-08-08 | 2014-08-16 | Constant | 1 | [23 empty] | From eQ_Lib.dat in MASControl 2017
D17_EUn_CompCL_CFL_Yr | Lighting | FRACTION | WntrDsn | 2014-08-08 | 2014-08-16 | Constant | 0 | [23 empty] | From eQ_Lib.dat in MASControl 2017
D17_EUn_CompCL_CFL_Yr | Lighting | FRACTION | Default | 2014-08-08 | 2014-08-16 | Constant | 0.05 | [23 empty] | From eQ_Lib.dat in MASControl 2017
D17_EUn_CompCL_CFL_Yr | Lighting | FRACTION | Default¦Wkdy | 2014-08-17 | 2014-12-11 | Hourly | 0.1 | 0.1 | 0.1 | 0.1 | 0.1 | 0.1 | 0.2333 | 0.5667 | 0.7 | 0.7 | 0.7 | 0.7 | 0.7 | 0.7 | 0.7 | 0.7 | 0.7 | 0.2 | 0.1 | 0.1 | 0.1 | 0.1 | 0.1 | 0.1 | From eQ_Lib.dat in MASControl 2017
D17_EUn_CompCL_CFL_Yr | Lighting | FRACTION | Wknd | 2014-08-17 | 2014-12-11 | Hourly | 0.1 | 0.1 | 0.1 | 0.1 | 0.1 | 0.1 | 0.1 | 0.2222 | 0.375 | 0.375 | 0.375 | 0.375 | 0.375 | 0.375 | 0.375 | 0.375 | 0.375 | 0.1458 | 0.1 | 0.1 | 0.1 | 0.1 | 0.1 | 0.1 | From eQ_Lib.dat in MASControl 2017
D17_EUn_CompCL_CFL_Yr | Lighting | FRACTION | SmrDsn | 2014-12-12 | 2014-12-31 | Constant | 1 | [23 empty] | From eQ_Lib.dat in MASControl 2017
D17_EUn_CompCL_CFL_Yr | Lighting | FRACTION | WntrDsn | 2014-12-12 | 2014-12-31 | Constant | 0 | [23 empty] | From eQ_Lib.dat in MASControl 2017
D17_EUn_CompCL_CFL_Yr | Lighting | FRACTION | Default | 2014-12-12 | 2014-12-31 | Constant | 0.05 | [23 empty] | From eQ_Lib.dat in MASControl 2017
D17_EUn_CompCL_CFL_Yr | Lighting | FRACTION | WntrDsn | 2014-01-01 | 2014-12-31 | Constant | 0 | [23 empty] | From eQ_Lib.dat in MASControl 2017
D17_EUn_CompCL_CFL_Yr | Lighting | FRACTION | SmrDsn | 2014-01-01 | 2014-12-31 | Constant | 1 | [23 empty] | From eQ_Lib.dat in MASControl 2017
D17_EUn_CompCL_CFL_Yr | Lighting | FRACTION | Hol | 2014-01-01 | 2014-12-31 | Hourly | 0.0563 | 0.0563 | 0.0563 | 0.0563 | 0.0563 | 0.0563 | 0.0563 | 0.1313 | 0.2252 | 0.2252 | 0.2252 | 0.2252 | 0.2252 | 0.2252 | 0.2252 | 0.2252 | 0.2252 | 0.0844 | 0.0563 | 0.0563 | 0.0563 | 0.0563 | 0.0563 | 0.0563 | From eQ_Lib.dat in MASControl 2017
D17_EUn_CompCL_LF_Yr | Lighting | FRACTION | SmrDsn | 2014-01-01 | 2014-01-11 | Constant | 1 | [23 empty] | From eQ_Lib.dat in MASControl 2017
D17_EUn_CompCL_LF_Yr | Lighting | FRACTION | WntrDsn | 2014-01-01 | 2014-01-11 | Constant | 0 | [23 empty] | From eQ_Lib.dat in MASControl 2017
D17_EUn_CompCL_LF_Yr | Lighting | FRACTION | Default | 2014-01-01 | 2014-01-11 | Constant | 0.05 | [23 empty] | From eQ_Lib.dat in MASControl 2017
D17_EUn_CompCL_LF_Yr | Lighting | FRACTION | Default¦Wkdy | 2014-01-12 | 2014-04-03 | Hourly | 0.1 | 0.1 | 0.1 | 0.1 | 0.1 | 0.1 | 0.2333 | 0.5667 | 0.7 | 0.7 | 0.7 | 0.7 | 0.7 | 0.7 | 0.7 | 0.7 | 0.7 | 0.2 | 0.1 | 0.1 | 0.1 | 0.1 | 0.1 | 0.1 | From eQ_Lib.dat in MASControl 2017
D17_EUn_CompCL_LF_Yr | Lighting | FRACTION | Wknd | 2014-01-12 | 2014-04-03 | Hourly | 0.1 | 0.1 | 0.1 | 0.1 | 0.1 | 0.1 | 0.1 | 0.2222 | 0.375 | 0.375 | 0.375 | 0.375 | 0.375 | 0.375 | 0.375 | 0.375 | 0.375 | 0.1458 | 0.1 | 0.1 | 0.1 | 0.1 | 0.1 | 0.1 | From eQ_Lib.dat in MASControl 2017
D17_EUn_CompCL_LF_Yr | Lighting | FRACTION | SmrDsn | 2014-04-04 | 2014-04-12 | Constant | 1 | [23 empty] | From eQ_Lib.dat in MASControl 2017
D17_EUn_CompCL_LF_Yr | Lighting | FRACTION | WntrDsn | 2014-04-04 | 2014-04-12 | Constant | 0 | [23 empty] | From eQ_Lib.dat in MASControl 2017
D17_EUn_CompCL_LF_Yr | Lighting | FRACTION | Default | 2014-04-04 | 2014-04-12 | Constant | 0.05 | [23 empty] | From eQ_Lib.dat in MASControl 2017
D17_EUn_CompCL_LF_Yr | Lighting | FRACTION | Default¦Wkdy | 2014-04-13 | 2014-05-22 | Hourly | 0.1 | 0.1 | 0.1 | 0.1 | 0.1 | 0.1 | 0.2333 | 0.5667 | 0.7 | 0.7 | 0.7 | 0.7 | 0.7 | 0.7 | 0.7 | 0.7 | 0.7 | 0.2 | 0.1 | 0.1 | 0.1 | 0.1 | 0.1 | 0.1 | From eQ_Lib.dat in MASControl 2017
D17_EUn_CompCL_LF_Yr | Lighting | FRACTION | Wknd | 2014-04-13 | 2014-05-22 | Hourly | 0.1 | 0.1 | 0.1 | 0.1 | 0.1 | 0.1 | 0.1 | 0.2222 | 0.375 | 0.375 | 0.375 | 0.375 | 0.375 | 0.375 | 0.375 | 0.375 | 0.375 | 0.1458 | 0.1 | 0.1 | 0.1 | 0.1 | 0.1 | 0.1 | From eQ_Lib.dat in MASControl 2017
D17_EUn_CompCL_LF_Yr | Lighting | FRACTION | SmrDsn | 2014-05-23 | 2014-05-31 | Constant | 1 | [23 empty] | From eQ_Lib.dat in MASControl 2017
D17_EUn_CompCL_LF_Yr | Lighting | FRACTION | WntrDsn | 2014-05-23 | 2014-05-31 | Constant | 0 | [23 empty] | From eQ_Lib.dat in MASControl 2017
D17_EUn_CompCL_LF_Yr | Lighting | FRACTION | Default | 2014-05-23 | 2014-05-31 | Constant | 0.05 | [23 empty] | From eQ_Lib.dat in MASControl 2017
D17_EUn_CompCL_LF_Yr | Lighting | FRACTION | Default¦Wkdy | 2014-06-01 | 2014-08-07 | Hourly | 0.0563 | 0.0563 | 0.0563 | 0.0563 | 0.0563 | 0.0563 | 0.1438 | 0.3625 | 0.45 | 0.45 | 0.45 | 0.45 | 0.45 | 0.45 | 0.45 | 0.45 | 0.45 | 0.1219 | 0.0563 | 0.0563 | 0.0563 | 0.0563 | 0.0563 | 0.0563 | From eQ_Lib.dat in MASControl 2017
D17_EUn_CompCL_LF_Yr | Lighting | FRACTION | Wknd | 2014-06-01 | 2014-08-07 | Hourly | 0.0563 | 0.0563 | 0.0563 | 0.0563 | 0.0563 | 0.0563 | 0.0563 | 0.1313 | 0.2252 | 0.2252 | 0.2252 | 0.2252 | 0.2252 | 0.2252 | 0.2252 | 0.2252 | 0.2252 | 0.0844 | 0.0563 | 0.0563 | 0.0563 | 0.0563 | 0.0563 | 0.0563 | From eQ_Lib.dat in MASControl 2017
D17_EUn_CompCL_LF_Yr | Lighting | FRACTION | SmrDsn | 2014-08-08 | 2014-08-16 | Constant | 1 | [23 empty] | From eQ_Lib.dat in MASControl 2017
D17_EUn_CompCL_LF_Yr | Lighting | FRACTION | WntrDsn | 2014-08-08 | 2014-08-16 | Constant | 0 | [23 empty] | From eQ_Lib.dat in MASControl 2017
D17_EUn_CompCL_LF_Yr | Lighting | FRACTION | Default | 2014-08-08 | 2014-08-16 | Constant | 0.05 | [23 empty] | From eQ_Lib.dat in MASControl 2017
D17_EUn_CompCL_LF_Yr | Lighting | FRACTION | Default¦Wkdy | 2014-08-17 | 2014-12-11 | Hourly | 0.1 | 0.1 | 0.1 | 0.1 | 0.1 | 0.1 | 0.2333 | 0.5667 | 0.7 | 0.7 | 0.7 | 0.7 | 0.7 | 0.7 | 0.7 | 0.7 | 0.7 | 0.2 | 0.1 | 0.1 | 0.1 | 0.1 | 0.1 | 0.1 | From eQ_Lib.dat in MASControl 2017
D17_EUn_CompCL_LF_Yr | Lighting | FRACTION | Wknd | 2014-08-17 | 2014-12-11 | Hourly | 0.1 | 0.1 | 0.1 | 0.1 | 0.1 | 0.1 | 0.1 | 0.2222 | 0.375 | 0.375 | 0.375 | 0.375 | 0.375 | 0.375 | 0.375 | 0.375 | 0.375 | 0.1458 | 0.1 | 0.1 | 0.1 | 0.1 | 0.1 | 0.1 | From eQ_Lib.dat in MASControl 2017
D17_EUn_CompCL_LF_Yr | Lighting | FRACTION | SmrDsn | 2014-12-12 | 2014-12-31 | Constant | 1 | [23 empty] | From eQ_Lib.dat in MASControl 2017
D17_EUn_CompCL_LF_Yr | Lighting | FRACTION | WntrDsn | 2014-12-12 | 2014-12-31 | Constant | 0 | [23 empty] | From eQ_Lib.dat in MASControl 2017
D17_EUn_CompCL_LF_Yr | Lighting | FRACTION | Default | 2014-12-12 | 2014-12-31 | Constant | 0.05 | [23 empty] | From eQ_Lib.dat in MASControl 2017
D17_EUn_CompCL_LF_Yr | Lighting | FRACTION | WntrDsn | 2014-01-01 | 2014-12-31 | Constant | 0 | [23 empty] | From eQ_Lib.dat in MASControl 2017
D17_EUn_CompCL_LF_Yr | Lighting | FRACTION | SmrDsn | 2014-01-01 | 2014-12-31 | Constant | 1 | [23 empty] | From eQ_Lib.dat in MASControl 2017
D17_EUn_CompCL_LF_Yr | Lighting | FRACTION | Hol | 2014-01-01 | 2014-12-31 | Hourly | 0.0563 | 0.0563 | 0.0563 | 0.0563 | 0.0563 | 0.0563 | 0.0563 | 0.1313 | 0.2252 | 0.2252 | 0.2252 | 0.2252 | 0.2252 | 0.2252 | 0.2252 | 0.2252 | 0.2252 | 0.0844 | 0.0563 | 0.0563 | 0.0563 | 0.0563 | 0.0563 | 0.0563 | From eQ_Lib.dat in MASControl 2017
D17_EUn_Conf_CFL_Yr | Lighting | FRACTION | SmrDsn | 2014-01-01 | 2014-01-11 | Constant | 1 | [23 empty] | From eQ_Lib.dat in MASControl 2017
D17_EUn_Conf_CFL_Yr | Lighting | FRACTION | WntrDsn | 2014-01-01 | 2014-01-11 | Constant | 0 | [23 empty] | From eQ_Lib.dat in MASControl 2017
D17_EUn_Conf_CFL_Yr | Lighting | FRACTION | Default | 2014-01-01 | 2014-01-11 | Constant | 0.035 | [23 empty] | From eQ_Lib.dat in MASControl 2017
D17_EUn_Conf_CFL_Yr | Lighting | FRACTION | Default¦Wkdy | 2014-01-12 | 2014-04-03 | Hourly | 0.05 | 0.05 | 0.05 | 0.05 | 0.05 | 0.05 | 0.05 | 0.8417 | 0.9472 | 0.9472 | 1 | 1 | 0.8417 | 0.8417 | 0.9472 | 0.9472 | 1 | 0.8417 | 0.7361 | 0.6306 | 0.4194 | 0.1028 | 0.05 | 0.05 | From eQ_Lib.dat in MASControl 2017
D17_EUn_Conf_CFL_Yr | Lighting | FRACTION | Wknd | 2014-01-12 | 2014-04-03 | Hourly | 0.05 | 0.05 | 0.05 | 0.05 | 0.05 | 0.05 | 0.05 | 0.2 | 0.4 | 0.4 | 0.4 | 0.35 | 0.35 | 0.4 | 0.4 | 0.4 | 0.35 | 0.2 | 0.2 | 0.15 | 0.05 | 0.05 | 0.05 | 0.05 | From eQ_Lib.dat in MASControl 2017
D17_EUn_Conf_CFL_Yr | Lighting | FRACTION | SmrDsn | 2014-04-04 | 2014-04-12 | Constant | 1 | [23 empty] | From eQ_Lib.dat in MASControl 2017
D17_EUn_Conf_CFL_Yr | Lighting | FRACTION | WntrDsn | 2014-04-04 | 2014-04-12 | Constant | 0 | [23 empty] | From eQ_Lib.dat in MASControl 2017
D17_EUn_Conf_CFL_Yr | Lighting | FRACTION | Default | 2014-04-04 | 2014-04-12 | Constant | 0.035 | [23 empty] | From eQ_Lib.dat in MASControl 2017
D17_EUn_Conf_CFL_Yr | Lighting | FRACTION | Default¦Wkdy | 2014-04-13 | 2014-05-22 | Hourly | 0.05 | 0.05 | 0.05 | 0.05 | 0.05 | 0.05 | 0.05 | 0.8417 | 0.9472 | 0.9472 | 1 | 1 | 0.8417 | 0.8417 | 0.9472 | 0.9472 | 1 | 0.8417 | 0.7361 | 0.6306 | 0.4194 | 0.1028 | 0.05 | 0.05 | From eQ_Lib.dat in MASControl 2017
D17_EUn_Conf_CFL_Yr | Lighting | FRACTION | Wknd | 2014-04-13 | 2014-05-22 | Hourly | 0.05 | 0.05 | 0.05 | 0.05 | 0.05 | 0.05 | 0.05 | 0.2 | 0.4 | 0.4 | 0.4 | 0.35 | 0.35 | 0.4 | 0.4 | 0.4 | 0.35 | 0.2 | 0.2 | 0.15 | 0.05 | 0.05 | 0.05 | 0.05 | From eQ_Lib.dat in MASControl 2017
D17_EUn_Conf_CFL_Yr | Lighting | FRACTION | SmrDsn | 2014-05-23 | 2014-05-31 | Constant | 1 | [23 empty] | From eQ_Lib.dat in MASControl 2017
D17_EUn_Conf_CFL_Yr | Lighting | FRACTION | WntrDsn | 2014-05-23 | 2014-05-31 | Constant | 0 | [23 empty] | From eQ_Lib.dat in MASControl 2017
D17_EUn_Conf_CFL_Yr | Lighting | FRACTION | Default | 2014-05-23 | 2014-05-31 | Constant | 0.035 | [23 empty] | From eQ_Lib.dat in MASControl 2017
D17_EUn_Conf_CFL_Yr | Lighting | FRACTION | Default¦Wkdy | 2014-06-01 | 2014-08-07 | Hourly | 0.05 | 0.05 | 0.05 | 0.05 | 0.05 | 0.05 | 0.05 | 0.4771 | 0.534 | 0.534 | 0.5625 | 0.5625 | 0.4771 | 0.4771 | 0.534 | 0.534 | 0.5625 | 0.4771 | 0.4201 | 0.3632 | 0.2493 | 0.0785 | 0.05 | 0.05 | From eQ_Lib.dat in MASControl 2017
D17_EUn_Conf_CFL_Yr | Lighting | FRACTION | Wknd | 2014-06-01 | 2014-08-07 | Hourly | 0.05 | 0.05 | 0.05 | 0.05 | 0.05 | 0.05 | 0.05 | 0.1571 | 0.3 | 0.3 | 0.3 | 0.2643 | 0.2643 | 0.3 | 0.3 | 0.3 | 0.2643 | 0.1571 | 0.1571 | 0.1214 | 0.05 | 0.05 | 0.05 | 0.05 | From eQ_Lib.dat in MASControl 2017
D17_EUn_Conf_CFL_Yr | Lighting | FRACTION | SmrDsn | 2014-08-08 | 2014-08-16 | Constant | 1 | [23 empty] | From eQ_Lib.dat in MASControl 2017
D17_EUn_Conf_CFL_Yr | Lighting | FRACTION | WntrDsn | 2014-08-08 | 2014-08-16 | Constant | 0 | [23 empty] | From eQ_Lib.dat in MASControl 2017
D17_EUn_Conf_CFL_Yr | Lighting | FRACTION | Default | 2014-08-08 | 2014-08-16 | Constant | 0.035 | [23 empty] | From eQ_Lib.dat in MASControl 2017
D17_EUn_Conf_CFL_Yr | Lighting | FRACTION | Default¦Wkdy | 2014-08-17 | 2014-12-11 | Hourly | 0.05 | 0.05 | 0.05 | 0.05 | 0.05 | 0.05 | 0.05 | 0.8417 | 0.9472 | 0.9472 | 1 | 1 | 0.8417 | 0.8417 | 0.9472 | 0.9472 | 1 | 0.8417 | 0.7361 | 0.6306 | 0.4194 | 0.1028 | 0.05 | 0.05 | From eQ_Lib.dat in MASControl 2017
D17_EUn_Conf_CFL_Yr | Lighting | FRACTION | Wknd | 2014-08-17 | 2014-12-11 | Hourly | 0.05 | 0.05 | 0.05 | 0.05 | 0.05 | 0.05 | 0.05 | 0.2 | 0.4 | 0.4 | 0.4 | 0.35 | 0.35 | 0.4 | 0.4 | 0.4 | 0.35 | 0.2 | 0.2 | 0.15 | 0.05 | 0.05 | 0.05 | 0.05 | From eQ_Lib.dat in MASControl 2017
D17_EUn_Conf_CFL_Yr | Lighting | FRACTION | SmrDsn | 2014-12-12 | 2014-12-31 | Constant | 1 | [23 empty] | From eQ_Lib.dat in MASControl 2017
D17_EUn_Conf_CFL_Yr | Lighting | FRACTION | WntrDsn | 2014-12-12 | 2014-12-31 | Constant | 0 | [23 empty] | From eQ_Lib.dat in MASControl 2017
D17_EUn_Conf_CFL_Yr | Lighting | FRACTION | Default | 2014-12-12 | 2014-12-31 | Constant | 0.035 | [23 empty] | From eQ_Lib.dat in MASControl 2017
D17_EUn_Conf_CFL_Yr | Lighting | FRACTION | WntrDsn | 2014-01-01 | 2014-12-31 | Constant | 0 | [23 empty] | From eQ_Lib.dat in MASControl 2017
D17_EUn_Conf_CFL_Yr | Lighting | FRACTION | SmrDsn | 2014-01-01 | 2014-12-31 | Constant | 1 | [23 empty] | From eQ_Lib.dat in MASControl 2017
D17_EUn_Conf_CFL_Yr | Lighting | FRACTION | Hol | 2014-01-01 | 2014-12-31 | Constant | 0.05 | [23 empty] | From eQ_Lib.dat in MASControl 2017
D17_EUn_Conf_LF_Yr | Lighting | FRACTION | SmrDsn | 2014-01-01 | 2014-01-11 | Constant | 1 | [23 empty] | From eQ_Lib.dat in MASControl 2017
D17_EUn_Conf_LF_Yr | Lighting | FRACTION | WntrDsn | 2014-01-01 | 2014-01-11 | Constant | 0 | [23 empty] | From eQ_Lib.dat in MASControl 2017
D17_EUn_Conf_LF_Yr | Lighting | FRACTION | Default | 2014-01-01 | 2014-01-11 | Constant | 0.035 | [23 empty] | From eQ_Lib.dat in MASControl 2017
D17_EUn_Conf_LF_Yr | Lighting | FRACTION | Default¦Wkdy | 2014-01-12 | 2014-04-03 | Hourly | 0.05 | 0.05 | 0.05 | 0.05 | 0.05 | 0.05 | 0.05 | 0.8417 | 0.9472 | 0.9472 | 1 | 1 | 0.8417 | 0.8417 | 0.9472 | 0.9472 | 1 | 0.8417 | 0.7361 | 0.6306 | 0.4194 | 0.1028 | 0.05 | 0.05 | From eQ_Lib.dat in MASControl 2017
D17_EUn_Conf_LF_Yr | Lighting | FRACTION | Wknd | 2014-01-12 | 2014-04-03 | Hourly | 0.05 | 0.05 | 0.05 | 0.05 | 0.05 | 0.05 | 0.05 | 0.2 | 0.4 | 0.4 | 0.4 | 0.35 | 0.35 | 0.4 | 0.4 | 0.4 | 0.35 | 0.2 | 0.2 | 0.15 | 0.05 | 0.05 | 0.05 | 0.05 | From eQ_Lib.dat in MASControl 2017
D17_EUn_Conf_LF_Yr | Lighting | FRACTION | SmrDsn | 2014-04-04 | 2014-04-12 | Constant | 1 | [23 empty] | From eQ_Lib.dat in MASControl 2017
D17_EUn_Conf_LF_Yr | Lighting | FRACTION | WntrDsn | 2014-04-04 | 2014-04-12 | Constant | 0 | [23 empty] | From eQ_Lib.dat in MASControl 2017
D17_EUn_Conf_LF_Yr | Lighting | FRACTION | Default | 2014-04-04 | 2014-04-12 | Constant | 0.035 | [23 empty] | From eQ_Lib.dat in MASControl 2017
D17_EUn_Conf_LF_Yr | Lighting | FRACTION | Default¦Wkdy | 2014-04-13 | 2014-05-22 | Hourly | 0.05 | 0.05 | 0.05 | 0.05 | 0.05 | 0.05 | 0.05 | 0.8417 | 0.9472 | 0.9472 | 1 | 1 | 0.8417 | 0.8417 | 0.9472 | 0.9472 | 1 | 0.8417 | 0.7361 | 0.6306 | 0.4194 | 0.1028 | 0.05 | 0.05 | From eQ_Lib.dat in MASControl 2017
D17_EUn_Conf_LF_Yr | Lighting | FRACTION | Wknd | 2014-04-13 | 2014-05-22 | Hourly | 0.05 | 0.05 | 0.05 | 0.05 | 0.05 | 0.05 | 0.05 | 0.2 | 0.4 | 0.4 | 0.4 | 0.35 | 0.35 | 0.4 | 0.4 | 0.4 | 0.35 | 0.2 | 0.2 | 0.15 | 0.05 | 0.05 | 0.05 | 0.05 | From eQ_Lib.dat in MASControl 2017
D17_EUn_Conf_LF_Yr | Lighting | FRACTION | SmrDsn | 2014-05-23 | 2014-05-31 | Constant | 1 | [23 empty] | From eQ_Lib.dat in MASControl 2017
D17_EUn_Conf_LF_Yr | Lighting | FRACTION | WntrDsn | 2014-05-23 | 2014-05-31 | Constant | 0 | [23 empty] | From eQ_Lib.dat in MASControl 2017
D17_EUn_Conf_LF_Yr | Lighting | FRACTION | Default | 2014-05-23 | 2014-05-31 | Constant | 0.035 | [23 empty] | From eQ_Lib.dat in MASControl 2017
D17_EUn_Conf_LF_Yr | Lighting | FRACTION | Default¦Wkdy | 2014-06-01 | 2014-08-07 | Hourly | 0.05 | 0.05 | 0.05 | 0.05 | 0.05 | 0.05 | 0.05 | 0.4771 | 0.534 | 0.534 | 0.5625 | 0.5625 | 0.4771 | 0.4771 | 0.534 | 0.534 | 0.5625 | 0.4771 | 0.4201 | 0.3632 | 0.2493 | 0.0785 | 0.05 | 0.05 | From eQ_Lib.dat in MASControl 2017
D17_EUn_Conf_LF_Yr | Lighting | FRACTION | Wknd | 2014-06-01 | 2014-08-07 | Hourly | 0.05 | 0.05 | 0.05 | 0.05 | 0.05 | 0.05 | 0.05 | 0.1571 | 0.3 | 0.3 | 0.3 | 0.2643 | 0.2643 | 0.3 | 0.3 | 0.3 | 0.2643 | 0.1571 | 0.1571 | 0.1214 | 0.05 | 0.05 | 0.05 | 0.05 | From eQ_Lib.dat in MASControl 2017
D17_EUn_Conf_LF_Yr | Lighting | FRACTION | SmrDsn | 2014-08-08 | 2014-08-16 | Constant | 1 | [23 empty] | From eQ_Lib.dat in MASControl 2017
D17_EUn_Conf_LF_Yr | Lighting | FRACTION | WntrDsn | 2014-08-08 | 2014-08-16 | Constant | 0 | [23 empty] | From eQ_Lib.dat in MASControl 2017
D17_EUn_Conf_LF_Yr | Lighting | FRACTION | Default | 2014-08-08 | 2014-08-16 | Constant | 0.035 | [23 empty] | From eQ_Lib.dat in MASControl 2017
D17_EUn_Conf_LF_Yr | Lighting | FRACTION | Default¦Wkdy | 2014-08-17 | 2014-12-11 | Hourly | 0.05 | 0.05 | 0.05 | 0.05 | 0.05 | 0.05 | 0.05 | 0.8417 | 0.9472 | 0.9472 | 1 | 1 | 0.8417 | 0.8417 | 0.9472 | 0.9472 | 1 | 0.8417 | 0.7361 | 0.6306 | 0.4194 | 0.1028 | 0.05 | 0.05 | From eQ_Lib.dat in MASControl 2017
D17_EUn_Conf_LF_Yr | Lighting | FRACTION | Wknd | 2014-08-17 | 2014-12-11 | Hourly | 0.05 | 0.05 | 0.05 | 0.05 | 0.05 | 0.05 | 0.05 | 0.2 | 0.4 | 0.4 | 0.4 | 0.35 | 0.35 | 0.4 | 0.4 | 0.4 | 0.35 | 0.2 | 0.2 | 0.15 | 0.05 | 0.05 | 0.05 | 0.05 | From eQ_Lib.dat in MASControl 2017
D17_EUn_Conf_LF_Yr | Lighting | FRACTION | SmrDsn | 2014-12-12 | 2014-12-31 | Constant | 1 | [23 empty] | From eQ_Lib.dat in MASControl 2017
D17_EUn_Conf_LF_Yr | Lighting | FRACTION | WntrDsn | 2014-12-12 | 2014-12-31 | Constant | 0 | [23 empty] | From eQ_Lib.dat in MASControl 2017
D17_EUn_Conf_LF_Yr | Lighting | FRACTION | Default | 2014-12-12 | 2014-12-31 | Constant | 0.035 | [23 empty] | From eQ_Lib.dat in MASControl 2017
D17_EUn_Conf_LF_Yr | Lighting | FRACTION | WntrDsn | 2014-01-01 | 2014-12-31 | Constant | 0 | [23 empty] | From eQ_Lib.dat in MASControl 2017
D17_EUn_Conf_LF_Yr | Lighting | FRACTION | SmrDsn | 2014-01-01 | 2014-12-31 | Constant | 1 | [23 empty] | From eQ_Lib.dat in MASControl 2017
D17_EUn_Conf_LF_Yr | Lighting | FRACTION | Hol | 2014-01-01 | 2014-12-31 | Constant | 0.05 | [23 empty] | From eQ_Lib.dat in MASControl 2017
D17_EUn_Cordr_CFL_Yr | Lighting | FRACTION | SmrDsn | 2014-01-01 | 2014-01-11 | Constant | 1 | [23 empty] | From eQ_Lib.dat in MASControl 2017
D17_EUn_Cordr_CFL_Yr | Lighting | FRACTION | WntrDsn | 2014-01-01 | 2014-01-11 | Constant | 0 | [23 empty] | From eQ_Lib.dat in MASControl 2017
D17_EUn_Cordr_CFL_Yr | Lighting | FRACTION | Default | 2014-01-01 | 2014-01-11 | Constant | 0.035 | [23 empty] | From eQ_Lib.dat in MASControl 2017
D17_EUn_Cordr_CFL_Yr | Lighting | FRACTION | Default¦Wkdy | 2014-01-12 | 2014-04-03 | Hourly | 0.05 | 0.05 | 0.05 | 0.05 | 0.05 | 0.05 | 0.05 | 0.8417 | 0.9472 | 0.9472 | 1 | 1 | 0.8417 | 0.8417 | 0.9472 | 0.9472 | 1 | 0.8417 | 0.7361 | 0.6306 | 0.4194 | 0.1028 | 0.05 | 0.05 | From eQ_Lib.dat in MASControl 2017
D17_EUn_Cordr_CFL_Yr | Lighting | FRACTION | Wknd | 2014-01-12 | 2014-04-03 | Hourly | 0.05 | 0.05 | 0.05 | 0.05 | 0.05 | 0.05 | 0.05 | 0.2 | 0.4 | 0.4 | 0.4 | 0.35 | 0.35 | 0.4 | 0.4 | 0.4 | 0.35 | 0.2 | 0.2 | 0.15 | 0.05 | 0.05 | 0.05 | 0.05 | From eQ_Lib.dat in MASControl 2017
D17_EUn_Cordr_CFL_Yr | Lighting | FRACTION | SmrDsn | 2014-04-04 | 2014-04-12 | Constant | 1 | [23 empty] | From eQ_Lib.dat in MASControl 2017
D17_EUn_Cordr_CFL_Yr | Lighting | FRACTION | WntrDsn | 2014-04-04 | 2014-04-12 | Constant | 0 | [23 empty] | From eQ_Lib.dat in MASControl 2017
D17_EUn_Cordr_CFL_Yr | Lighting | FRACTION | Default | 2014-04-04 | 2014-04-12 | Constant | 0.035 | [23 empty] | From eQ_Lib.dat in MASControl 2017
D17_EUn_Cordr_CFL_Yr | Lighting | FRACTION | Default¦Wkdy | 2014-04-13 | 2014-05-22 | Hourly | 0.05 | 0.05 | 0.05 | 0.05 | 0.05 | 0.05 | 0.05 | 0.8417 | 0.9472 | 0.9472 | 1 | 1 | 0.8417 | 0.8417 | 0.9472 | 0.9472 | 1 | 0.8417 | 0.7361 | 0.6306 | 0.4194 | 0.1028 | 0.05 | 0.05 | From eQ_Lib.dat in MASControl 2017
D17_EUn_Cordr_CFL_Yr | Lighting | FRACTION | Wknd | 2014-04-13 | 2014-05-22 | Hourly | 0.05 | 0.05 | 0.05 | 0.05 | 0.05 | 0.05 | 0.05 | 0.2 | 0.4 | 0.4 | 0.4 | 0.35 | 0.35 | 0.4 | 0.4 | 0.4 | 0.35 | 0.2 | 0.2 | 0.15 | 0.05 | 0.05 | 0.05 | 0.05 | From eQ_Lib.dat in MASControl 2017
D17_EUn_Cordr_CFL_Yr | Lighting | FRACTION | SmrDsn | 2014-05-23 | 2014-05-31 | Constant | 1 | [23 empty] | From eQ_Lib.dat in MASControl 2017
D17_EUn_Cordr_CFL_Yr | Lighting | FRACTION | WntrDsn | 2014-05-23 | 2014-05-31 | Constant | 0 | [23 empty] | From eQ_Lib.dat in MASControl 2017
D17_EUn_Cordr_CFL_Yr | Lighting | FRACTION | Default | 2014-05-23 | 2014-05-31 | Constant | 0.035 | [23 empty] | From eQ_Lib.dat in MASControl 2017
D17_EUn_Cordr_CFL_Yr | Lighting | FRACTION | SmrDsn | 2014-06-01 | 2014-08-07 | Constant | 1 | [23 empty] | From eQ_Lib.dat in MASControl 2017
D17_EUn_Cordr_CFL_Yr | Lighting | FRACTION | WntrDsn | 2014-06-01 | 2014-08-07 | Constant | 0 | [23 empty] | From eQ_Lib.dat in MASControl 2017
D17_EUn_Cordr_CFL_Yr | Lighting | FRACTION | Default | 2014-06-01 | 2014-08-07 | Constant | 0.05 | [23 empty] | From eQ_Lib.dat in MASControl 2017
D17_EUn_Cordr_CFL_Yr | Lighting | FRACTION | SmrDsn | 2014-08-08 | 2014-08-16 | Constant | 1 | [23 empty] | From eQ_Lib.dat in MASControl 2017
D17_EUn_Cordr_CFL_Yr | Lighting | FRACTION | WntrDsn | 2014-08-08 | 2014-08-16 | Constant | 0 | [23 empty] | From eQ_Lib.dat in MASControl 2017
D17_EUn_Cordr_CFL_Yr | Lighting | FRACTION | Default | 2014-08-08 | 2014-08-16 | Constant | 0.035 | [23 empty] | From eQ_Lib.dat in MASControl 2017
D17_EUn_Cordr_CFL_Yr | Lighting | FRACTION | Default¦Wkdy | 2014-08-17 | 2014-12-11 | Hourly | 0.05 | 0.05 | 0.05 | 0.05 | 0.05 | 0.05 | 0.05 | 0.8417 | 0.9472 | 0.9472 | 1 | 1 | 0.8417 | 0.8417 | 0.9472 | 0.9472 | 1 | 0.8417 | 0.7361 | 0.6306 | 0.4194 | 0.1028 | 0.05 | 0.05 | From eQ_Lib.dat in MASControl 2017
D17_EUn_Cordr_CFL_Yr | Lighting | FRACTION | Wknd | 2014-08-17 | 2014-12-11 | Hourly | 0.05 | 0.05 | 0.05 | 0.05 | 0.05 | 0.05 | 0.05 | 0.2 | 0.4 | 0.4 | 0.4 | 0.35 | 0.35 | 0.4 | 0.4 | 0.4 | 0.35 | 0.2 | 0.2 | 0.15 | 0.05 | 0.05 | 0.05 | 0.05 | From eQ_Lib.dat in MASControl 2017
D17_EUn_Cordr_CFL_Yr | Lighting | FRACTION | SmrDsn | 2014-12-12 | 2014-12-31 | Constant | 1 | [23 empty] | From eQ_Lib.dat in MASControl 2017
D17_EUn_Cordr_CFL_Yr | Lighting | FRACTION | WntrDsn | 2014-12-12 | 2014-12-31 | Constant | 0 | [23 empty] | From eQ_Lib.dat in MASControl 2017
D17_EUn_Cordr_CFL_Yr | Lighting | FRACTION | Default | 2014-12-12 | 2014-12-31 | Constant | 0.035 | [23 empty] | From eQ_Lib.dat in MASControl 2017
D17_EUn_Cordr_CFL_Yr | Lighting | FRACTION | WntrDsn | 2014-01-01 | 2014-12-31 | Constant | 0 | [23 empty] | From eQ_Lib.dat in MASControl 2017
D17_EUn_Cordr_CFL_Yr | Lighting | FRACTION | SmrDsn | 2014-01-01 | 2014-12-31 | Constant | 1 | [23 empty] | From eQ_Lib.dat in MASControl 2017
D17_EUn_Cordr_CFL_Yr | Lighting | FRACTION | Hol | 2014-01-01 | 2014-12-31 | Constant | 0.05 | [23 empty] | From eQ_Lib.dat in MASControl 2017
D17_EUn_Cordr_LF_Yr | Lighting | FRACTION | SmrDsn | 2014-01-01 | 2014-01-11 | Constant | 1 | [23 empty] | From eQ_Lib.dat in MASControl 2017
D17_EUn_Cordr_LF_Yr | Lighting | FRACTION | WntrDsn | 2014-01-01 | 2014-01-11 | Constant | 0 | [23 empty] | From eQ_Lib.dat in MASControl 2017
D17_EUn_Cordr_LF_Yr | Lighting | FRACTION | Default | 2014-01-01 | 2014-01-11 | Constant | 0.035 | [23 empty] | From eQ_Lib.dat in MASControl 2017
D17_EUn_Cordr_LF_Yr | Lighting | FRACTION | Default¦Wkdy | 2014-01-12 | 2014-04-03 | Hourly | 0.05 | 0.05 | 0.05 | 0.05 | 0.05 | 0.05 | 0.05 | 0.8417 | 0.9472 | 0.9472 | 1 | 1 | 0.8417 | 0.8417 | 0.9472 | 0.9472 | 1 | 0.8417 | 0.7361 | 0.6306 | 0.4194 | 0.1028 | 0.05 | 0.05 | From eQ_Lib.dat in MASControl 2017
D17_EUn_Cordr_LF_Yr | Lighting | FRACTION | Wknd | 2014-01-12 | 2014-04-03 | Hourly | 0.05 | 0.05 | 0.05 | 0.05 | 0.05 | 0.05 | 0.05 | 0.2 | 0.4 | 0.4 | 0.4 | 0.35 | 0.35 | 0.4 | 0.4 | 0.4 | 0.35 | 0.2 | 0.2 | 0.15 | 0.05 | 0.05 | 0.05 | 0.05 | From eQ_Lib.dat in MASControl 2017
D17_EUn_Cordr_LF_Yr | Lighting | FRACTION | SmrDsn | 2014-04-04 | 2014-04-12 | Constant | 1 | [23 empty] | From eQ_Lib.dat in MASControl 2017
D17_EUn_Cordr_LF_Yr | Lighting | FRACTION | WntrDsn | 2014-04-04 | 2014-04-12 | Constant | 0 | [23 empty] | From eQ_Lib.dat in MASControl 2017
D17_EUn_Cordr_LF_Yr | Lighting | FRACTION | Default | 2014-04-04 | 2014-04-12 | Constant | 0.035 | [23 empty] | From eQ_Lib.dat in MASControl 2017
D17_EUn_Cordr_LF_Yr | Lighting | FRACTION | Default¦Wkdy | 2014-04-13 | 2014-05-22 | Hourly | 0.05 | 0.05 | 0.05 | 0.05 | 0.05 | 0.05 | 0.05 | 0.8417 | 0.9472 | 0.9472 | 1 | 1 | 0.8417 | 0.8417 | 0.9472 | 0.9472 | 1 | 0.8417 | 0.7361 | 0.6306 | 0.4194 | 0.1028 | 0.05 | 0.05 | From eQ_Lib.dat in MASControl 2017
D17_EUn_Cordr_LF_Yr | Lighting | FRACTION | Wknd | 2014-04-13 | 2014-05-22 | Hourly | 0.05 | 0.05 | 0.05 | 0.05 | 0.05 | 0.05 | 0.05 | 0.2 | 0.4 | 0.4 | 0.4 | 0.35 | 0.35 | 0.4 | 0.4 | 0.4 | 0.35 | 0.2 | 0.2 | 0.15 | 0.05 | 0.05 | 0.05 | 0.05 | From eQ_Lib.dat in MASControl 2017
D17_EUn_Cordr_LF_Yr | Lighting | FRACTION | SmrDsn | 2014-05-23 | 2014-05-31 | Constant | 1 | [23 empty] | From eQ_Lib.dat in MASControl 2017
D17_EUn_Cordr_LF_Yr | Lighting | FRACTION | WntrDsn | 2014-05-23 | 2014-05-31 | Constant | 0 | [23 empty] | From eQ_Lib.dat in MASControl 2017
D17_EUn_Cordr_LF_Yr | Lighting | FRACTION | Default | 2014-05-23 | 2014-05-31 | Constant | 0.035 | [23 empty] | From eQ_Lib.dat in MASControl 2017
D17_EUn_Cordr_LF_Yr | Lighting | FRACTION | SmrDsn | 2014-06-01 | 2014-08-07 | Constant | 1 | [23 empty] | From eQ_Lib.dat in MASControl 2017
D17_EUn_Cordr_LF_Yr | Lighting | FRACTION | WntrDsn | 2014-06-01 | 2014-08-07 | Constant | 0 | [23 empty] | From eQ_Lib.dat in MASControl 2017
D17_EUn_Cordr_LF_Yr | Lighting | FRACTION | Default | 2014-06-01 | 2014-08-07 | Constant | 0.05 | [23 empty] | From eQ_Lib.dat in MASControl 2017
D17_EUn_Cordr_LF_Yr | Lighting | FRACTION | SmrDsn | 2014-08-08 | 2014-08-16 | Constant | 1 | [23 empty] | From eQ_Lib.dat in MASControl 2017
D17_EUn_Cordr_LF_Yr | Lighting | FRACTION | WntrDsn | 2014-08-08 | 2014-08-16 | Constant | 0 | [23 empty] | From eQ_Lib.dat in MASControl 2017
D17_EUn_Cordr_LF_Yr | Lighting | FRACTION | Default | 2014-08-08 | 2014-08-16 | Constant | 0.035 | [23 empty] | From eQ_Lib.dat in MASControl 2017
D17_EUn_Cordr_LF_Yr | Lighting | FRACTION | Default¦Wkdy | 2014-08-17 | 2014-12-11 | Hourly | 0.05 | 0.05 | 0.05 | 0.05 | 0.05 | 0.05 | 0.05 | 0.8417 | 0.9472 | 0.9472 | 1 | 1 | 0.8417 | 0.8417 | 0.9472 | 0.9472 | 1 | 0.8417 | 0.7361 | 0.6306 | 0.4194 | 0.1028 | 0.05 | 0.05 | From eQ_Lib.dat in MASControl 2017
D17_EUn_Cordr_LF_Yr | Lighting | FRACTION | Wknd | 2014-08-17 | 2014-12-11 | Hourly | 0.05 | 0.05 | 0.05 | 0.05 | 0.05 | 0.05 | 0.05 | 0.2 | 0.4 | 0.4 | 0.4 | 0.35 | 0.35 | 0.4 | 0.4 | 0.4 | 0.35 | 0.2 | 0.2 | 0.15 | 0.05 | 0.05 | 0.05 | 0.05 | From eQ_Lib.dat in MASControl 2017
D17_EUn_Cordr_LF_Yr | Lighting | FRACTION | SmrDsn | 2014-12-12 | 2014-12-31 | Constant | 1 | [23 empty] | From eQ_Lib.dat in MASControl 2017
D17_EUn_Cordr_LF_Yr | Lighting | FRACTION | WntrDsn | 2014-12-12 | 2014-12-31 | Constant | 0 | [23 empty] | From eQ_Lib.dat in MASControl 2017
D17_EUn_Cordr_LF_Yr | Lighting | FRACTION | Default | 2014-12-12 | 2014-12-31 | Constant | 0.035 | [23 empty] | From eQ_Lib.dat in MASControl 2017
D17_EUn_Cordr_LF_Yr | Lighting | FRACTION | WntrDsn | 2014-01-01 | 2014-12-31 | Constant | 0 | [23 empty] | From eQ_Lib.dat in MASControl 2017
D17_EUn_Cordr_LF_Yr | Lighting | FRACTION | SmrDsn | 2014-01-01 | 2014-12-31 | Constant | 1 | [23 empty] | From eQ_Lib.dat in MASControl 2017
D17_EUn_Cordr_LF_Yr | Lighting | FRACTION | Hol | 2014-01-01 | 2014-12-31 | Constant | 0.05 | [23 empty] | From eQ_Lib.dat in MASControl 2017
D17_EUn_Din_CFL_Yr | Lighting | FRACTION | SmrDsn | 2014-01-01 | 2014-01-11 | Constant | 1 | [23 empty] | From eQ_Lib.dat in MASControl 2017
D17_EUn_Din_CFL_Yr | Lighting | FRACTION | WntrDsn | 2014-01-01 | 2014-01-11 | Constant | 0 | [23 empty] | From eQ_Lib.dat in MASControl 2017
D17_EUn_Din_CFL_Yr | Lighting | FRACTION | Default | 2014-01-01 | 2014-01-11 | Constant | 0.035 | [23 empty] | From eQ_Lib.dat in MASControl 2017
D17_EUn_Din_CFL_Yr | Lighting | FRACTION | Default¦Wkdy | 2014-01-12 | 2014-04-03 | Hourly | 0.1 | 0.1 | 0.1 | 0.1 | 0.1 | 0.1 | 0.2667 | 0.4333 | 0.85 | 0.85 | 0.85 | 0.85 | 0.85 | 0.85 | 0.85 | 0.85 | 0.85 | 0.85 | 0.85 | 0.225 | 0.1 | 0.1 | 0.1 | 0.1 | From eQ_Lib.dat in MASControl 2017
D17_EUn_Din_CFL_Yr | Lighting | FRACTION | Wknd | 2014-01-12 | 2014-04-03 | Hourly | 0.025 | 0.025 | 0.025 | 0.025 | 0.025 | 0.025 | 0.1028 | 0.1806 | 0.375 | 0.375 | 0.375 | 0.375 | 0.375 | 0.375 | 0.375 | 0.375 | 0.375 | 0.375 | 0.375 | 0.0833 | 0.025 | 0.025 | 0.025 | 0.025 | From eQ_Lib.dat in MASControl 2017
D17_EUn_Din_CFL_Yr | Lighting | FRACTION | SmrDsn | 2014-04-04 | 2014-04-12 | Constant | 1 | [23 empty] | From eQ_Lib.dat in MASControl 2017
D17_EUn_Din_CFL_Yr | Lighting | FRACTION | WntrDsn | 2014-04-04 | 2014-04-12 | Constant | 0 | [23 empty] | From eQ_Lib.dat in MASControl 2017
D17_EUn_Din_CFL_Yr | Lighting | FRACTION | Default | 2014-04-04 | 2014-04-12 | Constant | 0.035 | [23 empty] | From eQ_Lib.dat in MASControl 2017
D17_EUn_Din_CFL_Yr | Lighting | FRACTION | Default¦Wkdy | 2014-04-13 | 2014-05-22 | Hourly | 0.1 | 0.1 | 0.1 | 0.1 | 0.1 | 0.1 | 0.2667 | 0.4333 | 0.85 | 0.85 | 0.85 | 0.85 | 0.85 | 0.85 | 0.85 | 0.85 | 0.85 | 0.85 | 0.85 | 0.225 | 0.1 | 0.1 | 0.1 | 0.1 | From eQ_Lib.dat in MASControl 2017
D17_EUn_Din_CFL_Yr | Lighting | FRACTION | Wknd | 2014-04-13 | 2014-05-22 | Hourly | 0.025 | 0.025 | 0.025 | 0.025 | 0.025 | 0.025 | 0.1028 | 0.1806 | 0.375 | 0.375 | 0.375 | 0.375 | 0.375 | 0.375 | 0.375 | 0.375 | 0.375 | 0.375 | 0.375 | 0.0833 | 0.025 | 0.025 | 0.025 | 0.025 | From eQ_Lib.dat in MASControl 2017
D17_EUn_Din_CFL_Yr | Lighting | FRACTION | SmrDsn | 2014-05-23 | 2014-05-31 | Constant | 1 | [23 empty] | From eQ_Lib.dat in MASControl 2017
D17_EUn_Din_CFL_Yr | Lighting | FRACTION | WntrDsn | 2014-05-23 | 2014-05-31 | Constant | 0 | [23 empty] | From eQ_Lib.dat in MASControl 2017
D17_EUn_Din_CFL_Yr | Lighting | FRACTION | Default | 2014-05-23 | 2014-05-31 | Constant | 0.035 | [23 empty] | From eQ_Lib.dat in MASControl 2017
D17_EUn_Din_CFL_Yr | Lighting | FRACTION | Default¦Wkdy | 2014-06-01 | 2014-08-07 | Hourly | 0.0563 | 0.0563 | 0.0563 | 0.0563 | 0.0563 | 0.0563 | 0.1604 | 0.2646 | 0.525 | 0.525 | 0.525 | 0.525 | 0.525 | 0.525 | 0.525 | 0.525 | 0.525 | 0.525 | 0.525 | 0.1344 | 0.0563 | 0.0563 | 0.0563 | 0.0563 | From eQ_Lib.dat in MASControl 2017
D17_EUn_Din_CFL_Yr | Lighting | FRACTION | Wknd | 2014-06-01 | 2014-08-07 | Hourly | 0.025 | 0.025 | 0.025 | 0.025 | 0.025 | 0.025 | 0.0695 | 0.114 | 0.2252 | 0.2252 | 0.2252 | 0.2252 | 0.2252 | 0.2252 | 0.2252 | 0.2252 | 0.2252 | 0.2252 | 0.2252 | 0.0584 | 0.025 | 0.025 | 0.025 | 0.025 | From eQ_Lib.dat in MASControl 2017
D17_EUn_Din_CFL_Yr | Lighting | FRACTION | SmrDsn | 2014-08-08 | 2014-08-16 | Constant | 1 | [23 empty] | From eQ_Lib.dat in MASControl 2017
D17_EUn_Din_CFL_Yr | Lighting | FRACTION | WntrDsn | 2014-08-08 | 2014-08-16 | Constant | 0 | [23 empty] | From eQ_Lib.dat in MASControl 2017
D17_EUn_Din_CFL_Yr | Lighting | FRACTION | Default | 2014-08-08 | 2014-08-16 | Constant | 0.035 | [23 empty] | From eQ_Lib.dat in MASControl 2017
D17_EUn_Din_CFL_Yr | Lighting | FRACTION | Default¦Wkdy | 2014-08-17 | 2014-12-11 | Hourly | 0.1 | 0.1 | 0.1 | 0.1 | 0.1 | 0.1 | 0.2667 | 0.4333 | 0.85 | 0.85 | 0.85 | 0.85 | 0.85 | 0.85 | 0.85 | 0.85 | 0.85 | 0.85 | 0.85 | 0.225 | 0.1 | 0.1 | 0.1 | 0.1 | From eQ_Lib.dat in MASControl 2017
D17_EUn_Din_CFL_Yr | Lighting | FRACTION | Wknd | 2014-08-17 | 2014-12-11 | Hourly | 0.025 | 0.025 | 0.025 | 0.025 | 0.025 | 0.025 | 0.1028 | 0.1806 | 0.375 | 0.375 | 0.375 | 0.375 | 0.375 | 0.375 | 0.375 | 0.375 | 0.375 | 0.375 | 0.375 | 0.0833 | 0.025 | 0.025 | 0.025 | 0.025 | From eQ_Lib.dat in MASControl 2017
D17_EUn_Din_CFL_Yr | Lighting | FRACTION | SmrDsn | 2014-12-12 | 2014-12-31 | Constant | 1 | [23 empty] | From eQ_Lib.dat in MASControl 2017
D17_EUn_Din_CFL_Yr | Lighting | FRACTION | WntrDsn | 2014-12-12 | 2014-12-31 | Constant | 0 | [23 empty] | From eQ_Lib.dat in MASControl 2017
D17_EUn_Din_CFL_Yr | Lighting | FRACTION | Default | 2014-12-12 | 2014-12-31 | Constant | 0.035 | [23 empty] | From eQ_Lib.dat in MASControl 2017
D17_EUn_Din_CFL_Yr | Lighting | FRACTION | WntrDsn | 2014-01-01 | 2014-12-31 | Constant | 0 | [23 empty] | From eQ_Lib.dat in MASControl 2017
D17_EUn_Din_CFL_Yr | Lighting | FRACTION | SmrDsn | 2014-01-01 | 2014-12-31 | Constant | 1 | [23 empty] | From eQ_Lib.dat in MASControl 2017
D17_EUn_Din_CFL_Yr | Lighting | FRACTION | Hol | 2014-01-01 | 2014-12-31 | Hourly | 0.025 | 0.025 | 0.025 | 0.025 | 0.025 | 0.025 | 0.0695 | 0.114 | 0.2252 | 0.2252 | 0.2252 | 0.2252 | 0.2252 | 0.2252 | 0.2252 | 0.2252 | 0.2252 | 0.2252 | 0.2252 | 0.0584 | 0.025 | 0.025 | 0.025 | 0.025 | From eQ_Lib.dat in MASControl 2017
D17_EUn_Din_HB_Yr | Lighting | FRACTION | SmrDsn | 2014-01-01 | 2014-01-11 | Constant | 1 | [23 empty] | From eQ_Lib.dat in MASControl 2017
D17_EUn_Din_HB_Yr | Lighting | FRACTION | WntrDsn | 2014-01-01 | 2014-01-11 | Constant | 0 | [23 empty] | From eQ_Lib.dat in MASControl 2017
D17_EUn_Din_HB_Yr | Lighting | FRACTION | Default | 2014-01-01 | 2014-01-11 | Constant | 0.035 | [23 empty] | From eQ_Lib.dat in MASControl 2017
D17_EUn_Din_HB_Yr | Lighting | FRACTION | Default¦Wkdy | 2014-01-12 | 2014-04-03 | Hourly | 0.1 | 0.1 | 0.1 | 0.1 | 0.1 | 0.1 | 0.2667 | 0.4333 | 0.85 | 0.85 | 0.85 | 0.85 | 0.85 | 0.85 | 0.85 | 0.85 | 0.85 | 0.85 | 0.85 | 0.225 | 0.1 | 0.1 | 0.1 | 0.1 | From eQ_Lib.dat in MASControl 2017
D17_EUn_Din_HB_Yr | Lighting | FRACTION | Wknd | 2014-01-12 | 2014-04-03 | Hourly | 0.025 | 0.025 | 0.025 | 0.025 | 0.025 | 0.025 | 0.1028 | 0.1806 | 0.375 | 0.375 | 0.375 | 0.375 | 0.375 | 0.375 | 0.375 | 0.375 | 0.375 | 0.375 | 0.375 | 0.0833 | 0.025 | 0.025 | 0.025 | 0.025 | From eQ_Lib.dat in MASControl 2017
D17_EUn_Din_HB_Yr | Lighting | FRACTION | SmrDsn | 2014-04-04 | 2014-04-12 | Constant | 1 | [23 empty] | From eQ_Lib.dat in MASControl 2017
D17_EUn_Din_HB_Yr | Lighting | FRACTION | WntrDsn | 2014-04-04 | 2014-04-12 | Constant | 0 | [23 empty] | From eQ_Lib.dat in MASControl 2017
D17_EUn_Din_HB_Yr | Lighting | FRACTION | Default | 2014-04-04 | 2014-04-12 | Constant | 0.035 | [23 empty] | From eQ_Lib.dat in MASControl 2017
D17_EUn_Din_HB_Yr | Lighting | FRACTION | Default¦Wkdy | 2014-04-13 | 2014-05-22 | Hourly | 0.1 | 0.1 | 0.1 | 0.1 | 0.1 | 0.1 | 0.2667 | 0.4333 | 0.85 | 0.85 | 0.85 | 0.85 | 0.85 | 0.85 | 0.85 | 0.85 | 0.85 | 0.85 | 0.85 | 0.225 | 0.1 | 0.1 | 0.1 | 0.1 | From eQ_Lib.dat in MASControl 2017
D17_EUn_Din_HB_Yr | Lighting | FRACTION | Wknd | 2014-04-13 | 2014-05-22 | Hourly | 0.025 | 0.025 | 0.025 | 0.025 | 0.025 | 0.025 | 0.1028 | 0.1806 | 0.375 | 0.375 | 0.375 | 0.375 | 0.375 | 0.375 | 0.375 | 0.375 | 0.375 | 0.375 | 0.375 | 0.0833 | 0.025 | 0.025 | 0.025 | 0.025 | From eQ_Lib.dat in MASControl 2017
D17_EUn_Din_HB_Yr | Lighting | FRACTION | SmrDsn | 2014-05-23 | 2014-05-31 | Constant | 1 | [23 empty] | From eQ_Lib.dat in MASControl 2017
D17_EUn_Din_HB_Yr | Lighting | FRACTION | WntrDsn | 2014-05-23 | 2014-05-31 | Constant | 0 | [23 empty] | From eQ_Lib.dat in MASControl 2017
D17_EUn_Din_HB_Yr | Lighting | FRACTION | Default | 2014-05-23 | 2014-05-31 | Constant | 0.035 | [23 empty] | From eQ_Lib.dat in MASControl 2017
D17_EUn_Din_HB_Yr | Lighting | FRACTION | Default¦Wkdy | 2014-06-01 | 2014-08-07 | Hourly | 0.0563 | 0.0563 | 0.0563 | 0.0563 | 0.0563 | 0.0563 | 0.1604 | 0.2646 | 0.525 | 0.525 | 0.525 | 0.525 | 0.525 | 0.525 | 0.525 | 0.525 | 0.525 | 0.525 | 0.525 | 0.1344 | 0.0563 | 0.0563 | 0.0563 | 0.0563 | From eQ_Lib.dat in MASControl 2017
D17_EUn_Din_HB_Yr | Lighting | FRACTION | Wknd | 2014-06-01 | 2014-08-07 | Hourly | 0.025 | 0.025 | 0.025 | 0.025 | 0.025 | 0.025 | 0.0695 | 0.114 | 0.2252 | 0.2252 | 0.2252 | 0.2252 | 0.2252 | 0.2252 | 0.2252 | 0.2252 | 0.2252 | 0.2252 | 0.2252 | 0.0584 | 0.025 | 0.025 | 0.025 | 0.025 | From eQ_Lib.dat in MASControl 2017
D17_EUn_Din_HB_Yr | Lighting | FRACTION | SmrDsn | 2014-08-08 | 2014-08-16 | Constant | 1 | [23 empty] | From eQ_Lib.dat in MASControl 2017
D17_EUn_Din_HB_Yr | Lighting | FRACTION | WntrDsn | 2014-08-08 | 2014-08-16 | Constant | 0 | [23 empty] | From eQ_Lib.dat in MASControl 2017
D17_EUn_Din_HB_Yr | Lighting | FRACTION | Default | 2014-08-08 | 2014-08-16 | Constant | 0.035 | [23 empty] | From eQ_Lib.dat in MASControl 2017
D17_EUn_Din_HB_Yr | Lighting | FRACTION | Default¦Wkdy | 2014-08-17 | 2014-12-11 | Hourly | 0.1 | 0.1 | 0.1 | 0.1 | 0.1 | 0.1 | 0.2667 | 0.4333 | 0.85 | 0.85 | 0.85 | 0.85 | 0.85 | 0.85 | 0.85 | 0.85 | 0.85 | 0.85 | 0.85 | 0.225 | 0.1 | 0.1 | 0.1 | 0.1 | From eQ_Lib.dat in MASControl 2017
D17_EUn_Din_HB_Yr | Lighting | FRACTION | Wknd | 2014-08-17 | 2014-12-11 | Hourly | 0.025 | 0.025 | 0.025 | 0.025 | 0.025 | 0.025 | 0.1028 | 0.1806 | 0.375 | 0.375 | 0.375 | 0.375 | 0.375 | 0.375 | 0.375 | 0.375 | 0.375 | 0.375 | 0.375 | 0.0833 | 0.025 | 0.025 | 0.025 | 0.025 | From eQ_Lib.dat in MASControl 2017
D17_EUn_Din_HB_Yr | Lighting | FRACTION | SmrDsn | 2014-12-12 | 2014-12-31 | Constant | 1 | [23 empty] | From eQ_Lib.dat in MASControl 2017
D17_EUn_Din_HB_Yr | Lighting | FRACTION | WntrDsn | 2014-12-12 | 2014-12-31 | Constant | 0 | [23 empty] | From eQ_Lib.dat in MASControl 2017
D17_EUn_Din_HB_Yr | Lighting | FRACTION | Default | 2014-12-12 | 2014-12-31 | Constant | 0.035 | [23 empty] | From eQ_Lib.dat in MASControl 2017
D17_EUn_Din_HB_Yr | Lighting | FRACTION | WntrDsn | 2014-01-01 | 2014-12-31 | Constant | 0 | [23 empty] | From eQ_Lib.dat in MASControl 2017
D17_EUn_Din_HB_Yr | Lighting | FRACTION | SmrDsn | 2014-01-01 | 2014-12-31 | Constant | 1 | [23 empty] | From eQ_Lib.dat in MASControl 2017
D17_EUn_Din_HB_Yr | Lighting | FRACTION | Hol | 2014-01-01 | 2014-12-31 | Hourly | 0.025 | 0.025 | 0.025 | 0.025 | 0.025 | 0.025 | 0.0695 | 0.114 | 0.2252 | 0.2252 | 0.2252 | 0.2252 | 0.2252 | 0.2252 | 0.2252 | 0.2252 | 0.2252 | 0.2252 | 0.2252 | 0.0584 | 0.025 | 0.025 | 0.025 | 0.025 | From eQ_Lib.dat in MASControl 2017
D17_EUn_Din_LF_Yr | Lighting | FRACTION | SmrDsn | 2014-01-01 | 2014-01-11 | Constant | 1 | [23 empty] | From eQ_Lib.dat in MASControl 2017
D17_EUn_Din_LF_Yr | Lighting | FRACTION | WntrDsn | 2014-01-01 | 2014-01-11 | Constant | 0 | [23 empty] | From eQ_Lib.dat in MASControl 2017
D17_EUn_Din_LF_Yr | Lighting | FRACTION | Default | 2014-01-01 | 2014-01-11 | Constant | 0.035 | [23 empty] | From eQ_Lib.dat in MASControl 2017
D17_EUn_Din_LF_Yr | Lighting | FRACTION | Default¦Wkdy | 2014-01-12 | 2014-04-03 | Hourly | 0.1 | 0.1 | 0.1 | 0.1 | 0.1 | 0.1 | 0.2667 | 0.4333 | 0.85 | 0.85 | 0.85 | 0.85 | 0.85 | 0.85 | 0.85 | 0.85 | 0.85 | 0.85 | 0.85 | 0.225 | 0.1 | 0.1 | 0.1 | 0.1 | From eQ_Lib.dat in MASControl 2017
D17_EUn_Din_LF_Yr | Lighting | FRACTION | Wknd | 2014-01-12 | 2014-04-03 | Hourly | 0.025 | 0.025 | 0.025 | 0.025 | 0.025 | 0.025 | 0.1028 | 0.1806 | 0.375 | 0.375 | 0.375 | 0.375 | 0.375 | 0.375 | 0.375 | 0.375 | 0.375 | 0.375 | 0.375 | 0.0833 | 0.025 | 0.025 | 0.025 | 0.025 | From eQ_Lib.dat in MASControl 2017
D17_EUn_Din_LF_Yr | Lighting | FRACTION | SmrDsn | 2014-04-04 | 2014-04-12 | Constant | 1 | [23 empty] | From eQ_Lib.dat in MASControl 2017
D17_EUn_Din_LF_Yr | Lighting | FRACTION | WntrDsn | 2014-04-04 | 2014-04-12 | Constant | 0 | [23 empty] | From eQ_Lib.dat in MASControl 2017
D17_EUn_Din_LF_Yr | Lighting | FRACTION | Default | 2014-04-04 | 2014-04-12 | Constant | 0.035 | [23 empty] | From eQ_Lib.dat in MASControl 2017
D17_EUn_Din_LF_Yr | Lighting | FRACTION | Default¦Wkdy | 2014-04-13 | 2014-05-22 | Hourly | 0.1 | 0.1 | 0.1 | 0.1 | 0.1 | 0.1 | 0.2667 | 0.4333 | 0.85 | 0.85 | 0.85 | 0.85 | 0.85 | 0.85 | 0.85 | 0.85 | 0.85 | 0.85 | 0.85 | 0.225 | 0.1 | 0.1 | 0.1 | 0.1 | From eQ_Lib.dat in MASControl 2017
D17_EUn_Din_LF_Yr | Lighting | FRACTION | Wknd | 2014-04-13 | 2014-05-22 | Hourly | 0.025 | 0.025 | 0.025 | 0.025 | 0.025 | 0.025 | 0.1028 | 0.1806 | 0.375 | 0.375 | 0.375 | 0.375 | 0.375 | 0.375 | 0.375 | 0.375 | 0.375 | 0.375 | 0.375 | 0.0833 | 0.025 | 0.025 | 0.025 | 0.025 | From eQ_Lib.dat in MASControl 2017
D17_EUn_Din_LF_Yr | Lighting | FRACTION | SmrDsn | 2014-05-23 | 2014-05-31 | Constant | 1 | [23 empty] | From eQ_Lib.dat in MASControl 2017
D17_EUn_Din_LF_Yr | Lighting | FRACTION | WntrDsn | 2014-05-23 | 2014-05-31 | Constant | 0 | [23 empty] | From eQ_Lib.dat in MASControl 2017
D17_EUn_Din_LF_Yr | Lighting | FRACTION | Default | 2014-05-23 | 2014-05-31 | Constant | 0.035 | [23 empty] | From eQ_Lib.dat in MASControl 2017
D17_EUn_Din_LF_Yr | Lighting | FRACTION | Default¦Wkdy | 2014-06-01 | 2014-08-07 | Hourly | 0.0563 | 0.0563 | 0.0563 | 0.0563 | 0.0563 | 0.0563 | 0.1604 | 0.2646 | 0.525 | 0.525 | 0.525 | 0.525 | 0.525 | 0.525 | 0.525 | 0.525 | 0.525 | 0.525 | 0.525 | 0.1344 | 0.0563 | 0.0563 | 0.0563 | 0.0563 | From eQ_Lib.dat in MASControl 2017
D17_EUn_Din_LF_Yr | Lighting | FRACTION | Wknd | 2014-06-01 | 2014-08-07 | Hourly | 0.025 | 0.025 | 0.025 | 0.025 | 0.025 | 0.025 | 0.0695 | 0.114 | 0.2252 | 0.2252 | 0.2252 | 0.2252 | 0.2252 | 0.2252 | 0.2252 | 0.2252 | 0.2252 | 0.2252 | 0.2252 | 0.0584 | 0.025 | 0.025 | 0.025 | 0.025 | From eQ_Lib.dat in MASControl 2017
D17_EUn_Din_LF_Yr | Lighting | FRACTION | SmrDsn | 2014-08-08 | 2014-08-16 | Constant | 1 | [23 empty] | From eQ_Lib.dat in MASControl 2017
D17_EUn_Din_LF_Yr | Lighting | FRACTION | WntrDsn | 2014-08-08 | 2014-08-16 | Constant | 0 | [23 empty] | From eQ_Lib.dat in MASControl 2017
D17_EUn_Din_LF_Yr | Lighting | FRACTION | Default | 2014-08-08 | 2014-08-16 | Constant | 0.035 | [23 empty] | From eQ_Lib.dat in MASControl 2017
D17_EUn_Din_LF_Yr | Lighting | FRACTION | Default¦Wkdy | 2014-08-17 | 2014-12-11 | Hourly | 0.1 | 0.1 | 0.1 | 0.1 | 0.1 | 0.1 | 0.2667 | 0.4333 | 0.85 | 0.85 | 0.85 | 0.85 | 0.85 | 0.85 | 0.85 | 0.85 | 0.85 | 0.85 | 0.85 | 0.225 | 0.1 | 0.1 | 0.1 | 0.1 | From eQ_Lib.dat in MASControl 2017
D17_EUn_Din_LF_Yr | Lighting | FRACTION | Wknd | 2014-08-17 | 2014-12-11 | Hourly | 0.025 | 0.025 | 0.025 | 0.025 | 0.025 | 0.025 | 0.1028 | 0.1806 | 0.375 | 0.375 | 0.375 | 0.375 | 0.375 | 0.375 | 0.375 | 0.375 | 0.375 | 0.375 | 0.375 | 0.0833 | 0.025 | 0.025 | 0.025 | 0.025 | From eQ_Lib.dat in MASControl 2017
D17_EUn_Din_LF_Yr | Lighting | FRACTION | SmrDsn | 2014-12-12 | 2014-12-31 | Constant | 1 | [23 empty] | From eQ_Lib.dat in MASControl 2017
D17_EUn_Din_LF_Yr | Lighting | FRACTION | WntrDsn | 2014-12-12 | 2014-12-31 | Constant | 0 | [23 empty] | From eQ_Lib.dat in MASControl 2017
D17_EUn_Din_LF_Yr | Lighting | FRACTION | Default | 2014-12-12 | 2014-12-31 | Constant | 0.035 | [23 empty] | From eQ_Lib.dat in MASControl 2017
D17_EUn_Din_LF_Yr | Lighting | FRACTION | WntrDsn | 2014-01-01 | 2014-12-31 | Constant | 0 | [23 empty] | From eQ_Lib.dat in MASControl 2017
D17_EUn_Din_LF_Yr | Lighting | FRACTION | SmrDsn | 2014-01-01 | 2014-12-31 | Constant | 1 | [23 empty] | From eQ_Lib.dat in MASControl 2017
D17_EUn_Din_LF_Yr | Lighting | FRACTION | Hol | 2014-01-01 | 2014-12-31 | Hourly | 0.025 | 0.025 | 0.025 | 0.025 | 0.025 | 0.025 | 0.0695 | 0.114 | 0.2252 | 0.2252 | 0.2252 | 0.2252 | 0.2252 | 0.2252 | 0.2252 | 0.2252 | 0.2252 | 0.2252 | 0.2252 | 0.0584 | 0.025 | 0.025 | 0.025 | 0.025 | From eQ_Lib.dat in MASControl 2017
D17_EUn_Dorm_CFL_Yr | Lighting | FRACTION | SmrDsn | 2014-01-01 | 2014-01-11 | Constant | 1 | [23 empty] | From eQ_Lib.dat in MASControl 2017
D17_EUn_Dorm_CFL_Yr | Lighting | FRACTION | WntrDsn | 2014-01-01 | 2014-01-11 | Constant | 0 | [23 empty] | From eQ_Lib.dat in MASControl 2017
D17_EUn_Dorm_CFL_Yr | Lighting | FRACTION | Default | 2014-01-01 | 2014-01-11 | Constant | 0.05 | [23 empty] | From eQ_Lib.dat in MASControl 2017
D17_EUn_Dorm_CFL_Yr | Lighting | FRACTION | Default¦Wkdy | 2014-01-12 | 2014-04-03 | Hourly | 0.1 | 0.1 | 0.1 | 0.1 | 0.1 | 0.1 | 0.1 | 0.1 | 0.1781 | 0.1781 | 0.1781 | 0.1781 | 0.1781 | 0.1781 | 0.1781 | 0.1781 | 0.1781 | 0.3113 | 0.3113 | 0.4 | 0.4 | 0.4 | 0.1338 | 0.1338 | From eQ_Lib.dat in MASControl 2017
D17_EUn_Dorm_CFL_Yr | Lighting | FRACTION | Wknd | 2014-01-12 | 2014-04-03 | Hourly | 0.1 | 0.1 | 0.1 | 0.1 | 0.1 | 0.1 | 0.1 | 0.1 | 0.1 | 0.1 | 0.2669 | 0.2669 | 0.2669 | 0.2669 | 0.2669 | 0.2669 | 0.2669 | 0.2669 | 0.2669 | 0.2669 | 0.2669 | 0.2669 | 0.4 | 0.4 | From eQ_Lib.dat in MASControl 2017
D17_EUn_Dorm_CFL_Yr | Lighting | FRACTION | SmrDsn | 2014-04-04 | 2014-04-12 | Constant | 1 | [23 empty] | From eQ_Lib.dat in MASControl 2017
D17_EUn_Dorm_CFL_Yr | Lighting | FRACTION | WntrDsn | 2014-04-04 | 2014-04-12 | Constant | 0 | [23 empty] | From eQ_Lib.dat in MASControl 2017
D17_EUn_Dorm_CFL_Yr | Lighting | FRACTION | Default | 2014-04-04 | 2014-04-12 | Constant | 0.05 | [23 empty] | From eQ_Lib.dat in MASControl 2017
D17_EUn_Dorm_CFL_Yr | Lighting | FRACTION | Default¦Wkdy | 2014-04-13 | 2014-05-22 | Hourly | 0.1 | 0.1 | 0.1 | 0.1 | 0.1 | 0.1 | 0.1 | 0.1 | 0.1781 | 0.1781 | 0.1781 | 0.1781 | 0.1781 | 0.1781 | 0.1781 | 0.1781 | 0.1781 | 0.3113 | 0.3113 | 0.4 | 0.4 | 0.4 | 0.1338 | 0.1338 | From eQ_Lib.dat in MASControl 2017
D17_EUn_Dorm_CFL_Yr | Lighting | FRACTION | Wknd | 2014-04-13 | 2014-05-22 | Hourly | 0.1 | 0.1 | 0.1 | 0.1 | 0.1 | 0.1 | 0.1 | 0.1 | 0.1 | 0.1 | 0.2669 | 0.2669 | 0.2669 | 0.2669 | 0.2669 | 0.2669 | 0.2669 | 0.2669 | 0.2669 | 0.2669 | 0.2669 | 0.2669 | 0.4 | 0.4 | From eQ_Lib.dat in MASControl 2017
D17_EUn_Dorm_CFL_Yr | Lighting | FRACTION | SmrDsn | 2014-05-23 | 2014-05-31 | Constant | 1 | [23 empty] | From eQ_Lib.dat in MASControl 2017
D17_EUn_Dorm_CFL_Yr | Lighting | FRACTION | WntrDsn | 2014-05-23 | 2014-05-31 | Constant | 0 | [23 empty] | From eQ_Lib.dat in MASControl 2017
D17_EUn_Dorm_CFL_Yr | Lighting | FRACTION | Default | 2014-05-23 | 2014-05-31 | Constant | 0.05 | [23 empty] | From eQ_Lib.dat in MASControl 2017
D17_EUn_Dorm_CFL_Yr | Lighting | FRACTION | Default¦Wkdy | 2014-06-01 | 2014-08-07 | Hourly | 0.05 | 0.05 | 0.05 | 0.05 | 0.05 | 0.05 | 0.05 | 0.05 | 0.0914 | 0.0914 | 0.0914 | 0.0914 | 0.0914 | 0.0914 | 0.0914 | 0.0914 | 0.0914 | 0.1491 | 0.1491 | 0.1875 | 0.1875 | 0.1875 | 0.0722 | 0.0722 | From eQ_Lib.dat in MASControl 2017
D17_EUn_Dorm_CFL_Yr | Lighting | FRACTION | Wknd | 2014-06-01 | 2014-08-07 | Hourly | 0.05 | 0.05 | 0.05 | 0.05 | 0.05 | 0.05 | 0.05 | 0.05 | 0.05 | 0.05 | 0.1298 | 0.1298 | 0.1298 | 0.1298 | 0.1298 | 0.1298 | 0.1298 | 0.1298 | 0.1298 | 0.1298 | 0.1298 | 0.1298 | 0.1875 | 0.1875 | From eQ_Lib.dat in MASControl 2017
D17_EUn_Dorm_CFL_Yr | Lighting | FRACTION | SmrDsn | 2014-08-08 | 2014-08-16 | Constant | 1 | [23 empty] | From eQ_Lib.dat in MASControl 2017
D17_EUn_Dorm_CFL_Yr | Lighting | FRACTION | WntrDsn | 2014-08-08 | 2014-08-16 | Constant | 0 | [23 empty] | From eQ_Lib.dat in MASControl 2017
D17_EUn_Dorm_CFL_Yr | Lighting | FRACTION | Default | 2014-08-08 | 2014-08-16 | Constant | 0.05 | [23 empty] | From eQ_Lib.dat in MASControl 2017
D17_EUn_Dorm_CFL_Yr | Lighting | FRACTION | Default¦Wkdy | 2014-08-17 | 2014-12-11 | Hourly | 0.1 | 0.1 | 0.1 | 0.1 | 0.1 | 0.1 | 0.1 | 0.1 | 0.1781 | 0.1781 | 0.1781 | 0.1781 | 0.1781 | 0.1781 | 0.1781 | 0.1781 | 0.1781 | 0.3113 | 0.3113 | 0.4 | 0.4 | 0.4 | 0.1338 | 0.1338 | From eQ_Lib.dat in MASControl 2017
D17_EUn_Dorm_CFL_Yr | Lighting | FRACTION | Wknd | 2014-08-17 | 2014-12-11 | Hourly | 0.1 | 0.1 | 0.1 | 0.1 | 0.1 | 0.1 | 0.1 | 0.1 | 0.1 | 0.1 | 0.2669 | 0.2669 | 0.2669 | 0.2669 | 0.2669 | 0.2669 | 0.2669 | 0.2669 | 0.2669 | 0.2669 | 0.2669 | 0.2669 | 0.4 | 0.4 | From eQ_Lib.dat in MASControl 2017
D17_EUn_Dorm_CFL_Yr | Lighting | FRACTION | SmrDsn | 2014-12-12 | 2014-12-31 | Constant | 1 | [23 empty] | From eQ_Lib.dat in MASControl 2017
D17_EUn_Dorm_CFL_Yr | Lighting | FRACTION | WntrDsn | 2014-12-12 | 2014-12-31 | Constant | 0 | [23 empty] | From eQ_Lib.dat in MASControl 2017
D17_EUn_Dorm_CFL_Yr | Lighting | FRACTION | Default | 2014-12-12 | 2014-12-31 | Constant | 0.05 | [23 empty] | From eQ_Lib.dat in MASControl 2017
D17_EUn_Dorm_CFL_Yr | Lighting | FRACTION | WntrDsn | 2014-01-01 | 2014-12-31 | Constant | 0 | [23 empty] | From eQ_Lib.dat in MASControl 2017
D17_EUn_Dorm_CFL_Yr | Lighting | FRACTION | SmrDsn | 2014-01-01 | 2014-12-31 | Constant | 1 | [23 empty] | From eQ_Lib.dat in MASControl 2017
D17_EUn_Dorm_CFL_Yr | Lighting | FRACTION | Hol | 2014-01-01 | 2014-12-31 | Hourly | 0.1 | 0.1 | 0.1 | 0.1 | 0.1 | 0.1 | 0.1 | 0.1 | 0.1 | 0.1 | 0.1106 | 0.1106 | 0.1106 | 0.1106 | 0.1106 | 0.1106 | 0.1106 | 0.1106 | 0.1106 | 0.1106 | 0.1106 | 0.1106 | 0.1875 | 0.1875 | From eQ_Lib.dat in MASControl 2017
D17_EUn_Dorm_LF_Yr | Lighting | FRACTION | SmrDsn | 2014-01-01 | 2014-01-11 | Constant | 1 | [23 empty] | From eQ_Lib.dat in MASControl 2017
D17_EUn_Dorm_LF_Yr | Lighting | FRACTION | WntrDsn | 2014-01-01 | 2014-01-11 | Constant | 0 | [23 empty] | From eQ_Lib.dat in MASControl 2017
D17_EUn_Dorm_LF_Yr | Lighting | FRACTION | Default | 2014-01-01 | 2014-01-11 | Constant | 0.05 | [23 empty] | From eQ_Lib.dat in MASControl 2017
D17_EUn_Dorm_LF_Yr | Lighting | FRACTION | Default¦Wkdy | 2014-01-12 | 2014-04-03 | Hourly | 0.1 | 0.1 | 0.1 | 0.1 | 0.1 | 0.1 | 0.1 | 0.1 | 0.1781 | 0.1781 | 0.1781 | 0.1781 | 0.1781 | 0.1781 | 0.1781 | 0.1781 | 0.1781 | 0.3113 | 0.3113 | 0.4 | 0.4 | 0.4 | 0.1338 | 0.1338 | From eQ_Lib.dat in MASControl 2017
D17_EUn_Dorm_LF_Yr | Lighting | FRACTION | Wknd | 2014-01-12 | 2014-04-03 | Hourly | 0.1 | 0.1 | 0.1 | 0.1 | 0.1 | 0.1 | 0.1 | 0.1 | 0.1 | 0.1 | 0.2669 | 0.2669 | 0.2669 | 0.2669 | 0.2669 | 0.2669 | 0.2669 | 0.2669 | 0.2669 | 0.2669 | 0.2669 | 0.2669 | 0.4 | 0.4 | From eQ_Lib.dat in MASControl 2017
D17_EUn_Dorm_LF_Yr | Lighting | FRACTION | SmrDsn | 2014-04-04 | 2014-04-12 | Constant | 1 | [23 empty] | From eQ_Lib.dat in MASControl 2017
D17_EUn_Dorm_LF_Yr | Lighting | FRACTION | WntrDsn | 2014-04-04 | 2014-04-12 | Constant | 0 | [23 empty] | From eQ_Lib.dat in MASControl 2017
D17_EUn_Dorm_LF_Yr | Lighting | FRACTION | Default | 2014-04-04 | 2014-04-12 | Constant | 0.05 | [23 empty] | From eQ_Lib.dat in MASControl 2017
D17_EUn_Dorm_LF_Yr | Lighting | FRACTION | Default¦Wkdy | 2014-04-13 | 2014-05-22 | Hourly | 0.1 | 0.1 | 0.1 | 0.1 | 0.1 | 0.1 | 0.1 | 0.1 | 0.1781 | 0.1781 | 0.1781 | 0.1781 | 0.1781 | 0.1781 | 0.1781 | 0.1781 | 0.1781 | 0.3113 | 0.3113 | 0.4 | 0.4 | 0.4 | 0.1338 | 0.1338 | From eQ_Lib.dat in MASControl 2017
D17_EUn_Dorm_LF_Yr | Lighting | FRACTION | Wknd | 2014-04-13 | 2014-05-22 | Hourly | 0.1 | 0.1 | 0.1 | 0.1 | 0.1 | 0.1 | 0.1 | 0.1 | 0.1 | 0.1 | 0.2669 | 0.2669 | 0.2669 | 0.2669 | 0.2669 | 0.2669 | 0.2669 | 0.2669 | 0.2669 | 0.2669 | 0.2669 | 0.2669 | 0.4 | 0.4 | From eQ_Lib.dat in MASControl 2017
D17_EUn_Dorm_LF_Yr | Lighting | FRACTION | SmrDsn | 2014-05-23 | 2014-05-31 | Constant | 1 | [23 empty] | From eQ_Lib.dat in MASControl 2017
D17_EUn_Dorm_LF_Yr | Lighting | FRACTION | WntrDsn | 2014-05-23 | 2014-05-31 | Constant | 0 | [23 empty] | From eQ_Lib.dat in MASControl 2017
D17_EUn_Dorm_LF_Yr | Lighting | FRACTION | Default | 2014-05-23 | 2014-05-31 | Constant | 0.05 | [23 empty] | From eQ_Lib.dat in MASControl 2017
D17_EUn_Dorm_LF_Yr | Lighting | FRACTION | Default¦Wkdy | 2014-06-01 | 2014-08-07 | Hourly | 0.05 | 0.05 | 0.05 | 0.05 | 0.05 | 0.05 | 0.05 | 0.05 | 0.0914 | 0.0914 | 0.0914 | 0.0914 | 0.0914 | 0.0914 | 0.0914 | 0.0914 | 0.0914 | 0.1491 | 0.1491 | 0.1875 | 0.1875 | 0.1875 | 0.0722 | 0.0722 | From eQ_Lib.dat in MASControl 2017
D17_EUn_Dorm_LF_Yr | Lighting | FRACTION | Wknd | 2014-06-01 | 2014-08-07 | Hourly | 0.05 | 0.05 | 0.05 | 0.05 | 0.05 | 0.05 | 0.05 | 0.05 | 0.05 | 0.05 | 0.1298 | 0.1298 | 0.1298 | 0.1298 | 0.1298 | 0.1298 | 0.1298 | 0.1298 | 0.1298 | 0.1298 | 0.1298 | 0.1298 | 0.1875 | 0.1875 | From eQ_Lib.dat in MASControl 2017
D17_EUn_Dorm_LF_Yr | Lighting | FRACTION | SmrDsn | 2014-08-08 | 2014-08-16 | Constant | 1 | [23 empty] | From eQ_Lib.dat in MASControl 2017
D17_EUn_Dorm_LF_Yr | Lighting | FRACTION | WntrDsn | 2014-08-08 | 2014-08-16 | Constant | 0 | [23 empty] | From eQ_Lib.dat in MASControl 2017
D17_EUn_Dorm_LF_Yr | Lighting | FRACTION | Default | 2014-08-08 | 2014-08-16 | Constant | 0.02 | [23 empty] | From eQ_Lib.dat in MASControl 2017
D17_EUn_Dorm_LF_Yr | Lighting | FRACTION | Default¦Wkdy | 2014-08-17 | 2014-12-11 | Hourly | 0.1 | 0.1 | 0.1 | 0.1 | 0.1 | 0.1 | 0.1 | 0.1 | 0.1781 | 0.1781 | 0.1781 | 0.1781 | 0.1781 | 0.1781 | 0.1781 | 0.1781 | 0.1781 | 0.3113 | 0.3113 | 0.4 | 0.4 | 0.4 | 0.1338 | 0.1338 | From eQ_Lib.dat in MASControl 2017
D17_EUn_Dorm_LF_Yr | Lighting | FRACTION | Wknd | 2014-08-17 | 2014-12-11 | Hourly | 0.1 | 0.1 | 0.1 | 0.1 | 0.1 | 0.1 | 0.1 | 0.1 | 0.1 | 0.1 | 0.2669 | 0.2669 | 0.2669 | 0.2669 | 0.2669 | 0.2669 | 0.2669 | 0.2669 | 0.2669 | 0.2669 | 0.2669 | 0.2669 | 0.4 | 0.4 | From eQ_Lib.dat in MASControl 2017
D17_EUn_Dorm_LF_Yr | Lighting | FRACTION | SmrDsn | 2014-12-12 | 2014-12-31 | Constant | 1 | [23 empty] | From eQ_Lib.dat in MASControl 2017
D17_EUn_Dorm_LF_Yr | Lighting | FRACTION | WntrDsn | 2014-12-12 | 2014-12-31 | Constant | 0 | [23 empty] | From eQ_Lib.dat in MASControl 2017
D17_EUn_Dorm_LF_Yr | Lighting | FRACTION | Default | 2014-12-12 | 2014-12-31 | Constant | 0.02 | [23 empty] | From eQ_Lib.dat in MASControl 2017
D17_EUn_Dorm_LF_Yr | Lighting | FRACTION | WntrDsn | 2014-01-01 | 2014-12-31 | Constant | 0 | [23 empty] | From eQ_Lib.dat in MASControl 2017
D17_EUn_Dorm_LF_Yr | Lighting | FRACTION | SmrDsn | 2014-01-01 | 2014-12-31 | Constant | 1 | [23 empty] | From eQ_Lib.dat in MASControl 2017
D17_EUn_Dorm_LF_Yr | Lighting | FRACTION | Hol | 2014-01-01 | 2014-12-31 | Hourly | 0.1 | 0.1 | 0.1 | 0.1 | 0.1 | 0.1 | 0.1 | 0.1 | 0.1 | 0.1 | 0.1106 | 0.1106 | 0.1106 | 0.1106 | 0.1106 | 0.1106 | 0.1106 | 0.1106 | 0.1106 | 0.1106 | 0.1106 | 0.1106 | 0.1875 | 0.1875 | From eQ_Lib.dat in MASControl 2017
D17_EUn_Gym_CFL_Yr | Lighting | FRACTION | SmrDsn | 2014-01-01 | 2014-01-11 | Constant | 1 | [23 empty] | From eQ_Lib.dat in MASControl 2017
D17_EUn_Gym_CFL_Yr | Lighting | FRACTION | WntrDsn | 2014-01-01 | 2014-01-11 | Constant | 0 | [23 empty] | From eQ_Lib.dat in MASControl 2017
D17_EUn_Gym_CFL_Yr | Lighting | FRACTION | Default | 2014-01-01 | 2014-01-11 | Constant | 0.035 | [23 empty] | From eQ_Lib.dat in MASControl 2017
D17_EUn_Gym_CFL_Yr | Lighting | FRACTION | Default¦Wkdy | 2014-01-12 | 2014-04-03 | Hourly | 0.05 | 0.05 | 0.05 | 0.05 | 0.05 | 0.05 | 0.3579 | 0.5632 | 0.7 | 0.7 | 0.7 | 0.6316 | 0.6316 | 0.6316 | 0.7 | 0.7 | 0.7 | 0.6316 | 0.6316 | 0.6316 | 0.5632 | 0.4947 | 0.3579 | 0.1526 | From eQ_Lib.dat in MASControl 2017
D17_EUn_Gym_CFL_Yr | Lighting | FRACTION | Wknd | 2014-01-12 | 2014-04-03 | Hourly | 0.05 | 0.05 | 0.05 | 0.05 | 0.05 | 0.05 | 0.05 | 0.2079 | 0.25 | 0.25 | 0.25 | 0.2289 | 0.2289 | 0.2289 | 0.25 | 0.25 | 0.1868 | 0.1237 | 0.0816 | 0.05 | 0.05 | 0.05 | 0.05 | 0.05 | From eQ_Lib.dat in MASControl 2017
D17_EUn_Gym_CFL_Yr | Lighting | FRACTION | SmrDsn | 2014-04-04 | 2014-04-12 | Constant | 1 | [23 empty] | From eQ_Lib.dat in MASControl 2017
D17_EUn_Gym_CFL_Yr | Lighting | FRACTION | WntrDsn | 2014-04-04 | 2014-04-12 | Constant | 0 | [23 empty] | From eQ_Lib.dat in MASControl 2017
D17_EUn_Gym_CFL_Yr | Lighting | FRACTION | Default | 2014-04-04 | 2014-04-12 | Constant | 0.035 | [23 empty] | From eQ_Lib.dat in MASControl 2017
D17_EUn_Gym_CFL_Yr | Lighting | FRACTION | Default¦Wkdy | 2014-04-13 | 2014-05-22 | Hourly | 0.05 | 0.05 | 0.05 | 0.05 | 0.05 | 0.05 | 0.3579 | 0.5632 | 0.7 | 0.7 | 0.7 | 0.6316 | 0.6316 | 0.6316 | 0.7 | 0.7 | 0.7 | 0.6316 | 0.6316 | 0.6316 | 0.5632 | 0.4947 | 0.3579 | 0.1526 | From eQ_Lib.dat in MASControl 2017
D17_EUn_Gym_CFL_Yr | Lighting | FRACTION | Wknd | 2014-04-13 | 2014-05-22 | Hourly | 0.05 | 0.05 | 0.05 | 0.05 | 0.05 | 0.05 | 0.05 | 0.2079 | 0.25 | 0.25 | 0.25 | 0.2289 | 0.2289 | 0.2289 | 0.25 | 0.25 | 0.1868 | 0.1237 | 0.0816 | 0.05 | 0.05 | 0.05 | 0.05 | 0.05 | From eQ_Lib.dat in MASControl 2017
D17_EUn_Gym_CFL_Yr | Lighting | FRACTION | SmrDsn | 2014-05-23 | 2014-05-31 | Constant | 1 | [23 empty] | From eQ_Lib.dat in MASControl 2017
D17_EUn_Gym_CFL_Yr | Lighting | FRACTION | WntrDsn | 2014-05-23 | 2014-05-31 | Constant | 0 | [23 empty] | From eQ_Lib.dat in MASControl 2017
D17_EUn_Gym_CFL_Yr | Lighting | FRACTION | Default | 2014-05-23 | 2014-05-31 | Constant | 0.035 | [23 empty] | From eQ_Lib.dat in MASControl 2017
D17_EUn_Gym_CFL_Yr | Lighting | FRACTION | Default¦Wkdy | 2014-06-01 | 2014-08-07 | Hourly | 0.05 | 0.05 | 0.05 | 0.05 | 0.05 | 0.05 | 0.2395 | 0.3658 | 0.45 | 0.45 | 0.45 | 0.4079 | 0.4079 | 0.4079 | 0.45 | 0.45 | 0.45 | 0.4079 | 0.4079 | 0.3658 | 0.3237 | 0.2395 | 0.1132 | 0.05 | From eQ_Lib.dat in MASControl 2017
D17_EUn_Gym_CFL_Yr | Lighting | FRACTION | Wknd | 2014-06-01 | 2014-08-07 | Hourly | 0.05 | 0.05 | 0.05 | 0.05 | 0.05 | 0.05 | 0.05 | 0.1289 | 0.15 | 0.15 | 0.15 | 0.1395 | 0.1395 | 0.1395 | 0.15 | 0.1184 | 0.0868 | 0.0658 | 0.05 | 0.05 | 0.05 | 0.05 | 0.05 | 0.05 | From eQ_Lib.dat in MASControl 2017
D17_EUn_Gym_CFL_Yr | Lighting | FRACTION | SmrDsn | 2014-08-08 | 2014-08-16 | Constant | 1 | [23 empty] | From eQ_Lib.dat in MASControl 2017
D17_EUn_Gym_CFL_Yr | Lighting | FRACTION | WntrDsn | 2014-08-08 | 2014-08-16 | Constant | 0 | [23 empty] | From eQ_Lib.dat in MASControl 2017
D17_EUn_Gym_CFL_Yr | Lighting | FRACTION | Default | 2014-08-08 | 2014-08-16 | Constant | 0.035 | [23 empty] | From eQ_Lib.dat in MASControl 2017
D17_EUn_Gym_CFL_Yr | Lighting | FRACTION | Default¦Wkdy | 2014-08-17 | 2014-12-11 | Hourly | 0.05 | 0.05 | 0.05 | 0.05 | 0.05 | 0.05 | 0.3579 | 0.5632 | 0.7 | 0.7 | 0.7 | 0.6316 | 0.6316 | 0.6316 | 0.7 | 0.7 | 0.7 | 0.6316 | 0.6316 | 0.6316 | 0.5632 | 0.4947 | 0.3579 | 0.1526 | From eQ_Lib.dat in MASControl 2017
D17_EUn_Gym_CFL_Yr | Lighting | FRACTION | Wknd | 2014-08-17 | 2014-12-11 | Hourly | 0.05 | 0.05 | 0.05 | 0.05 | 0.05 | 0.05 | 0.05 | 0.2079 | 0.25 | 0.25 | 0.25 | 0.2289 | 0.2289 | 0.2289 | 0.25 | 0.25 | 0.1868 | 0.1237 | 0.0816 | 0.05 | 0.05 | 0.05 | 0.05 | 0.05 | From eQ_Lib.dat in MASControl 2017
D17_EUn_Gym_CFL_Yr | Lighting | FRACTION | SmrDsn | 2014-12-12 | 2014-12-31 | Constant | 1 | [23 empty] | From eQ_Lib.dat in MASControl 2017
D17_EUn_Gym_CFL_Yr | Lighting | FRACTION | WntrDsn | 2014-12-12 | 2014-12-31 | Constant | 0 | [23 empty] | From eQ_Lib.dat in MASControl 2017
D17_EUn_Gym_CFL_Yr | Lighting | FRACTION | Default | 2014-12-12 | 2014-12-31 | Constant | 0.035 | [23 empty] | From eQ_Lib.dat in MASControl 2017
D17_EUn_Gym_CFL_Yr | Lighting | FRACTION | WntrDsn | 2014-01-01 | 2014-12-31 | Constant | 0 | [23 empty] | From eQ_Lib.dat in MASControl 2017
D17_EUn_Gym_CFL_Yr | Lighting | FRACTION | SmrDsn | 2014-01-01 | 2014-12-31 | Constant | 1 | [23 empty] | From eQ_Lib.dat in MASControl 2017
D17_EUn_Gym_CFL_Yr | Lighting | FRACTION | Hol | 2014-01-01 | 2014-12-31 | Hourly | 0.05 | 0.05 | 0.05 | 0.05 | 0.05 | 0.05 | 0.05 | 0.05 | 0.05 | 0.05 | 0.15 | 0.15 | 0.05 | 0.05 | 0.05 | 0.05 | 0.05 | 0.05 | 0.05 | 0.05 | 0.05 | 0.05 | 0.05 | 0.05 | From eQ_Lib.dat in MASControl 2017
D17_EUn_Gym_HB_Yr | Lighting | FRACTION | SmrDsn | 2014-01-01 | 2014-01-11 | Constant | 1 | [23 empty] | From eQ_Lib.dat in MASControl 2017
D17_EUn_Gym_HB_Yr | Lighting | FRACTION | WntrDsn | 2014-01-01 | 2014-01-11 | Constant | 0 | [23 empty] | From eQ_Lib.dat in MASControl 2017
D17_EUn_Gym_HB_Yr | Lighting | FRACTION | Default | 2014-01-01 | 2014-01-11 | Constant | 0.035 | [23 empty] | From eQ_Lib.dat in MASControl 2017
D17_EUn_Gym_HB_Yr | Lighting | FRACTION | Default¦Wkdy | 2014-01-12 | 2014-04-03 | Hourly | 0.05 | 0.05 | 0.05 | 0.05 | 0.05 | 0.05 | 0.3579 | 0.5632 | 0.7 | 0.7 | 0.7 | 0.6316 | 0.6316 | 0.6316 | 0.7 | 0.7 | 0.7 | 0.6316 | 0.6316 | 0.6316 | 0.5632 | 0.4947 | 0.3579 | 0.1526 | From eQ_Lib.dat in MASControl 2017
D17_EUn_Gym_HB_Yr | Lighting | FRACTION | Wknd | 2014-01-12 | 2014-04-03 | Hourly | 0.05 | 0.05 | 0.05 | 0.05 | 0.05 | 0.05 | 0.05 | 0.2079 | 0.25 | 0.25 | 0.25 | 0.2289 | 0.2289 | 0.2289 | 0.25 | 0.25 | 0.1868 | 0.1237 | 0.0816 | 0.05 | 0.05 | 0.05 | 0.05 | 0.05 | From eQ_Lib.dat in MASControl 2017
D17_EUn_Gym_HB_Yr | Lighting | FRACTION | SmrDsn | 2014-04-04 | 2014-04-12 | Constant | 1 | [23 empty] | From eQ_Lib.dat in MASControl 2017
D17_EUn_Gym_HB_Yr | Lighting | FRACTION | WntrDsn | 2014-04-04 | 2014-04-12 | Constant | 0 | [23 empty] | From eQ_Lib.dat in MASControl 2017
D17_EUn_Gym_HB_Yr | Lighting | FRACTION | Default | 2014-04-04 | 2014-04-12 | Constant | 0.035 | [23 empty] | From eQ_Lib.dat in MASControl 2017
D17_EUn_Gym_HB_Yr | Lighting | FRACTION | Default¦Wkdy | 2014-04-13 | 2014-05-22 | Hourly | 0.05 | 0.05 | 0.05 | 0.05 | 0.05 | 0.05 | 0.3579 | 0.5632 | 0.7 | 0.7 | 0.7 | 0.6316 | 0.6316 | 0.6316 | 0.7 | 0.7 | 0.7 | 0.6316 | 0.6316 | 0.6316 | 0.5632 | 0.4947 | 0.3579 | 0.1526 | From eQ_Lib.dat in MASControl 2017
D17_EUn_Gym_HB_Yr | Lighting | FRACTION | Wknd | 2014-04-13 | 2014-05-22 | Hourly | 0.05 | 0.05 | 0.05 | 0.05 | 0.05 | 0.05 | 0.05 | 0.2079 | 0.25 | 0.25 | 0.25 | 0.2289 | 0.2289 | 0.2289 | 0.25 | 0.25 | 0.1868 | 0.1237 | 0.0816 | 0.05 | 0.05 | 0.05 | 0.05 | 0.05 | From eQ_Lib.dat in MASControl 2017
D17_EUn_Gym_HB_Yr | Lighting | FRACTION | SmrDsn | 2014-05-23 | 2014-05-31 | Constant | 1 | [23 empty] | From eQ_Lib.dat in MASControl 2017
D17_EUn_Gym_HB_Yr | Lighting | FRACTION | WntrDsn | 2014-05-23 | 2014-05-31 | Constant | 0 | [23 empty] | From eQ_Lib.dat in MASControl 2017
D17_EUn_Gym_HB_Yr | Lighting | FRACTION | Default | 2014-05-23 | 2014-05-31 | Constant | 0.035 | [23 empty] | From eQ_Lib.dat in MASControl 2017
D17_EUn_Gym_HB_Yr | Lighting | FRACTION | Default¦Wkdy | 2014-06-01 | 2014-08-07 | Hourly | 0.05 | 0.05 | 0.05 | 0.05 | 0.05 | 0.05 | 0.2395 | 0.3658 | 0.45 | 0.45 | 0.45 | 0.4079 | 0.4079 | 0.4079 | 0.45 | 0.45 | 0.45 | 0.4079 | 0.4079 | 0.3658 | 0.3237 | 0.2395 | 0.1132 | 0.05 | From eQ_Lib.dat in MASControl 2017
D17_EUn_Gym_HB_Yr | Lighting | FRACTION | Wknd | 2014-06-01 | 2014-08-07 | Hourly | 0.05 | 0.05 | 0.05 | 0.05 | 0.05 | 0.05 | 0.05 | 0.1289 | 0.15 | 0.15 | 0.15 | 0.1395 | 0.1395 | 0.1395 | 0.15 | 0.1184 | 0.0868 | 0.0658 | 0.05 | 0.05 | 0.05 | 0.05 | 0.05 | 0.05 | From eQ_Lib.dat in MASControl 2017
D17_EUn_Gym_HB_Yr | Lighting | FRACTION | SmrDsn | 2014-08-08 | 2014-08-16 | Constant | 1 | [23 empty] | From eQ_Lib.dat in MASControl 2017
D17_EUn_Gym_HB_Yr | Lighting | FRACTION | WntrDsn | 2014-08-08 | 2014-08-16 | Constant | 0 | [23 empty] | From eQ_Lib.dat in MASControl 2017
D17_EUn_Gym_HB_Yr | Lighting | FRACTION | Default | 2014-08-08 | 2014-08-16 | Constant | 0.035 | [23 empty] | From eQ_Lib.dat in MASControl 2017
D17_EUn_Gym_HB_Yr | Lighting | FRACTION | Default¦Wkdy | 2014-08-17 | 2014-12-11 | Hourly | 0.05 | 0.05 | 0.05 | 0.05 | 0.05 | 0.05 | 0.3579 | 0.5632 | 0.7 | 0.7 | 0.7 | 0.6316 | 0.6316 | 0.6316 | 0.7 | 0.7 | 0.7 | 0.6316 | 0.6316 | 0.6316 | 0.5632 | 0.4947 | 0.3579 | 0.1526 | From eQ_Lib.dat in MASControl 2017
D17_EUn_Gym_HB_Yr | Lighting | FRACTION | Wknd | 2014-08-17 | 2014-12-11 | Hourly | 0.05 | 0.05 | 0.05 | 0.05 | 0.05 | 0.05 | 0.05 | 0.2079 | 0.25 | 0.25 | 0.25 | 0.2289 | 0.2289 | 0.2289 | 0.25 | 0.25 | 0.1868 | 0.1237 | 0.0816 | 0.05 | 0.05 | 0.05 | 0.05 | 0.05 | From eQ_Lib.dat in MASControl 2017
D17_EUn_Gym_HB_Yr | Lighting | FRACTION | SmrDsn | 2014-12-12 | 2014-12-31 | Constant | 1 | [23 empty] | From eQ_Lib.dat in MASControl 2017
D17_EUn_Gym_HB_Yr | Lighting | FRACTION | WntrDsn | 2014-12-12 | 2014-12-31 | Constant | 0 | [23 empty] | From eQ_Lib.dat in MASControl 2017
D17_EUn_Gym_HB_Yr | Lighting | FRACTION | Default | 2014-12-12 | 2014-12-31 | Constant | 0.035 | [23 empty] | From eQ_Lib.dat in MASControl 2017
D17_EUn_Gym_HB_Yr | Lighting | FRACTION | WntrDsn | 2014-01-01 | 2014-12-31 | Constant | 0 | [23 empty] | From eQ_Lib.dat in MASControl 2017
D17_EUn_Gym_HB_Yr | Lighting | FRACTION | SmrDsn | 2014-01-01 | 2014-12-31 | Constant | 1 | [23 empty] | From eQ_Lib.dat in MASControl 2017
D17_EUn_Gym_HB_Yr | Lighting | FRACTION | Hol | 2014-01-01 | 2014-12-31 | Hourly | 0.05 | 0.05 | 0.05 | 0.05 | 0.05 | 0.05 | 0.05 | 0.05 | 0.05 | 0.05 | 0.15 | 0.15 | 0.05 | 0.05 | 0.05 | 0.05 | 0.05 | 0.05 | 0.05 | 0.05 | 0.05 | 0.05 | 0.05 | 0.05 | From eQ_Lib.dat in MASControl 2017
D17_EUn_Gym_LF_Yr | Lighting | FRACTION | SmrDsn | 2014-01-01 | 2014-01-11 | Constant | 1 | [23 empty] | From eQ_Lib.dat in MASControl 2017
D17_EUn_Gym_LF_Yr | Lighting | FRACTION | WntrDsn | 2014-01-01 | 2014-01-11 | Constant | 0 | [23 empty] | From eQ_Lib.dat in MASControl 2017
D17_EUn_Gym_LF_Yr | Lighting | FRACTION | Default | 2014-01-01 | 2014-01-11 | Constant | 0.035 | [23 empty] | From eQ_Lib.dat in MASControl 2017
D17_EUn_Gym_LF_Yr | Lighting | FRACTION | Default¦Wkdy | 2014-01-12 | 2014-04-03 | Hourly | 0.05 | 0.05 | 0.05 | 0.05 | 0.05 | 0.05 | 0.3579 | 0.5632 | 0.7 | 0.7 | 0.7 | 0.6316 | 0.6316 | 0.6316 | 0.7 | 0.7 | 0.7 | 0.6316 | 0.6316 | 0.6316 | 0.5632 | 0.4947 | 0.3579 | 0.1526 | From eQ_Lib.dat in MASControl 2017
D17_EUn_Gym_LF_Yr | Lighting | FRACTION | Wknd | 2014-01-12 | 2014-04-03 | Hourly | 0.05 | 0.05 | 0.05 | 0.05 | 0.05 | 0.05 | 0.05 | 0.2079 | 0.25 | 0.25 | 0.25 | 0.2289 | 0.2289 | 0.2289 | 0.25 | 0.25 | 0.1868 | 0.1237 | 0.0816 | 0.05 | 0.05 | 0.05 | 0.05 | 0.05 | From eQ_Lib.dat in MASControl 2017
D17_EUn_Gym_LF_Yr | Lighting | FRACTION | SmrDsn | 2014-04-04 | 2014-04-12 | Constant | 1 | [23 empty] | From eQ_Lib.dat in MASControl 2017
D17_EUn_Gym_LF_Yr | Lighting | FRACTION | WntrDsn | 2014-04-04 | 2014-04-12 | Constant | 0 | [23 empty] | From eQ_Lib.dat in MASControl 2017
D17_EUn_Gym_LF_Yr | Lighting | FRACTION | Default | 2014-04-04 | 2014-04-12 | Constant | 0.035 | [23 empty] | From eQ_Lib.dat in MASControl 2017
D17_EUn_Gym_LF_Yr | Lighting | FRACTION | Default¦Wkdy | 2014-04-13 | 2014-05-22 | Hourly | 0.05 | 0.05 | 0.05 | 0.05 | 0.05 | 0.05 | 0.3579 | 0.5632 | 0.7 | 0.7 | 0.7 | 0.6316 | 0.6316 | 0.6316 | 0.7 | 0.7 | 0.7 | 0.6316 | 0.6316 | 0.6316 | 0.5632 | 0.4947 | 0.3579 | 0.1526 | From eQ_Lib.dat in MASControl 2017
D17_EUn_Gym_LF_Yr | Lighting | FRACTION | Wknd | 2014-04-13 | 2014-05-22 | Hourly | 0.05 | 0.05 | 0.05 | 0.05 | 0.05 | 0.05 | 0.05 | 0.2079 | 0.25 | 0.25 | 0.25 | 0.2289 | 0.2289 | 0.2289 | 0.25 | 0.25 | 0.1868 | 0.1237 | 0.0816 | 0.05 | 0.05 | 0.05 | 0.05 | 0.05 | From eQ_Lib.dat in MASControl 2017
D17_EUn_Gym_LF_Yr | Lighting | FRACTION | SmrDsn | 2014-05-23 | 2014-05-31 | Constant | 1 | [23 empty] | From eQ_Lib.dat in MASControl 2017
D17_EUn_Gym_LF_Yr | Lighting | FRACTION | WntrDsn | 2014-05-23 | 2014-05-31 | Constant | 0 | [23 empty] | From eQ_Lib.dat in MASControl 2017
D17_EUn_Gym_LF_Yr | Lighting | FRACTION | Default | 2014-05-23 | 2014-05-31 | Constant | 0.035 | [23 empty] | From eQ_Lib.dat in MASControl 2017
D17_EUn_Gym_LF_Yr | Lighting | FRACTION | Default¦Wkdy | 2014-06-01 | 2014-08-07 | Hourly | 0.05 | 0.05 | 0.05 | 0.05 | 0.05 | 0.05 | 0.2395 | 0.3658 | 0.45 | 0.45 | 0.45 | 0.4079 | 0.4079 | 0.4079 | 0.45 | 0.45 | 0.45 | 0.4079 | 0.4079 | 0.3658 | 0.3237 | 0.2395 | 0.1132 | 0.05 | From eQ_Lib.dat in MASControl 2017
D17_EUn_Gym_LF_Yr | Lighting | FRACTION | Wknd | 2014-06-01 | 2014-08-07 | Hourly | 0.05 | 0.05 | 0.05 | 0.05 | 0.05 | 0.05 | 0.05 | 0.1289 | 0.15 | 0.15 | 0.15 | 0.1395 | 0.1395 | 0.1395 | 0.15 | 0.1184 | 0.0868 | 0.0658 | 0.05 | 0.05 | 0.05 | 0.05 | 0.05 | 0.05 | From eQ_Lib.dat in MASControl 2017
D17_EUn_Gym_LF_Yr | Lighting | FRACTION | SmrDsn | 2014-08-08 | 2014-08-16 | Constant | 1 | [23 empty] | From eQ_Lib.dat in MASControl 2017
D17_EUn_Gym_LF_Yr | Lighting | FRACTION | WntrDsn | 2014-08-08 | 2014-08-16 | Constant | 0 | [23 empty] | From eQ_Lib.dat in MASControl 2017
D17_EUn_Gym_LF_Yr | Lighting | FRACTION | Default | 2014-08-08 | 2014-08-16 | Constant | 0.035 | [23 empty] | From eQ_Lib.dat in MASControl 2017
D17_EUn_Gym_LF_Yr | Lighting | FRACTION | Default¦Wkdy | 2014-08-17 | 2014-12-11 | Hourly | 0.05 | 0.05 | 0.05 | 0.05 | 0.05 | 0.05 | 0.3579 | 0.5632 | 0.7 | 0.7 | 0.7 | 0.6316 | 0.6316 | 0.6316 | 0.7 | 0.7 | 0.7 | 0.6316 | 0.6316 | 0.6316 | 0.5632 | 0.4947 | 0.3579 | 0.1526 | From eQ_Lib.dat in MASControl 2017
D17_EUn_Gym_LF_Yr | Lighting | FRACTION | Wknd | 2014-08-17 | 2014-12-11 | Hourly | 0.05 | 0.05 | 0.05 | 0.05 | 0.05 | 0.05 | 0.05 | 0.2079 | 0.25 | 0.25 | 0.25 | 0.2289 | 0.2289 | 0.2289 | 0.25 | 0.25 | 0.1868 | 0.1237 | 0.0816 | 0.05 | 0.05 | 0.05 | 0.05 | 0.05 | From eQ_Lib.dat in MASControl 2017
D17_EUn_Gym_LF_Yr | Lighting | FRACTION | SmrDsn | 2014-12-12 | 2014-12-31 | Constant | 1 | [23 empty] | From eQ_Lib.dat in MASControl 2017
D17_EUn_Gym_LF_Yr | Lighting | FRACTION | WntrDsn | 2014-12-12 | 2014-12-31 | Constant | 0 | [23 empty] | From eQ_Lib.dat in MASControl 2017
D17_EUn_Gym_LF_Yr | Lighting | FRACTION | Default | 2014-12-12 | 2014-12-31 | Constant | 0.035 | [23 empty] | From eQ_Lib.dat in MASControl 2017
D17_EUn_Gym_LF_Yr | Lighting | FRACTION | WntrDsn | 2014-01-01 | 2014-12-31 | Constant | 0 | [23 empty] | From eQ_Lib.dat in MASControl 2017
D17_EUn_Gym_LF_Yr | Lighting | FRACTION | SmrDsn | 2014-01-01 | 2014-12-31 | Constant | 1 | [23 empty] | From eQ_Lib.dat in MASControl 2017
D17_EUn_Gym_LF_Yr | Lighting | FRACTION | Hol | 2014-01-01 | 2014-12-31 | Hourly | 0.05 | 0.05 | 0.05 | 0.05 | 0.05 | 0.05 | 0.05 | 0.05 | 0.05 | 0.05 | 0.15 | 0.15 | 0.05 | 0.05 | 0.05 | 0.05 | 0.05 | 0.05 | 0.05 | 0.05 | 0.05 | 0.05 | 0.05 | 0.05 | From eQ_Lib.dat in MASControl 2017
D17_EUn_Ktchn_CFL_Yr | Lighting | FRACTION | SmrDsn | 2014-01-01 | 2014-01-11 | Constant | 1 | [23 empty] | From eQ_Lib.dat in MASControl 2017
D17_EUn_Ktchn_CFL_Yr | Lighting | FRACTION | WntrDsn | 2014-01-01 | 2014-01-11 | Constant | 0 | [23 empty] | From eQ_Lib.dat in MASControl 2017
D17_EUn_Ktchn_CFL_Yr | Lighting | FRACTION | Default | 2014-01-01 | 2014-01-11 | Constant | 0.035 | [23 empty] | From eQ_Lib.dat in MASControl 2017
D17_EUn_Ktchn_CFL_Yr | Lighting | FRACTION | Default¦Wkdy | 2014-01-12 | 2014-04-03 | Hourly | 0.1 | 0.1 | 0.1 | 0.1 | 0.1 | 0.1 | 0.2667 | 0.4333 | 0.85 | 0.85 | 0.85 | 0.85 | 0.85 | 0.85 | 0.85 | 0.85 | 0.85 | 0.85 | 0.85 | 0.225 | 0.1 | 0.1 | 0.1 | 0.1 | From eQ_Lib.dat in MASControl 2017
D17_EUn_Ktchn_CFL_Yr | Lighting | FRACTION | Wknd | 2014-01-12 | 2014-04-03 | Hourly | 0.025 | 0.025 | 0.025 | 0.025 | 0.025 | 0.025 | 0.1028 | 0.1806 | 0.375 | 0.375 | 0.375 | 0.375 | 0.375 | 0.375 | 0.375 | 0.375 | 0.375 | 0.375 | 0.375 | 0.0833 | 0.025 | 0.025 | 0.025 | 0.025 | From eQ_Lib.dat in MASControl 2017
D17_EUn_Ktchn_CFL_Yr | Lighting | FRACTION | SmrDsn | 2014-04-04 | 2014-04-12 | Constant | 1 | [23 empty] | From eQ_Lib.dat in MASControl 2017
D17_EUn_Ktchn_CFL_Yr | Lighting | FRACTION | WntrDsn | 2014-04-04 | 2014-04-12 | Constant | 0 | [23 empty] | From eQ_Lib.dat in MASControl 2017
D17_EUn_Ktchn_CFL_Yr | Lighting | FRACTION | Default | 2014-04-04 | 2014-04-12 | Constant | 0.035 | [23 empty] | From eQ_Lib.dat in MASControl 2017
D17_EUn_Ktchn_CFL_Yr | Lighting | FRACTION | Default¦Wkdy | 2014-04-13 | 2014-05-22 | Hourly | 0.1 | 0.1 | 0.1 | 0.1 | 0.1 | 0.1 | 0.2667 | 0.4333 | 0.85 | 0.85 | 0.85 | 0.85 | 0.85 | 0.85 | 0.85 | 0.85 | 0.85 | 0.85 | 0.85 | 0.225 | 0.1 | 0.1 | 0.1 | 0.1 | From eQ_Lib.dat in MASControl 2017
D17_EUn_Ktchn_CFL_Yr | Lighting | FRACTION | Wknd | 2014-04-13 | 2014-05-22 | Hourly | 0.025 | 0.025 | 0.025 | 0.025 | 0.025 | 0.025 | 0.1028 | 0.1806 | 0.375 | 0.375 | 0.375 | 0.375 | 0.375 | 0.375 | 0.375 | 0.375 | 0.375 | 0.375 | 0.375 | 0.0833 | 0.025 | 0.025 | 0.025 | 0.025 | From eQ_Lib.dat in MASControl 2017
D17_EUn_Ktchn_CFL_Yr | Lighting | FRACTION | SmrDsn | 2014-05-23 | 2014-05-31 | Constant | 1 | [23 empty] | From eQ_Lib.dat in MASControl 2017
D17_EUn_Ktchn_CFL_Yr | Lighting | FRACTION | WntrDsn | 2014-05-23 | 2014-05-31 | Constant | 0 | [23 empty] | From eQ_Lib.dat in MASControl 2017
D17_EUn_Ktchn_CFL_Yr | Lighting | FRACTION | Default | 2014-05-23 | 2014-05-31 | Constant | 0.035 | [23 empty] | From eQ_Lib.dat in MASControl 2017
D17_EUn_Ktchn_CFL_Yr | Lighting | FRACTION | Default¦Wkdy | 2014-06-01 | 2014-08-07 | Hourly | 0.0563 | 0.0563 | 0.0563 | 0.0563 | 0.0563 | 0.0563 | 0.1854 | 0.3146 | 0.6375 | 0.6375 | 0.6375 | 0.6375 | 0.6375 | 0.6375 | 0.6375 | 0.6375 | 0.6375 | 0.6375 | 0.6375 | 0.1531 | 0.0563 | 0.0563 | 0.0563 | 0.0563 | From eQ_Lib.dat in MASControl 2017
D17_EUn_Ktchn_CFL_Yr | Lighting | FRACTION | Wknd | 2014-06-01 | 2014-08-07 | Hourly | 0.025 | 0.025 | 0.025 | 0.025 | 0.025 | 0.025 | 0.082 | 0.139 | 0.2815 | 0.2815 | 0.2815 | 0.2815 | 0.2815 | 0.2815 | 0.2815 | 0.2815 | 0.2815 | 0.2815 | 0.2815 | 0.0678 | 0.025 | 0.025 | 0.025 | 0.025 | From eQ_Lib.dat in MASControl 2017
D17_EUn_Ktchn_CFL_Yr | Lighting | FRACTION | SmrDsn | 2014-08-08 | 2014-08-16 | Constant | 1 | [23 empty] | From eQ_Lib.dat in MASControl 2017
D17_EUn_Ktchn_CFL_Yr | Lighting | FRACTION | WntrDsn | 2014-08-08 | 2014-08-16 | Constant | 0 | [23 empty] | From eQ_Lib.dat in MASControl 2017
D17_EUn_Ktchn_CFL_Yr | Lighting | FRACTION | Default | 2014-08-08 | 2014-08-16 | Constant | 0.035 | [23 empty] | From eQ_Lib.dat in MASControl 2017
D17_EUn_Ktchn_CFL_Yr | Lighting | FRACTION | Default¦Wkdy | 2014-08-17 | 2014-12-11 | Hourly | 0.1 | 0.1 | 0.1 | 0.1 | 0.1 | 0.1 | 0.2667 | 0.4333 | 0.85 | 0.85 | 0.85 | 0.85 | 0.85 | 0.85 | 0.85 | 0.85 | 0.85 | 0.85 | 0.85 | 0.225 | 0.1 | 0.1 | 0.1 | 0.1 | From eQ_Lib.dat in MASControl 2017
D17_EUn_Ktchn_CFL_Yr | Lighting | FRACTION | Wknd | 2014-08-17 | 2014-12-11 | Hourly | 0.025 | 0.025 | 0.025 | 0.025 | 0.025 | 0.025 | 0.1028 | 0.1806 | 0.375 | 0.375 | 0.375 | 0.375 | 0.375 | 0.375 | 0.375 | 0.375 | 0.375 | 0.375 | 0.375 | 0.0833 | 0.025 | 0.025 | 0.025 | 0.025 | From eQ_Lib.dat in MASControl 2017
D17_EUn_Ktchn_CFL_Yr | Lighting | FRACTION | SmrDsn | 2014-12-12 | 2014-12-31 | Constant | 1 | [23 empty] | From eQ_Lib.dat in MASControl 2017
D17_EUn_Ktchn_CFL_Yr | Lighting | FRACTION | WntrDsn | 2014-12-12 | 2014-12-31 | Constant | 0 | [23 empty] | From eQ_Lib.dat in MASControl 2017
D17_EUn_Ktchn_CFL_Yr | Lighting | FRACTION | Default | 2014-12-12 | 2014-12-31 | Constant | 0.035 | [23 empty] | From eQ_Lib.dat in MASControl 2017
D17_EUn_Ktchn_CFL_Yr | Lighting | FRACTION | WntrDsn | 2014-01-01 | 2014-12-31 | Constant | 0 | [23 empty] | From eQ_Lib.dat in MASControl 2017
D17_EUn_Ktchn_CFL_Yr | Lighting | FRACTION | SmrDsn | 2014-01-01 | 2014-12-31 | Constant | 1 | [23 empty] | From eQ_Lib.dat in MASControl 2017
D17_EUn_Ktchn_CFL_Yr | Lighting | FRACTION | Hol | 2014-01-01 | 2014-12-31 | Hourly | 0.025 | 0.025 | 0.025 | 0.025 | 0.025 | 0.025 | 0.082 | 0.139 | 0.2815 | 0.2815 | 0.2815 | 0.2815 | 0.2815 | 0.2815 | 0.2815 | 0.2815 | 0.2815 | 0.2815 | 0.2815 | 0.0678 | 0.025 | 0.025 | 0.025 | 0.025 | From eQ_Lib.dat in MASControl 2017
D17_EUn_Ktchn_Elec_Yr | Equipment | FRACTION | Default¦Wkdy | 2014-01-01 | 2014-01-11 | Constant | 0 | [23 empty] | From eQ_Lib.dat in MASControl 2017
D17_EUn_Ktchn_Elec_Yr | Equipment | FRACTION | Wknd | 2014-01-01 | 2014-01-11 | Constant | 0 | [23 empty] | From eQ_Lib.dat in MASControl 2017
D17_EUn_Ktchn_Elec_Yr | Equipment | FRACTION | Default¦Wkdy | 2014-01-12 | 2014-04-03 | Hourly | 0.05 | 0.05 | 0.05 | 0.05 | 0.05 | 0.05 | 0.25 | 0.35 | 0.35 | 0.25 | 0.35 | 0.35 | 0.35 | 0.25 | 0.25 | 0.25 | 0.35 | 0.35 | 0.35 | 0.25 | 0.25 | 0.25 | 0.25 | 0.25 | From eQ_Lib.dat in MASControl 2017
D17_EUn_Ktchn_Elec_Yr | Equipment | FRACTION | Wknd | 2014-01-12 | 2014-04-03 | Hourly | 0.05 | 0.05 | 0.05 | 0.05 | 0.05 | 0.05 | 0.25 | 0.35 | 0.35 | 0.25 | 0.35 | 0.35 | 0.35 | 0.25 | 0.25 | 0.25 | 0.35 | 0.35 | 0.35 | 0.25 | 0.25 | 0.25 | 0.25 | 0.25 | From eQ_Lib.dat in MASControl 2017
D17_EUn_Ktchn_Elec_Yr | Equipment | FRACTION | Default¦Wkdy | 2014-04-04 | 2014-04-12 | Constant | 0 | [23 empty] | From eQ_Lib.dat in MASControl 2017
D17_EUn_Ktchn_Elec_Yr | Equipment | FRACTION | Wknd | 2014-04-04 | 2014-04-12 | Constant | 0 | [23 empty] | From eQ_Lib.dat in MASControl 2017
D17_EUn_Ktchn_Elec_Yr | Equipment | FRACTION | Default¦Wkdy | 2014-04-13 | 2014-05-22 | Hourly | 0.05 | 0.05 | 0.05 | 0.05 | 0.05 | 0.05 | 0.25 | 0.35 | 0.35 | 0.25 | 0.35 | 0.35 | 0.35 | 0.25 | 0.25 | 0.25 | 0.35 | 0.35 | 0.35 | 0.25 | 0.25 | 0.25 | 0.25 | 0.25 | From eQ_Lib.dat in MASControl 2017
D17_EUn_Ktchn_Elec_Yr | Equipment | FRACTION | Wknd | 2014-04-13 | 2014-05-22 | Hourly | 0.05 | 0.05 | 0.05 | 0.05 | 0.05 | 0.05 | 0.25 | 0.35 | 0.35 | 0.25 | 0.35 | 0.35 | 0.35 | 0.25 | 0.25 | 0.25 | 0.35 | 0.35 | 0.35 | 0.25 | 0.25 | 0.25 | 0.25 | 0.25 | From eQ_Lib.dat in MASControl 2017
D17_EUn_Ktchn_Elec_Yr | Equipment | FRACTION | Default¦Wkdy | 2014-05-23 | 2014-05-31 | Constant | 0 | [23 empty] | From eQ_Lib.dat in MASControl 2017
D17_EUn_Ktchn_Elec_Yr | Equipment | FRACTION | Wknd | 2014-05-23 | 2014-05-31 | Constant | 0 | [23 empty] | From eQ_Lib.dat in MASControl 2017
D17_EUn_Ktchn_Elec_Yr | Equipment | FRACTION | Default¦Wkdy | 2014-06-01 | 2014-08-07 | Hourly | 0.05 | 0.05 | 0.05 | 0.05 | 0.05 | 0.05 | 0.188 | 0.263 | 0.263 | 0.188 | 0.263 | 0.263 | 0.263 | 0.188 | 0.188 | 0.188 | 0.263 | 0.263 | 0.263 | 0.188 | 0.188 | 0.25 | 0.25 | 0.25 | From eQ_Lib.dat in MASControl 2017
D17_EUn_Ktchn_Elec_Yr | Equipment | FRACTION | Wknd | 2014-06-01 | 2014-08-07 | Hourly | 0.05 | 0.05 | 0.05 | 0.05 | 0.05 | 0.05 | 0.188 | 0.263 | 0.263 | 0.188 | 0.263 | 0.263 | 0.263 | 0.188 | 0.188 | 0.188 | 0.263 | 0.263 | 0.263 | 0.188 | 0.188 | 0.25 | 0.25 | 0.25 | From eQ_Lib.dat in MASControl 2017
D17_EUn_Ktchn_Elec_Yr | Equipment | FRACTION | Default¦Wkdy | 2014-08-08 | 2014-08-16 | Constant | 0 | [23 empty] | From eQ_Lib.dat in MASControl 2017
D17_EUn_Ktchn_Elec_Yr | Equipment | FRACTION | Wknd | 2014-08-08 | 2014-08-16 | Constant | 0 | [23 empty] | From eQ_Lib.dat in MASControl 2017
D17_EUn_Ktchn_Elec_Yr | Equipment | FRACTION | Default¦Wkdy | 2014-08-17 | 2014-12-11 | Hourly | 0.05 | 0.05 | 0.05 | 0.05 | 0.05 | 0.05 | 0.25 | 0.35 | 0.35 | 0.25 | 0.35 | 0.35 | 0.35 | 0.25 | 0.25 | 0.25 | 0.35 | 0.35 | 0.35 | 0.25 | 0.25 | 0.25 | 0.25 | 0.25 | From eQ_Lib.dat in MASControl 2017
D17_EUn_Ktchn_Elec_Yr | Equipment | FRACTION | Wknd | 2014-08-17 | 2014-12-11 | Hourly | 0.05 | 0.05 | 0.05 | 0.05 | 0.05 | 0.05 | 0.25 | 0.35 | 0.35 | 0.25 | 0.35 | 0.35 | 0.35 | 0.25 | 0.25 | 0.25 | 0.35 | 0.35 | 0.35 | 0.25 | 0.25 | 0.25 | 0.25 | 0.25 | From eQ_Lib.dat in MASControl 2017
D17_EUn_Ktchn_Elec_Yr | Equipment | FRACTION | Default¦Wkdy | 2014-12-12 | 2014-12-31 | Constant | 0 | [23 empty] | From eQ_Lib.dat in MASControl 2017
D17_EUn_Ktchn_Elec_Yr | Equipment | FRACTION | Wknd | 2014-12-12 | 2014-12-31 | Constant | 0 | [23 empty] | From eQ_Lib.dat in MASControl 2017
D17_EUn_Ktchn_Elec_Yr | Equipment | FRACTION | WntrDsn | 2014-01-01 | 2014-12-31 | Constant | 0 | [23 empty] | From eQ_Lib.dat in MASControl 2017
D17_EUn_Ktchn_Elec_Yr | Equipment | FRACTION | SmrDsn | 2014-01-01 | 2014-12-31 | Constant | 1 | [23 empty] | From eQ_Lib.dat in MASControl 2017
D17_EUn_Ktchn_Elec_Yr | Equipment | FRACTION | Hol | 2014-01-01 | 2014-12-31 | Constant | 0 | [23 empty] | From eQ_Lib.dat in MASControl 2017
D17_EUn_Ktchn_Gas_Yr | Equipment | FRACTION | Default¦Wkdy | 2014-01-01 | 2014-01-11 | Constant | 0 | [23 empty] | From eQ_Lib.dat in MASControl 2017
D17_EUn_Ktchn_Gas_Yr | Equipment | FRACTION | Wknd | 2014-01-01 | 2014-01-11 | Constant | 0 | [23 empty] | From eQ_Lib.dat in MASControl 2017
D17_EUn_Ktchn_Gas_Yr | Equipment | FRACTION | Default¦Wkdy | 2014-01-12 | 2014-04-03 | Hourly | 0.02 | 0.02 | 0.02 | 0.02 | 0.02 | 0.05 | 0.1 | 0.15 | 0.2 | 0.15 | 0.25 | 0.25 | 0.25 | 0.2 | 0.15 | 0.2 | 0.3 | 0.3 | 0.3 | 0.2 | 0.2 | 0.15 | 0.1 | 0.05 | From eQ_Lib.dat in MASControl 2017
D17_EUn_Ktchn_Gas_Yr | Equipment | FRACTION | Wknd | 2014-01-12 | 2014-04-03 | Hourly | 0.02 | 0.02 | 0.02 | 0.02 | 0.02 | 0.05 | 0.1 | 0.15 | 0.2 | 0.15 | 0.25 | 0.25 | 0.25 | 0.2 | 0.15 | 0.2 | 0.3 | 0.3 | 0.3 | 0.2 | 0.2 | 0.15 | 0.1 | 0.05 | From eQ_Lib.dat in MASControl 2017
D17_EUn_Ktchn_Gas_Yr | Equipment | FRACTION | Default¦Wkdy | 2014-04-04 | 2014-04-12 | Constant | 0 | [23 empty] | From eQ_Lib.dat in MASControl 2017
D17_EUn_Ktchn_Gas_Yr | Equipment | FRACTION | Wknd | 2014-04-04 | 2014-04-12 | Constant | 0 | [23 empty] | From eQ_Lib.dat in MASControl 2017
D17_EUn_Ktchn_Gas_Yr | Equipment | FRACTION | Default¦Wkdy | 2014-04-13 | 2014-05-22 | Hourly | 0.02 | 0.02 | 0.02 | 0.02 | 0.02 | 0.05 | 0.1 | 0.15 | 0.2 | 0.15 | 0.25 | 0.25 | 0.25 | 0.2 | 0.15 | 0.2 | 0.3 | 0.3 | 0.3 | 0.2 | 0.2 | 0.15 | 0.1 | 0.05 | From eQ_Lib.dat in MASControl 2017
D17_EUn_Ktchn_Gas_Yr | Equipment | FRACTION | Wknd | 2014-04-13 | 2014-05-22 | Hourly | 0.02 | 0.02 | 0.02 | 0.02 | 0.02 | 0.05 | 0.1 | 0.15 | 0.2 | 0.15 | 0.25 | 0.25 | 0.25 | 0.2 | 0.15 | 0.2 | 0.3 | 0.3 | 0.3 | 0.2 | 0.2 | 0.15 | 0.1 | 0.05 | From eQ_Lib.dat in MASControl 2017
D17_EUn_Ktchn_Gas_Yr | Equipment | FRACTION | Default¦Wkdy | 2014-05-23 | 2014-05-31 | Constant | 0 | [23 empty] | From eQ_Lib.dat in MASControl 2017
D17_EUn_Ktchn_Gas_Yr | Equipment | FRACTION | Wknd | 2014-05-23 | 2014-05-31 | Constant | 0 | [23 empty] | From eQ_Lib.dat in MASControl 2017
D17_EUn_Ktchn_Gas_Yr | Equipment | FRACTION | Default¦Wkdy | 2014-06-01 | 2014-08-07 | Hourly | 0.02 | 0.02 | 0.02 | 0.02 | 0.02 | 0.05 | 0.075 | 0.113 | 0.15 | 0.113 | 0.188 | 0.188 | 0.188 | 0.15 | 0.113 | 0.15 | 0.225 | 0.225 | 0.225 | 0.15 | 0.15 | 0.113 | 0.075 | 0.05 | From eQ_Lib.dat in MASControl 2017
D17_EUn_Ktchn_Gas_Yr | Equipment | FRACTION | Wknd | 2014-06-01 | 2014-08-07 | Hourly | 0.02 | 0.02 | 0.02 | 0.02 | 0.02 | 0.05 | 0.075 | 0.113 | 0.15 | 0.113 | 0.188 | 0.188 | 0.188 | 0.15 | 0.113 | 0.15 | 0.225 | 0.225 | 0.225 | 0.15 | 0.15 | 0.113 | 0.075 | 0.05 | From eQ_Lib.dat in MASControl 2017
D17_EUn_Ktchn_Gas_Yr | Equipment | FRACTION | Default¦Wkdy | 2014-08-08 | 2014-08-16 | Constant | 0 | [23 empty] | From eQ_Lib.dat in MASControl 2017
D17_EUn_Ktchn_Gas_Yr | Equipment | FRACTION | Wknd | 2014-08-08 | 2014-08-16 | Constant | 0 | [23 empty] | From eQ_Lib.dat in MASControl 2017
D17_EUn_Ktchn_Gas_Yr | Equipment | FRACTION | Default¦Wkdy | 2014-08-17 | 2014-12-11 | Hourly | 0.02 | 0.02 | 0.02 | 0.02 | 0.02 | 0.05 | 0.1 | 0.15 | 0.2 | 0.15 | 0.25 | 0.25 | 0.25 | 0.2 | 0.15 | 0.2 | 0.3 | 0.3 | 0.3 | 0.2 | 0.2 | 0.15 | 0.1 | 0.05 | From eQ_Lib.dat in MASControl 2017
D17_EUn_Ktchn_Gas_Yr | Equipment | FRACTION | Wknd | 2014-08-17 | 2014-12-11 | Hourly | 0.02 | 0.02 | 0.02 | 0.02 | 0.02 | 0.05 | 0.1 | 0.15 | 0.2 | 0.15 | 0.25 | 0.25 | 0.25 | 0.2 | 0.15 | 0.2 | 0.3 | 0.3 | 0.3 | 0.2 | 0.2 | 0.15 | 0.1 | 0.05 | From eQ_Lib.dat in MASControl 2017
D17_EUn_Ktchn_Gas_Yr | Equipment | FRACTION | Default¦Wkdy | 2014-12-12 | 2014-12-31 | Constant | 0 | [23 empty] | From eQ_Lib.dat in MASControl 2017
D17_EUn_Ktchn_Gas_Yr | Equipment | FRACTION | Wknd | 2014-12-12 | 2014-12-31 | Constant | 0 | [23 empty] | From eQ_Lib.dat in MASControl 2017
D17_EUn_Ktchn_Gas_Yr | Equipment | FRACTION | WntrDsn | 2014-01-01 | 2014-12-31 | Constant | 0 | [23 empty] | From eQ_Lib.dat in MASControl 2017
D17_EUn_Ktchn_Gas_Yr | Equipment | FRACTION | SmrDsn | 2014-01-01 | 2014-12-31 | Constant | 1 | [23 empty] | From eQ_Lib.dat in MASControl 2017
D17_EUn_Ktchn_Gas_Yr | Equipment | FRACTION | Hol | 2014-01-01 | 2014-12-31 | Constant | 0 | [23 empty] | From eQ_Lib.dat in MASControl 2017
D17_EUn_Ktchn_LF_Yr | Lighting | FRACTION | SmrDsn | 2014-01-01 | 2014-01-11 | Constant | 1 | [23 empty] | From eQ_Lib.dat in MASControl 2017
D17_EUn_Ktchn_LF_Yr | Lighting | FRACTION | WntrDsn | 2014-01-01 | 2014-01-11 | Constant | 0 | [23 empty] | From eQ_Lib.dat in MASControl 2017
D17_EUn_Ktchn_LF_Yr | Lighting | FRACTION | Default | 2014-01-01 | 2014-01-11 | Constant | 0.035 | [23 empty] | From eQ_Lib.dat in MASControl 2017
D17_EUn_Ktchn_LF_Yr | Lighting | FRACTION | Default¦Wkdy | 2014-01-12 | 2014-04-03 | Hourly | 0.1 | 0.1 | 0.1 | 0.1 | 0.1 | 0.1 | 0.2667 | 0.4333 | 0.85 | 0.85 | 0.85 | 0.85 | 0.85 | 0.85 | 0.85 | 0.85 | 0.85 | 0.85 | 0.85 | 0.225 | 0.1 | 0.1 | 0.1 | 0.1 | From eQ_Lib.dat in MASControl 2017
D17_EUn_Ktchn_LF_Yr | Lighting | FRACTION | Wknd | 2014-01-12 | 2014-04-03 | Hourly | 0.025 | 0.025 | 0.025 | 0.025 | 0.025 | 0.025 | 0.1028 | 0.1806 | 0.375 | 0.375 | 0.375 | 0.375 | 0.375 | 0.375 | 0.375 | 0.375 | 0.375 | 0.375 | 0.375 | 0.0833 | 0.025 | 0.025 | 0.025 | 0.025 | From eQ_Lib.dat in MASControl 2017
D17_EUn_Ktchn_LF_Yr | Lighting | FRACTION | SmrDsn | 2014-04-04 | 2014-04-12 | Constant | 1 | [23 empty] | From eQ_Lib.dat in MASControl 2017
D17_EUn_Ktchn_LF_Yr | Lighting | FRACTION | WntrDsn | 2014-04-04 | 2014-04-12 | Constant | 0 | [23 empty] | From eQ_Lib.dat in MASControl 2017
D17_EUn_Ktchn_LF_Yr | Lighting | FRACTION | Default | 2014-04-04 | 2014-04-12 | Constant | 0.035 | [23 empty] | From eQ_Lib.dat in MASControl 2017
D17_EUn_Ktchn_LF_Yr | Lighting | FRACTION | Default¦Wkdy | 2014-04-13 | 2014-05-22 | Hourly | 0.1 | 0.1 | 0.1 | 0.1 | 0.1 | 0.1 | 0.2667 | 0.4333 | 0.85 | 0.85 | 0.85 | 0.85 | 0.85 | 0.85 | 0.85 | 0.85 | 0.85 | 0.85 | 0.85 | 0.225 | 0.1 | 0.1 | 0.1 | 0.1 | From eQ_Lib.dat in MASControl 2017
D17_EUn_Ktchn_LF_Yr | Lighting | FRACTION | Wknd | 2014-04-13 | 2014-05-22 | Hourly | 0.025 | 0.025 | 0.025 | 0.025 | 0.025 | 0.025 | 0.1028 | 0.1806 | 0.375 | 0.375 | 0.375 | 0.375 | 0.375 | 0.375 | 0.375 | 0.375 | 0.375 | 0.375 | 0.375 | 0.0833 | 0.025 | 0.025 | 0.025 | 0.025 | From eQ_Lib.dat in MASControl 2017
D17_EUn_Ktchn_LF_Yr | Lighting | FRACTION | SmrDsn | 2014-05-23 | 2014-05-31 | Constant | 1 | [23 empty] | From eQ_Lib.dat in MASControl 2017
D17_EUn_Ktchn_LF_Yr | Lighting | FRACTION | WntrDsn | 2014-05-23 | 2014-05-31 | Constant | 0 | [23 empty] | From eQ_Lib.dat in MASControl 2017
D17_EUn_Ktchn_LF_Yr | Lighting | FRACTION | Default | 2014-05-23 | 2014-05-31 | Constant | 0.035 | [23 empty] | From eQ_Lib.dat in MASControl 2017
D17_EUn_Ktchn_LF_Yr | Lighting | FRACTION | Default¦Wkdy | 2014-06-01 | 2014-08-07 | Hourly | 0.0563 | 0.0563 | 0.0563 | 0.0563 | 0.0563 | 0.0563 | 0.1854 | 0.3146 | 0.6375 | 0.6375 | 0.6375 | 0.6375 | 0.6375 | 0.6375 | 0.6375 | 0.6375 | 0.6375 | 0.6375 | 0.6375 | 0.1531 | 0.0563 | 0.0563 | 0.0563 | 0.0563 | From eQ_Lib.dat in MASControl 2017
D17_EUn_Ktchn_LF_Yr | Lighting | FRACTION | Wknd | 2014-06-01 | 2014-08-07 | Hourly | 0.025 | 0.025 | 0.025 | 0.025 | 0.025 | 0.025 | 0.082 | 0.139 | 0.2815 | 0.2815 | 0.2815 | 0.2815 | 0.2815 | 0.2815 | 0.2815 | 0.2815 | 0.2815 | 0.2815 | 0.2815 | 0.0678 | 0.025 | 0.025 | 0.025 | 0.025 | From eQ_Lib.dat in MASControl 2017
D17_EUn_Ktchn_LF_Yr | Lighting | FRACTION | SmrDsn | 2014-08-08 | 2014-08-16 | Constant | 1 | [23 empty] | From eQ_Lib.dat in MASControl 2017
D17_EUn_Ktchn_LF_Yr | Lighting | FRACTION | WntrDsn | 2014-08-08 | 2014-08-16 | Constant | 0 | [23 empty] | From eQ_Lib.dat in MASControl 2017
D17_EUn_Ktchn_LF_Yr | Lighting | FRACTION | Default | 2014-08-08 | 2014-08-16 | Constant | 0.035 | [23 empty] | From eQ_Lib.dat in MASControl 2017
D17_EUn_Ktchn_LF_Yr | Lighting | FRACTION | Default¦Wkdy | 2014-08-17 | 2014-12-11 | Hourly | 0.1 | 0.1 | 0.1 | 0.1 | 0.1 | 0.1 | 0.2667 | 0.4333 | 0.85 | 0.85 | 0.85 | 0.85 | 0.85 | 0.85 | 0.85 | 0.85 | 0.85 | 0.85 | 0.85 | 0.225 | 0.1 | 0.1 | 0.1 | 0.1 | From eQ_Lib.dat in MASControl 2017
D17_EUn_Ktchn_LF_Yr | Lighting | FRACTION | Wknd | 2014-08-17 | 2014-12-11 | Hourly | 0.025 | 0.025 | 0.025 | 0.025 | 0.025 | 0.025 | 0.1028 | 0.1806 | 0.375 | 0.375 | 0.375 | 0.375 | 0.375 | 0.375 | 0.375 | 0.375 | 0.375 | 0.375 | 0.375 | 0.0833 | 0.025 | 0.025 | 0.025 | 0.025 | From eQ_Lib.dat in MASControl 2017
D17_EUn_Ktchn_LF_Yr | Lighting | FRACTION | SmrDsn | 2014-12-12 | 2014-12-31 | Constant | 1 | [23 empty] | From eQ_Lib.dat in MASControl 2017
D17_EUn_Ktchn_LF_Yr | Lighting | FRACTION | WntrDsn | 2014-12-12 | 2014-12-31 | Constant | 0 | [23 empty] | From eQ_Lib.dat in MASControl 2017
D17_EUn_Ktchn_LF_Yr | Lighting | FRACTION | Default | 2014-12-12 | 2014-12-31 | Constant | 0.035 | [23 empty] | From eQ_Lib.dat in MASControl 2017
D17_EUn_Ktchn_LF_Yr | Lighting | FRACTION | WntrDsn | 2014-01-01 | 2014-12-31 | Constant | 0 | [23 empty] | From eQ_Lib.dat in MASControl 2017
D17_EUn_Ktchn_LF_Yr | Lighting | FRACTION | SmrDsn | 2014-01-01 | 2014-12-31 | Constant | 1 | [23 empty] | From eQ_Lib.dat in MASControl 2017
D17_EUn_Ktchn_LF_Yr | Lighting | FRACTION | Hol | 2014-01-01 | 2014-12-31 | Hourly | 0.025 | 0.025 | 0.025 | 0.025 | 0.025 | 0.025 | 0.082 | 0.139 | 0.2815 | 0.2815 | 0.2815 | 0.2815 | 0.2815 | 0.2815 | 0.2815 | 0.2815 | 0.2815 | 0.2815 | 0.2815 | 0.0678 | 0.025 | 0.025 | 0.025 | 0.025 | From eQ_Lib.dat in MASControl 2017
D17_EUn_OffGen_CFL_Yr | Lighting | FRACTION | SmrDsn | 2014-01-01 | 2014-01-11 | Constant | 1 | [23 empty] | From eQ_Lib.dat in MASControl 2017
D17_EUn_OffGen_CFL_Yr | Lighting | FRACTION | WntrDsn | 2014-01-01 | 2014-01-11 | Constant | 0 | [23 empty] | From eQ_Lib.dat in MASControl 2017
D17_EUn_OffGen_CFL_Yr | Lighting | FRACTION | Default | 2014-01-01 | 2014-01-11 | Constant | 0.035 | [23 empty] | From eQ_Lib.dat in MASControl 2017
D17_EUn_OffGen_CFL_Yr | Lighting | FRACTION | Default¦Wkdy | 2014-01-12 | 2014-04-03 | Hourly | 0.05 | 0.05 | 0.05 | 0.05 | 0.05 | 0.05 | 0.05 | 0.8417 | 0.9472 | 0.9472 | 1 | 1 | 0.8417 | 0.8417 | 0.9472 | 0.9472 | 1 | 0.8417 | 0.7361 | 0.6306 | 0.4194 | 0.1028 | 0.05 | 0.05 | From eQ_Lib.dat in MASControl 2017
D17_EUn_OffGen_CFL_Yr | Lighting | FRACTION | Wknd | 2014-01-12 | 2014-04-03 | Hourly | 0.05 | 0.05 | 0.05 | 0.05 | 0.05 | 0.05 | 0.05 | 0.2 | 0.4 | 0.4 | 0.4 | 0.35 | 0.35 | 0.4 | 0.4 | 0.4 | 0.35 | 0.2 | 0.2 | 0.15 | 0.05 | 0.05 | 0.05 | 0.05 | From eQ_Lib.dat in MASControl 2017
D17_EUn_OffGen_CFL_Yr | Lighting | FRACTION | SmrDsn | 2014-04-04 | 2014-04-12 | Constant | 1 | [23 empty] | From eQ_Lib.dat in MASControl 2017
D17_EUn_OffGen_CFL_Yr | Lighting | FRACTION | WntrDsn | 2014-04-04 | 2014-04-12 | Constant | 0 | [23 empty] | From eQ_Lib.dat in MASControl 2017
D17_EUn_OffGen_CFL_Yr | Lighting | FRACTION | Default | 2014-04-04 | 2014-04-12 | Constant | 0.035 | [23 empty] | From eQ_Lib.dat in MASControl 2017
D17_EUn_OffGen_CFL_Yr | Lighting | FRACTION | Default¦Wkdy | 2014-04-13 | 2014-05-22 | Hourly | 0.05 | 0.05 | 0.05 | 0.05 | 0.05 | 0.05 | 0.05 | 0.8417 | 0.9472 | 0.9472 | 1 | 1 | 0.8417 | 0.8417 | 0.9472 | 0.9472 | 1 | 0.8417 | 0.7361 | 0.6306 | 0.4194 | 0.1028 | 0.05 | 0.05 | From eQ_Lib.dat in MASControl 2017
D17_EUn_OffGen_CFL_Yr | Lighting | FRACTION | Wknd | 2014-04-13 | 2014-05-22 | Hourly | 0.05 | 0.05 | 0.05 | 0.05 | 0.05 | 0.05 | 0.05 | 0.2 | 0.4 | 0.4 | 0.4 | 0.35 | 0.35 | 0.4 | 0.4 | 0.4 | 0.35 | 0.2 | 0.2 | 0.15 | 0.05 | 0.05 | 0.05 | 0.05 | From eQ_Lib.dat in MASControl 2017
D17_EUn_OffGen_CFL_Yr | Lighting | FRACTION | SmrDsn | 2014-05-23 | 2014-05-31 | Constant | 1 | [23 empty] | From eQ_Lib.dat in MASControl 2017
D17_EUn_OffGen_CFL_Yr | Lighting | FRACTION | WntrDsn | 2014-05-23 | 2014-05-31 | Constant | 0 | [23 empty] | From eQ_Lib.dat in MASControl 2017
D17_EUn_OffGen_CFL_Yr | Lighting | FRACTION | Default | 2014-05-23 | 2014-05-31 | Constant | 0.035 | [23 empty] | From eQ_Lib.dat in MASControl 2017
D17_EUn_OffGen_CFL_Yr | Lighting | FRACTION | Default¦Wkdy | 2014-06-01 | 2014-08-07 | Hourly | 0.05 | 0.05 | 0.05 | 0.05 | 0.05 | 0.05 | 0.05 | 0.4771 | 0.534 | 0.534 | 0.5625 | 0.5625 | 0.4771 | 0.4771 | 0.534 | 0.534 | 0.5625 | 0.4771 | 0.4201 | 0.3632 | 0.2493 | 0.0785 | 0.05 | 0.05 | From eQ_Lib.dat in MASControl 2017
D17_EUn_OffGen_CFL_Yr | Lighting | FRACTION | Wknd | 2014-06-01 | 2014-08-07 | Hourly | 0.05 | 0.05 | 0.05 | 0.05 | 0.05 | 0.05 | 0.05 | 0.1571 | 0.3 | 0.3 | 0.3 | 0.2643 | 0.2643 | 0.3 | 0.3 | 0.3 | 0.2643 | 0.1571 | 0.1571 | 0.1214 | 0.05 | 0.05 | 0.05 | 0.05 | From eQ_Lib.dat in MASControl 2017
D17_EUn_OffGen_CFL_Yr | Lighting | FRACTION | SmrDsn | 2014-08-08 | 2014-08-16 | Constant | 1 | [23 empty] | From eQ_Lib.dat in MASControl 2017
D17_EUn_OffGen_CFL_Yr | Lighting | FRACTION | WntrDsn | 2014-08-08 | 2014-08-16 | Constant | 0 | [23 empty] | From eQ_Lib.dat in MASControl 2017
D17_EUn_OffGen_CFL_Yr | Lighting | FRACTION | Default | 2014-08-08 | 2014-08-16 | Constant | 0.035 | [23 empty] | From eQ_Lib.dat in MASControl 2017
D17_EUn_OffGen_CFL_Yr | Lighting | FRACTION | Default¦Wkdy | 2014-08-17 | 2014-12-11 | Hourly | 0.05 | 0.05 | 0.05 | 0.05 | 0.05 | 0.05 | 0.05 | 0.8417 | 0.9472 | 0.9472 | 1 | 1 | 0.8417 | 0.8417 | 0.9472 | 0.9472 | 1 | 0.8417 | 0.7361 | 0.6306 | 0.4194 | 0.1028 | 0.05 | 0.05 | From eQ_Lib.dat in MASControl 2017
D17_EUn_OffGen_CFL_Yr | Lighting | FRACTION | Wknd | 2014-08-17 | 2014-12-11 | Hourly | 0.05 | 0.05 | 0.05 | 0.05 | 0.05 | 0.05 | 0.05 | 0.2 | 0.4 | 0.4 | 0.4 | 0.35 | 0.35 | 0.4 | 0.4 | 0.4 | 0.35 | 0.2 | 0.2 | 0.15 | 0.05 | 0.05 | 0.05 | 0.05 | From eQ_Lib.dat in MASControl 2017
D17_EUn_OffGen_CFL_Yr | Lighting | FRACTION | SmrDsn | 2014-12-12 | 2014-12-31 | Constant | 1 | [23 empty] | From eQ_Lib.dat in MASControl 2017
D17_EUn_OffGen_CFL_Yr | Lighting | FRACTION | WntrDsn | 2014-12-12 | 2014-12-31 | Constant | 0 | [23 empty] | From eQ_Lib.dat in MASControl 2017
D17_EUn_OffGen_CFL_Yr | Lighting | FRACTION | Default | 2014-12-12 | 2014-12-31 | Constant | 0.035 | [23 empty] | From eQ_Lib.dat in MASControl 2017
D17_EUn_OffGen_CFL_Yr | Lighting | FRACTION | WntrDsn | 2014-01-01 | 2014-12-31 | Constant | 0 | [23 empty] | From eQ_Lib.dat in MASControl 2017
D17_EUn_OffGen_CFL_Yr | Lighting | FRACTION | SmrDsn | 2014-01-01 | 2014-12-31 | Constant | 1 | [23 empty] | From eQ_Lib.dat in MASControl 2017
D17_EUn_OffGen_CFL_Yr | Lighting | FRACTION | Hol | 2014-01-01 | 2014-12-31 | Constant | 0.05 | [23 empty] | From eQ_Lib.dat in MASControl 2017
D17_EUn_OffGen_LF_Yr | Lighting | FRACTION | SmrDsn | 2014-01-01 | 2014-01-11 | Constant | 1 | [23 empty] | From eQ_Lib.dat in MASControl 2017
D17_EUn_OffGen_LF_Yr | Lighting | FRACTION | WntrDsn | 2014-01-01 | 2014-01-11 | Constant | 0 | [23 empty] | From eQ_Lib.dat in MASControl 2017
D17_EUn_OffGen_LF_Yr | Lighting | FRACTION | Default | 2014-01-01 | 2014-01-11 | Constant | 0.035 | [23 empty] | From eQ_Lib.dat in MASControl 2017
D17_EUn_OffGen_LF_Yr | Lighting | FRACTION | Default¦Wkdy | 2014-01-12 | 2014-04-03 | Hourly | 0.05 | 0.05 | 0.05 | 0.05 | 0.05 | 0.05 | 0.05 | 0.8417 | 0.9472 | 0.9472 | 1 | 1 | 0.8417 | 0.8417 | 0.9472 | 0.9472 | 1 | 0.8417 | 0.7361 | 0.6306 | 0.4194 | 0.1028 | 0.05 | 0.05 | From eQ_Lib.dat in MASControl 2017
D17_EUn_OffGen_LF_Yr | Lighting | FRACTION | Wknd | 2014-01-12 | 2014-04-03 | Hourly | 0.05 | 0.05 | 0.05 | 0.05 | 0.05 | 0.05 | 0.05 | 0.2 | 0.4 | 0.4 | 0.4 | 0.35 | 0.35 | 0.4 | 0.4 | 0.4 | 0.35 | 0.2 | 0.2 | 0.15 | 0.05 | 0.05 | 0.05 | 0.05 | From eQ_Lib.dat in MASControl 2017
D17_EUn_OffGen_LF_Yr | Lighting | FRACTION | SmrDsn | 2014-04-04 | 2014-04-12 | Constant | 1 | [23 empty] | From eQ_Lib.dat in MASControl 2017
D17_EUn_OffGen_LF_Yr | Lighting | FRACTION | WntrDsn | 2014-04-04 | 2014-04-12 | Constant | 0 | [23 empty] | From eQ_Lib.dat in MASControl 2017
D17_EUn_OffGen_LF_Yr | Lighting | FRACTION | Default | 2014-04-04 | 2014-04-12 | Constant | 0.035 | [23 empty] | From eQ_Lib.dat in MASControl 2017
D17_EUn_OffGen_LF_Yr | Lighting | FRACTION | Default¦Wkdy | 2014-04-13 | 2014-05-22 | Hourly | 0.05 | 0.05 | 0.05 | 0.05 | 0.05 | 0.05 | 0.05 | 0.8417 | 0.9472 | 0.9472 | 1 | 1 | 0.8417 | 0.8417 | 0.9472 | 0.9472 | 1 | 0.8417 | 0.7361 | 0.6306 | 0.4194 | 0.1028 | 0.05 | 0.05 | From eQ_Lib.dat in MASControl 2017
D17_EUn_OffGen_LF_Yr | Lighting | FRACTION | Wknd | 2014-04-13 | 2014-05-22 | Hourly | 0.05 | 0.05 | 0.05 | 0.05 | 0.05 | 0.05 | 0.05 | 0.2 | 0.4 | 0.4 | 0.4 | 0.35 | 0.35 | 0.4 | 0.4 | 0.4 | 0.35 | 0.2 | 0.2 | 0.15 | 0.05 | 0.05 | 0.05 | 0.05 | From eQ_Lib.dat in MASControl 2017
D17_EUn_OffGen_LF_Yr | Lighting | FRACTION | SmrDsn | 2014-05-23 | 2014-05-31 | Constant | 1 | [23 empty] | From eQ_Lib.dat in MASControl 2017
D17_EUn_OffGen_LF_Yr | Lighting | FRACTION | WntrDsn | 2014-05-23 | 2014-05-31 | Constant | 0 | [23 empty] | From eQ_Lib.dat in MASControl 2017
D17_EUn_OffGen_LF_Yr | Lighting | FRACTION | Default | 2014-05-23 | 2014-05-31 | Constant | 0.035 | [23 empty] | From eQ_Lib.dat in MASControl 2017
D17_EUn_OffGen_LF_Yr | Lighting | FRACTION | Default¦Wkdy | 2014-06-01 | 2014-08-07 | Hourly | 0.05 | 0.05 | 0.05 | 0.05 | 0.05 | 0.05 | 0.05 | 0.4771 | 0.534 | 0.534 | 0.5625 | 0.5625 | 0.4771 | 0.4771 | 0.534 | 0.534 | 0.5625 | 0.4771 | 0.4201 | 0.3632 | 0.2493 | 0.0785 | 0.05 | 0.05 | From eQ_Lib.dat in MASControl 2017
D17_EUn_OffGen_LF_Yr | Lighting | FRACTION | Wknd | 2014-06-01 | 2014-08-07 | Hourly | 0.05 | 0.05 | 0.05 | 0.05 | 0.05 | 0.05 | 0.05 | 0.1571 | 0.3 | 0.3 | 0.3 | 0.2643 | 0.2643 | 0.3 | 0.3 | 0.3 | 0.2643 | 0.1571 | 0.1571 | 0.1214 | 0.05 | 0.05 | 0.05 | 0.05 | From eQ_Lib.dat in MASControl 2017
D17_EUn_OffGen_LF_Yr | Lighting | FRACTION | SmrDsn | 2014-08-08 | 2014-08-16 | Constant | 1 | [23 empty] | From eQ_Lib.dat in MASControl 2017
D17_EUn_OffGen_LF_Yr | Lighting | FRACTION | WntrDsn | 2014-08-08 | 2014-08-16 | Constant | 0 | [23 empty] | From eQ_Lib.dat in MASControl 2017
D17_EUn_OffGen_LF_Yr | Lighting | FRACTION | Default | 2014-08-08 | 2014-08-16 | Constant | 0.035 | [23 empty] | From eQ_Lib.dat in MASControl 2017
D17_EUn_OffGen_LF_Yr | Lighting | FRACTION | Default¦Wkdy | 2014-08-17 | 2014-12-11 | Hourly | 0.05 | 0.05 | 0.05 | 0.05 | 0.05 | 0.05 | 0.05 | 0.8417 | 0.9472 | 0.9472 | 1 | 1 | 0.8417 | 0.8417 | 0.9472 | 0.9472 | 1 | 0.8417 | 0.7361 | 0.6306 | 0.4194 | 0.1028 | 0.05 | 0.05 | From eQ_Lib.dat in MASControl 2017
D17_EUn_OffGen_LF_Yr | Lighting | FRACTION | Wknd | 2014-08-17 | 2014-12-11 | Hourly | 0.05 | 0.05 | 0.05 | 0.05 | 0.05 | 0.05 | 0.05 | 0.2 | 0.4 | 0.4 | 0.4 | 0.35 | 0.35 | 0.4 | 0.4 | 0.4 | 0.35 | 0.2 | 0.2 | 0.15 | 0.05 | 0.05 | 0.05 | 0.05 | From eQ_Lib.dat in MASControl 2017
D17_EUn_OffGen_LF_Yr | Lighting | FRACTION | SmrDsn | 2014-12-12 | 2014-12-31 | Constant | 1 | [23 empty] | From eQ_Lib.dat in MASControl 2017
D17_EUn_OffGen_LF_Yr | Lighting | FRACTION | WntrDsn | 2014-12-12 | 2014-12-31 | Constant | 0 | [23 empty] | From eQ_Lib.dat in MASControl 2017
D17_EUn_OffGen_LF_Yr | Lighting | FRACTION | Default | 2014-12-12 | 2014-12-31 | Constant | 0.035 | [23 empty] | From eQ_Lib.dat in MASControl 2017
D17_EUn_OffGen_LF_Yr | Lighting | FRACTION | WntrDsn | 2014-01-01 | 2014-12-31 | Constant | 0 | [23 empty] | From eQ_Lib.dat in MASControl 2017
D17_EUn_OffGen_LF_Yr | Lighting | FRACTION | SmrDsn | 2014-01-01 | 2014-12-31 | Constant | 1 | [23 empty] | From eQ_Lib.dat in MASControl 2017
D17_EUn_OffGen_LF_Yr | Lighting | FRACTION | Hol | 2014-01-01 | 2014-12-31 | Constant | 0.05 | [23 empty] | From eQ_Lib.dat in MASControl 2017
D17_EUn_Restrm_CFL_Yr | Lighting | FRACTION | SmrDsn | 2014-01-01 | 2014-01-11 | Constant | 1 | [23 empty] | From eQ_Lib.dat in MASControl 2017
D17_EUn_Restrm_CFL_Yr | Lighting | FRACTION | WntrDsn | 2014-01-01 | 2014-01-11 | Constant | 0 | [23 empty] | From eQ_Lib.dat in MASControl 2017
D17_EUn_Restrm_CFL_Yr | Lighting | FRACTION | Default | 2014-01-01 | 2014-01-11 | Constant | 0.035 | [23 empty] | From eQ_Lib.dat in MASControl 2017
D17_EUn_Restrm_CFL_Yr | Lighting | FRACTION | Default¦Wkdy | 2014-01-12 | 2014-04-03 | Hourly | 0.05 | 0.05 | 0.05 | 0.05 | 0.05 | 0.05 | 0.05 | 0.8417 | 0.9472 | 0.9472 | 1 | 1 | 0.8417 | 0.8417 | 0.9472 | 0.9472 | 1 | 0.8417 | 0.7361 | 0.6306 | 0.4194 | 0.1028 | 0.05 | 0.05 | From eQ_Lib.dat in MASControl 2017
D17_EUn_Restrm_CFL_Yr | Lighting | FRACTION | Wknd | 2014-01-12 | 2014-04-03 | Hourly | 0.05 | 0.05 | 0.05 | 0.05 | 0.05 | 0.05 | 0.05 | 0.2 | 0.4 | 0.4 | 0.4 | 0.35 | 0.35 | 0.4 | 0.4 | 0.4 | 0.35 | 0.2 | 0.2 | 0.15 | 0.05 | 0.05 | 0.05 | 0.05 | From eQ_Lib.dat in MASControl 2017
D17_EUn_Restrm_CFL_Yr | Lighting | FRACTION | SmrDsn | 2014-04-04 | 2014-04-12 | Constant | 1 | [23 empty] | From eQ_Lib.dat in MASControl 2017
D17_EUn_Restrm_CFL_Yr | Lighting | FRACTION | WntrDsn | 2014-04-04 | 2014-04-12 | Constant | 0 | [23 empty] | From eQ_Lib.dat in MASControl 2017
D17_EUn_Restrm_CFL_Yr | Lighting | FRACTION | Default | 2014-04-04 | 2014-04-12 | Constant | 0.035 | [23 empty] | From eQ_Lib.dat in MASControl 2017
D17_EUn_Restrm_CFL_Yr | Lighting | FRACTION | Default¦Wkdy | 2014-04-13 | 2014-05-22 | Hourly | 0.05 | 0.05 | 0.05 | 0.05 | 0.05 | 0.05 | 0.05 | 0.8417 | 0.9472 | 0.9472 | 1 | 1 | 0.8417 | 0.8417 | 0.9472 | 0.9472 | 1 | 0.8417 | 0.7361 | 0.6306 | 0.4194 | 0.1028 | 0.05 | 0.05 | From eQ_Lib.dat in MASControl 2017
D17_EUn_Restrm_CFL_Yr | Lighting | FRACTION | Wknd | 2014-04-13 | 2014-05-22 | Hourly | 0.05 | 0.05 | 0.05 | 0.05 | 0.05 | 0.05 | 0.05 | 0.2 | 0.4 | 0.4 | 0.4 | 0.35 | 0.35 | 0.4 | 0.4 | 0.4 | 0.35 | 0.2 | 0.2 | 0.15 | 0.05 | 0.05 | 0.05 | 0.05 | From eQ_Lib.dat in MASControl 2017
D17_EUn_Restrm_CFL_Yr | Lighting | FRACTION | SmrDsn | 2014-05-23 | 2014-05-31 | Constant | 1 | [23 empty] | From eQ_Lib.dat in MASControl 2017
D17_EUn_Restrm_CFL_Yr | Lighting | FRACTION | WntrDsn | 2014-05-23 | 2014-05-31 | Constant | 0 | [23 empty] | From eQ_Lib.dat in MASControl 2017
D17_EUn_Restrm_CFL_Yr | Lighting | FRACTION | Default | 2014-05-23 | 2014-05-31 | Constant | 0.035 | [23 empty] | From eQ_Lib.dat in MASControl 2017
D17_EUn_Restrm_CFL_Yr | Lighting | FRACTION | SmrDsn | 2014-06-01 | 2014-08-07 | Constant | 1 | [23 empty] | From eQ_Lib.dat in MASControl 2017
D17_EUn_Restrm_CFL_Yr | Lighting | FRACTION | WntrDsn | 2014-06-01 | 2014-08-07 | Constant | 0 | [23 empty] | From eQ_Lib.dat in MASControl 2017
D17_EUn_Restrm_CFL_Yr | Lighting | FRACTION | Default | 2014-06-01 | 2014-08-07 | Constant | 0.05 | [23 empty] | From eQ_Lib.dat in MASControl 2017
D17_EUn_Restrm_CFL_Yr | Lighting | FRACTION | SmrDsn | 2014-08-08 | 2014-08-16 | Constant | 1 | [23 empty] | From eQ_Lib.dat in MASControl 2017
D17_EUn_Restrm_CFL_Yr | Lighting | FRACTION | WntrDsn | 2014-08-08 | 2014-08-16 | Constant | 0 | [23 empty] | From eQ_Lib.dat in MASControl 2017
D17_EUn_Restrm_CFL_Yr | Lighting | FRACTION | Default | 2014-08-08 | 2014-08-16 | Constant | 0.035 | [23 empty] | From eQ_Lib.dat in MASControl 2017
D17_EUn_Restrm_CFL_Yr | Lighting | FRACTION | Default¦Wkdy | 2014-08-17 | 2014-12-11 | Hourly | 0.05 | 0.05 | 0.05 | 0.05 | 0.05 | 0.05 | 0.05 | 0.8417 | 0.9472 | 0.9472 | 1 | 1 | 0.8417 | 0.8417 | 0.9472 | 0.9472 | 1 | 0.8417 | 0.7361 | 0.6306 | 0.4194 | 0.1028 | 0.05 | 0.05 | From eQ_Lib.dat in MASControl 2017
D17_EUn_Restrm_CFL_Yr | Lighting | FRACTION | Wknd | 2014-08-17 | 2014-12-11 | Hourly | 0.05 | 0.05 | 0.05 | 0.05 | 0.05 | 0.05 | 0.05 | 0.2 | 0.4 | 0.4 | 0.4 | 0.35 | 0.35 | 0.4 | 0.4 | 0.4 | 0.35 | 0.2 | 0.2 | 0.15 | 0.05 | 0.05 | 0.05 | 0.05 | From eQ_Lib.dat in MASControl 2017
D17_EUn_Restrm_CFL_Yr | Lighting | FRACTION | SmrDsn | 2014-12-12 | 2014-12-31 | Constant | 1 | [23 empty] | From eQ_Lib.dat in MASControl 2017
D17_EUn_Restrm_CFL_Yr | Lighting | FRACTION | WntrDsn | 2014-12-12 | 2014-12-31 | Constant | 0 | [23 empty] | From eQ_Lib.dat in MASControl 2017
D17_EUn_Restrm_CFL_Yr | Lighting | FRACTION | Default | 2014-12-12 | 2014-12-31 | Constant | 0.035 | [23 empty] | From eQ_Lib.dat in MASControl 2017
D17_EUn_Restrm_CFL_Yr | Lighting | FRACTION | WntrDsn | 2014-01-01 | 2014-12-31 | Constant | 0 | [23 empty] | From eQ_Lib.dat in MASControl 2017
D17_EUn_Restrm_CFL_Yr | Lighting | FRACTION | SmrDsn | 2014-01-01 | 2014-12-31 | Constant | 1 | [23 empty] | From eQ_Lib.dat in MASControl 2017
D17_EUn_Restrm_CFL_Yr | Lighting | FRACTION | Hol | 2014-01-01 | 2014-12-31 | Constant | 0.05 | [23 empty] | From eQ_Lib.dat in MASControl 2017
D17_EUn_Restrm_LF_Yr | Lighting | FRACTION | SmrDsn | 2014-01-01 | 2014-01-11 | Constant | 1 | [23 empty] | From eQ_Lib.dat in MASControl 2017
D17_EUn_Restrm_LF_Yr | Lighting | FRACTION | WntrDsn | 2014-01-01 | 2014-01-11 | Constant | 0 | [23 empty] | From eQ_Lib.dat in MASControl 2017
D17_EUn_Restrm_LF_Yr | Lighting | FRACTION | Default | 2014-01-01 | 2014-01-11 | Constant | 0.035 | [23 empty] | From eQ_Lib.dat in MASControl 2017
D17_EUn_Restrm_LF_Yr | Lighting | FRACTION | Default¦Wkdy | 2014-01-12 | 2014-04-03 | Hourly | 0.05 | 0.05 | 0.05 | 0.05 | 0.05 | 0.05 | 0.05 | 0.8417 | 0.9472 | 0.9472 | 1 | 1 | 0.8417 | 0.8417 | 0.9472 | 0.9472 | 1 | 0.8417 | 0.7361 | 0.6306 | 0.4194 | 0.1028 | 0.05 | 0.05 | From eQ_Lib.dat in MASControl 2017
D17_EUn_Restrm_LF_Yr | Lighting | FRACTION | Wknd | 2014-01-12 | 2014-04-03 | Hourly | 0.05 | 0.05 | 0.05 | 0.05 | 0.05 | 0.05 | 0.05 | 0.2 | 0.4 | 0.4 | 0.4 | 0.35 | 0.35 | 0.4 | 0.4 | 0.4 | 0.35 | 0.2 | 0.2 | 0.15 | 0.05 | 0.05 | 0.05 | 0.05 | From eQ_Lib.dat in MASControl 2017
D17_EUn_Restrm_LF_Yr | Lighting | FRACTION | SmrDsn | 2014-04-04 | 2014-04-12 | Constant | 1 | [23 empty] | From eQ_Lib.dat in MASControl 2017
D17_EUn_Restrm_LF_Yr | Lighting | FRACTION | WntrDsn | 2014-04-04 | 2014-04-12 | Constant | 0 | [23 empty] | From eQ_Lib.dat in MASControl 2017
D17_EUn_Restrm_LF_Yr | Lighting | FRACTION | Default | 2014-04-04 | 2014-04-12 | Constant | 0.035 | [23 empty] | From eQ_Lib.dat in MASControl 2017
D17_EUn_Restrm_LF_Yr | Lighting | FRACTION | Default¦Wkdy | 2014-04-13 | 2014-05-22 | Hourly | 0.05 | 0.05 | 0.05 | 0.05 | 0.05 | 0.05 | 0.05 | 0.8417 | 0.9472 | 0.9472 | 1 | 1 | 0.8417 | 0.8417 | 0.9472 | 0.9472 | 1 | 0.8417 | 0.7361 | 0.6306 | 0.4194 | 0.1028 | 0.05 | 0.05 | From eQ_Lib.dat in MASControl 2017
D17_EUn_Restrm_LF_Yr | Lighting | FRACTION | Wknd | 2014-04-13 | 2014-05-22 | Hourly | 0.05 | 0.05 | 0.05 | 0.05 | 0.05 | 0.05 | 0.05 | 0.2 | 0.4 | 0.4 | 0.4 | 0.35 | 0.35 | 0.4 | 0.4 | 0.4 | 0.35 | 0.2 | 0.2 | 0.15 | 0.05 | 0.05 | 0.05 | 0.05 | From eQ_Lib.dat in MASControl 2017
D17_EUn_Restrm_LF_Yr | Lighting | FRACTION | SmrDsn | 2014-05-23 | 2014-05-31 | Constant | 1 | [23 empty] | From eQ_Lib.dat in MASControl 2017
D17_EUn_Restrm_LF_Yr | Lighting | FRACTION | WntrDsn | 2014-05-23 | 2014-05-31 | Constant | 0 | [23 empty] | From eQ_Lib.dat in MASControl 2017
D17_EUn_Restrm_LF_Yr | Lighting | FRACTION | Default | 2014-05-23 | 2014-05-31 | Constant | 0.035 | [23 empty] | From eQ_Lib.dat in MASControl 2017
D17_EUn_Restrm_LF_Yr | Lighting | FRACTION | SmrDsn | 2014-06-01 | 2014-08-07 | Constant | 1 | [23 empty] | From eQ_Lib.dat in MASControl 2017
D17_EUn_Restrm_LF_Yr | Lighting | FRACTION | WntrDsn | 2014-06-01 | 2014-08-07 | Constant | 0 | [23 empty] | From eQ_Lib.dat in MASControl 2017
D17_EUn_Restrm_LF_Yr | Lighting | FRACTION | Default | 2014-06-01 | 2014-08-07 | Constant | 0.05 | [23 empty] | From eQ_Lib.dat in MASControl 2017
D17_EUn_Restrm_LF_Yr | Lighting | FRACTION | SmrDsn | 2014-08-08 | 2014-08-16 | Constant | 1 | [23 empty] | From eQ_Lib.dat in MASControl 2017
D17_EUn_Restrm_LF_Yr | Lighting | FRACTION | WntrDsn | 2014-08-08 | 2014-08-16 | Constant | 0 | [23 empty] | From eQ_Lib.dat in MASControl 2017
D17_EUn_Restrm_LF_Yr | Lighting | FRACTION | Default | 2014-08-08 | 2014-08-16 | Constant | 0.035 | [23 empty] | From eQ_Lib.dat in MASControl 2017
D17_EUn_Restrm_LF_Yr | Lighting | FRACTION | Default¦Wkdy | 2014-08-17 | 2014-12-11 | Hourly | 0.05 | 0.05 | 0.05 | 0.05 | 0.05 | 0.05 | 0.05 | 0.8417 | 0.9472 | 0.9472 | 1 | 1 | 0.8417 | 0.8417 | 0.9472 | 0.9472 | 1 | 0.8417 | 0.7361 | 0.6306 | 0.4194 | 0.1028 | 0.05 | 0.05 | From eQ_Lib.dat in MASControl 2017
D17_EUn_Restrm_LF_Yr | Lighting | FRACTION | Wknd | 2014-08-17 | 2014-12-11 | Hourly | 0.05 | 0.05 | 0.05 | 0.05 | 0.05 | 0.05 | 0.05 | 0.2 | 0.4 | 0.4 | 0.4 | 0.35 | 0.35 | 0.4 | 0.4 | 0.4 | 0.35 | 0.2 | 0.2 | 0.15 | 0.05 | 0.05 | 0.05 | 0.05 | From eQ_Lib.dat in MASControl 2017
D17_EUn_Restrm_LF_Yr | Lighting | FRACTION | SmrDsn | 2014-12-12 | 2014-12-31 | Constant | 1 | [23 empty] | From eQ_Lib.dat in MASControl 2017
D17_EUn_Restrm_LF_Yr | Lighting | FRACTION | WntrDsn | 2014-12-12 | 2014-12-31 | Constant | 0 | [23 empty] | From eQ_Lib.dat in MASControl 2017
D17_EUn_Restrm_LF_Yr | Lighting | FRACTION | Default | 2014-12-12 | 2014-12-31 | Constant | 0.035 | [23 empty] | From eQ_Lib.dat in MASControl 2017
D17_EUn_Restrm_LF_Yr | Lighting | FRACTION | WntrDsn | 2014-01-01 | 2014-12-31 | Constant | 0 | [23 empty] | From eQ_Lib.dat in MASControl 2017
D17_EUn_Restrm_LF_Yr | Lighting | FRACTION | SmrDsn | 2014-01-01 | 2014-12-31 | Constant | 1 | [23 empty] | From eQ_Lib.dat in MASControl 2017
D17_EUn_Restrm_LF_Yr | Lighting | FRACTION | Hol | 2014-01-01 | 2014-12-31 | Constant | 0.05 | [23 empty] | From eQ_Lib.dat in MASControl 2017
D17_EUn_StCond_CFL_Yr | Lighting | FRACTION | SmrDsn | 2014-01-01 | 2014-01-11 | Constant | 1 | [23 empty] | From eQ_Lib.dat in MASControl 2017
D17_EUn_StCond_CFL_Yr | Lighting | FRACTION | WntrDsn | 2014-01-01 | 2014-01-11 | Constant | 0 | [23 empty] | From eQ_Lib.dat in MASControl 2017
D17_EUn_StCond_CFL_Yr | Lighting | FRACTION | Default | 2014-01-01 | 2014-01-11 | Constant | 0.035 | [23 empty] | From eQ_Lib.dat in MASControl 2017
D17_EUn_StCond_CFL_Yr | Lighting | FRACTION | Default¦Wkdy | 2014-01-12 | 2014-04-03 | Hourly | 0.05 | 0.05 | 0.05 | 0.05 | 0.05 | 0.05 | 0.3579 | 0.5632 | 0.7 | 0.7 | 0.7 | 0.6316 | 0.6316 | 0.6316 | 0.7 | 0.7 | 0.7 | 0.6316 | 0.6316 | 0.6316 | 0.5632 | 0.4947 | 0.3579 | 0.1526 | From eQ_Lib.dat in MASControl 2017
D17_EUn_StCond_CFL_Yr | Lighting | FRACTION | Wknd | 2014-01-12 | 2014-04-03 | Hourly | 0.05 | 0.05 | 0.05 | 0.05 | 0.05 | 0.05 | 0.05 | 0.2079 | 0.25 | 0.25 | 0.25 | 0.2289 | 0.2289 | 0.2289 | 0.25 | 0.25 | 0.1868 | 0.1237 | 0.0816 | 0.05 | 0.05 | 0.05 | 0.05 | 0.05 | From eQ_Lib.dat in MASControl 2017
D17_EUn_StCond_CFL_Yr | Lighting | FRACTION | SmrDsn | 2014-04-04 | 2014-04-12 | Constant | 1 | [23 empty] | From eQ_Lib.dat in MASControl 2017
D17_EUn_StCond_CFL_Yr | Lighting | FRACTION | WntrDsn | 2014-04-04 | 2014-04-12 | Constant | 0 | [23 empty] | From eQ_Lib.dat in MASControl 2017
D17_EUn_StCond_CFL_Yr | Lighting | FRACTION | Default | 2014-04-04 | 2014-04-12 | Constant | 0.035 | [23 empty] | From eQ_Lib.dat in MASControl 2017
D17_EUn_StCond_CFL_Yr | Lighting | FRACTION | Default¦Wkdy | 2014-04-13 | 2014-05-22 | Hourly | 0.05 | 0.05 | 0.05 | 0.05 | 0.05 | 0.05 | 0.3579 | 0.5632 | 0.7 | 0.7 | 0.7 | 0.6316 | 0.6316 | 0.6316 | 0.7 | 0.7 | 0.7 | 0.6316 | 0.6316 | 0.6316 | 0.5632 | 0.4947 | 0.3579 | 0.1526 | From eQ_Lib.dat in MASControl 2017
D17_EUn_StCond_CFL_Yr | Lighting | FRACTION | Wknd | 2014-04-13 | 2014-05-22 | Hourly | 0.05 | 0.05 | 0.05 | 0.05 | 0.05 | 0.05 | 0.05 | 0.2079 | 0.25 | 0.25 | 0.25 | 0.2289 | 0.2289 | 0.2289 | 0.25 | 0.25 | 0.1868 | 0.1237 | 0.0816 | 0.05 | 0.05 | 0.05 | 0.05 | 0.05 | From eQ_Lib.dat in MASControl 2017
D17_EUn_StCond_CFL_Yr | Lighting | FRACTION | SmrDsn | 2014-05-23 | 2014-05-31 | Constant | 1 | [23 empty] | From eQ_Lib.dat in MASControl 2017
D17_EUn_StCond_CFL_Yr | Lighting | FRACTION | WntrDsn | 2014-05-23 | 2014-05-31 | Constant | 0 | [23 empty] | From eQ_Lib.dat in MASControl 2017
D17_EUn_StCond_CFL_Yr | Lighting | FRACTION | Default | 2014-05-23 | 2014-05-31 | Constant | 0.035 | [23 empty] | From eQ_Lib.dat in MASControl 2017
D17_EUn_StCond_CFL_Yr | Lighting | FRACTION | Default¦Wkdy | 2014-06-01 | 2014-08-07 | Hourly | 0.05 | 0.05 | 0.05 | 0.05 | 0.05 | 0.05 | 0.2395 | 0.3658 | 0.45 | 0.45 | 0.45 | 0.4079 | 0.4079 | 0.4079 | 0.45 | 0.45 | 0.45 | 0.4079 | 0.4079 | 0.3658 | 0.3237 | 0.2395 | 0.1132 | 0.05 | From eQ_Lib.dat in MASControl 2017
D17_EUn_StCond_CFL_Yr | Lighting | FRACTION | Wknd | 2014-06-01 | 2014-08-07 | Hourly | 0.05 | 0.05 | 0.05 | 0.05 | 0.05 | 0.05 | 0.05 | 0.1289 | 0.15 | 0.15 | 0.15 | 0.1395 | 0.1395 | 0.1395 | 0.15 | 0.1184 | 0.0868 | 0.0658 | 0.05 | 0.05 | 0.05 | 0.05 | 0.05 | 0.05 | From eQ_Lib.dat in MASControl 2017
D17_EUn_StCond_CFL_Yr | Lighting | FRACTION | SmrDsn | 2014-08-08 | 2014-08-16 | Constant | 1 | [23 empty] | From eQ_Lib.dat in MASControl 2017
D17_EUn_StCond_CFL_Yr | Lighting | FRACTION | WntrDsn | 2014-08-08 | 2014-08-16 | Constant | 0 | [23 empty] | From eQ_Lib.dat in MASControl 2017
D17_EUn_StCond_CFL_Yr | Lighting | FRACTION | Default | 2014-08-08 | 2014-08-16 | Constant | 0.035 | [23 empty] | From eQ_Lib.dat in MASControl 2017
D17_EUn_StCond_CFL_Yr | Lighting | FRACTION | Default¦Wkdy | 2014-08-17 | 2014-12-11 | Hourly | 0.05 | 0.05 | 0.05 | 0.05 | 0.05 | 0.05 | 0.3579 | 0.5632 | 0.7 | 0.7 | 0.7 | 0.6316 | 0.6316 | 0.6316 | 0.7 | 0.7 | 0.7 | 0.6316 | 0.6316 | 0.6316 | 0.5632 | 0.4947 | 0.3579 | 0.1526 | From eQ_Lib.dat in MASControl 2017
D17_EUn_StCond_CFL_Yr | Lighting | FRACTION | Wknd | 2014-08-17 | 2014-12-11 | Hourly | 0.05 | 0.05 | 0.05 | 0.05 | 0.05 | 0.05 | 0.05 | 0.2079 | 0.25 | 0.25 | 0.25 | 0.2289 | 0.2289 | 0.2289 | 0.25 | 0.25 | 0.1868 | 0.1237 | 0.0816 | 0.05 | 0.05 | 0.05 | 0.05 | 0.05 | From eQ_Lib.dat in MASControl 2017
D17_EUn_StCond_CFL_Yr | Lighting | FRACTION | SmrDsn | 2014-12-12 | 2014-12-31 | Constant | 1 | [23 empty] | From eQ_Lib.dat in MASControl 2017
D17_EUn_StCond_CFL_Yr | Lighting | FRACTION | WntrDsn | 2014-12-12 | 2014-12-31 | Constant | 0 | [23 empty] | From eQ_Lib.dat in MASControl 2017
D17_EUn_StCond_CFL_Yr | Lighting | FRACTION | Default | 2014-12-12 | 2014-12-31 | Constant | 0.035 | [23 empty] | From eQ_Lib.dat in MASControl 2017
D17_EUn_StCond_CFL_Yr | Lighting | FRACTION | WntrDsn | 2014-01-01 | 2014-12-31 | Constant | 0 | [23 empty] | From eQ_Lib.dat in MASControl 2017
D17_EUn_StCond_CFL_Yr | Lighting | FRACTION | SmrDsn | 2014-01-01 | 2014-12-31 | Constant | 1 | [23 empty] | From eQ_Lib.dat in MASControl 2017
D17_EUn_StCond_CFL_Yr | Lighting | FRACTION | Hol | 2014-01-01 | 2014-12-31 | Hourly | 0.05 | 0.05 | 0.05 | 0.05 | 0.05 | 0.05 | 0.05 | 0.05 | 0.05 | 0.05 | 0.15 | 0.15 | 0.05 | 0.05 | 0.05 | 0.05 | 0.05 | 0.05 | 0.05 | 0.05 | 0.05 | 0.05 | 0.05 | 0.05 | From eQ_Lib.dat in MASControl 2017
D17_EUn_StCond_LF_Yr | Lighting | FRACTION | SmrDsn | 2014-01-01 | 2014-01-11 | Constant | 1 | [23 empty] | From eQ_Lib.dat in MASControl 2017
D17_EUn_StCond_LF_Yr | Lighting | FRACTION | WntrDsn | 2014-01-01 | 2014-01-11 | Constant | 0 | [23 empty] | From eQ_Lib.dat in MASControl 2017
D17_EUn_StCond_LF_Yr | Lighting | FRACTION | Default | 2014-01-01 | 2014-01-11 | Constant | 0.035 | [23 empty] | From eQ_Lib.dat in MASControl 2017
D17_EUn_StCond_LF_Yr | Lighting | FRACTION | Default¦Wkdy | 2014-01-12 | 2014-04-03 | Hourly | 0.05 | 0.05 | 0.05 | 0.05 | 0.05 | 0.05 | 0.3579 | 0.5632 | 0.7 | 0.7 | 0.7 | 0.6316 | 0.6316 | 0.6316 | 0.7 | 0.7 | 0.7 | 0.6316 | 0.6316 | 0.6316 | 0.5632 | 0.4947 | 0.3579 | 0.1526 | From eQ_Lib.dat in MASControl 2017
D17_EUn_StCond_LF_Yr | Lighting | FRACTION | Wknd | 2014-01-12 | 2014-04-03 | Hourly | 0.05 | 0.05 | 0.05 | 0.05 | 0.05 | 0.05 | 0.05 | 0.2079 | 0.25 | 0.25 | 0.25 | 0.2289 | 0.2289 | 0.2289 | 0.25 | 0.25 | 0.1868 | 0.1237 | 0.0816 | 0.05 | 0.05 | 0.05 | 0.05 | 0.05 | From eQ_Lib.dat in MASControl 2017
D17_EUn_StCond_LF_Yr | Lighting | FRACTION | SmrDsn | 2014-04-04 | 2014-04-12 | Constant | 1 | [23 empty] | From eQ_Lib.dat in MASControl 2017
D17_EUn_StCond_LF_Yr | Lighting | FRACTION | WntrDsn | 2014-04-04 | 2014-04-12 | Constant | 0 | [23 empty] | From eQ_Lib.dat in MASControl 2017
D17_EUn_StCond_LF_Yr | Lighting | FRACTION | Default | 2014-04-04 | 2014-04-12 | Constant | 0.035 | [23 empty] | From eQ_Lib.dat in MASControl 2017
D17_EUn_StCond_LF_Yr | Lighting | FRACTION | Default¦Wkdy | 2014-04-13 | 2014-05-22 | Hourly | 0.05 | 0.05 | 0.05 | 0.05 | 0.05 | 0.05 | 0.3579 | 0.5632 | 0.7 | 0.7 | 0.7 | 0.6316 | 0.6316 | 0.6316 | 0.7 | 0.7 | 0.7 | 0.6316 | 0.6316 | 0.6316 | 0.5632 | 0.4947 | 0.3579 | 0.1526 | From eQ_Lib.dat in MASControl 2017
D17_EUn_StCond_LF_Yr | Lighting | FRACTION | Wknd | 2014-04-13 | 2014-05-22 | Hourly | 0.05 | 0.05 | 0.05 | 0.05 | 0.05 | 0.05 | 0.05 | 0.2079 | 0.25 | 0.25 | 0.25 | 0.2289 | 0.2289 | 0.2289 | 0.25 | 0.25 | 0.1868 | 0.1237 | 0.0816 | 0.05 | 0.05 | 0.05 | 0.05 | 0.05 | From eQ_Lib.dat in MASControl 2017
D17_EUn_StCond_LF_Yr | Lighting | FRACTION | SmrDsn | 2014-05-23 | 2014-05-31 | Constant | 1 | [23 empty] | From eQ_Lib.dat in MASControl 2017
D17_EUn_StCond_LF_Yr | Lighting | FRACTION | WntrDsn | 2014-05-23 | 2014-05-31 | Constant | 0 | [23 empty] | From eQ_Lib.dat in MASControl 2017
D17_EUn_StCond_LF_Yr | Lighting | FRACTION | Default | 2014-05-23 | 2014-05-31 | Constant | 0.035 | [23 empty] | From eQ_Lib.dat in MASControl 2017
D17_EUn_StCond_LF_Yr | Lighting | FRACTION | Default¦Wkdy | 2014-06-01 | 2014-08-07 | Hourly | 0.05 | 0.05 | 0.05 | 0.05 | 0.05 | 0.05 | 0.2395 | 0.3658 | 0.45 | 0.45 | 0.45 | 0.4079 | 0.4079 | 0.4079 | 0.45 | 0.45 | 0.45 | 0.4079 | 0.4079 | 0.3658 | 0.3237 | 0.2395 | 0.1132 | 0.05 | From eQ_Lib.dat in MASControl 2017
D17_EUn_StCond_LF_Yr | Lighting | FRACTION | Wknd | 2014-06-01 | 2014-08-07 | Hourly | 0.05 | 0.05 | 0.05 | 0.05 | 0.05 | 0.05 | 0.05 | 0.1289 | 0.15 | 0.15 | 0.15 | 0.1395 | 0.1395 | 0.1395 | 0.15 | 0.1184 | 0.0868 | 0.0658 | 0.05 | 0.05 | 0.05 | 0.05 | 0.05 | 0.05 | From eQ_Lib.dat in MASControl 2017
D17_EUn_StCond_LF_Yr | Lighting | FRACTION | SmrDsn | 2014-08-08 | 2014-08-16 | Constant | 1 | [23 empty] | From eQ_Lib.dat in MASControl 2017
D17_EUn_StCond_LF_Yr | Lighting | FRACTION | WntrDsn | 2014-08-08 | 2014-08-16 | Constant | 0 | [23 empty] | From eQ_Lib.dat in MASControl 2017
D17_EUn_StCond_LF_Yr | Lighting | FRACTION | Default | 2014-08-08 | 2014-08-16 | Constant | 0.035 | [23 empty] | From eQ_Lib.dat in MASControl 2017
D17_EUn_StCond_LF_Yr | Lighting | FRACTION | Default¦Wkdy | 2014-08-17 | 2014-12-11 | Hourly | 0.05 | 0.05 | 0.05 | 0.05 | 0.05 | 0.05 | 0.3579 | 0.5632 | 0.7 | 0.7 | 0.7 | 0.6316 | 0.6316 | 0.6316 | 0.7 | 0.7 | 0.7 | 0.6316 | 0.6316 | 0.6316 | 0.5632 | 0.4947 | 0.3579 | 0.1526 | From eQ_Lib.dat in MASControl 2017
D17_EUn_StCond_LF_Yr | Lighting | FRACTION | Wknd | 2014-08-17 | 2014-12-11 | Hourly | 0.05 | 0.05 | 0.05 | 0.05 | 0.05 | 0.05 | 0.05 | 0.2079 | 0.25 | 0.25 | 0.25 | 0.2289 | 0.2289 | 0.2289 | 0.25 | 0.25 | 0.1868 | 0.1237 | 0.0816 | 0.05 | 0.05 | 0.05 | 0.05 | 0.05 | From eQ_Lib.dat in MASControl 2017
D17_EUn_StCond_LF_Yr | Lighting | FRACTION | SmrDsn | 2014-12-12 | 2014-12-31 | Constant | 1 | [23 empty] | From eQ_Lib.dat in MASControl 2017
D17_EUn_StCond_LF_Yr | Lighting | FRACTION | WntrDsn | 2014-12-12 | 2014-12-31 | Constant | 0 | [23 empty] | From eQ_Lib.dat in MASControl 2017
D17_EUn_StCond_LF_Yr | Lighting | FRACTION | Default | 2014-12-12 | 2014-12-31 | Constant | 0.035 | [23 empty] | From eQ_Lib.dat in MASControl 2017
D17_EUn_StCond_LF_Yr | Lighting | FRACTION | WntrDsn | 2014-01-01 | 2014-12-31 | Constant | 0 | [23 empty] | From eQ_Lib.dat in MASControl 2017
D17_EUn_StCond_LF_Yr | Lighting | FRACTION | SmrDsn | 2014-01-01 | 2014-12-31 | Constant | 1 | [23 empty] | From eQ_Lib.dat in MASControl 2017
D17_EUn_StCond_LF_Yr | Lighting | FRACTION | Hol | 2014-01-01 | 2014-12-31 | Hourly | 0.05 | 0.05 | 0.05 | 0.05 | 0.05 | 0.05 | 0.05 | 0.05 | 0.05 | 0.05 | 0.15 | 0.15 | 0.05 | 0.05 | 0.05 | 0.05 | 0.05 | 0.05 | 0.05 | 0.05 | 0.05 | 0.05 | 0.05 | 0.05 | From eQ_Lib.dat in MASControl 2017
D17_Gro_Cordr_CFL_Yr | Lighting | FRACTION | SmrDsn | 2014-01-01 | 2014-12-31 | Constant | 1 | [23 empty] | From eQ_Lib.dat in MASControl 2017
D17_Gro_Cordr_CFL_Yr | Lighting | FRACTION | WntrDsn | 2014-01-01 | 2014-12-31 | Constant | 0 | [23 empty] | From eQ_Lib.dat in MASControl 2017
D17_Gro_Cordr_CFL_Yr | Lighting | FRACTION | Default¦Hol | 2014-01-01 | 2014-12-31 | Hourly | 0.3 | 0.3 | 0.3 | 0.3 | 0.3 | 0.3 | 0.7 | 0.7 | 0.7 | 0.7 | 0.7 | 0.7 | 0.7 | 0.7 | 0.7 | 0.7 | 0.7 | 0.7 | 0.7 | 0.7 | 0.7 | 0.7 | 0.3 | 0.3 | From eQ_Lib.dat in MASControl 2017
D17_Gro_Cordr_LF_Yr | Lighting | FRACTION | SmrDsn | 2014-01-01 | 2014-12-31 | Constant | 1 | [23 empty] | From eQ_Lib.dat in MASControl 2017
D17_Gro_Cordr_LF_Yr | Lighting | FRACTION | WntrDsn | 2014-01-01 | 2014-12-31 | Constant | 0 | [23 empty] | From eQ_Lib.dat in MASControl 2017
D17_Gro_Cordr_LF_Yr | Lighting | FRACTION | Default¦Hol | 2014-01-01 | 2014-12-31 | Hourly | 0.3 | 0.3 | 0.3 | 0.3 | 0.3 | 0.3 | 0.7 | 0.7 | 0.7 | 0.7 | 0.7 | 0.7 | 0.7 | 0.7 | 0.7 | 0.7 | 0.7 | 0.7 | 0.7 | 0.7 | 0.7 | 0.7 | 0.3 | 0.3 | From eQ_Lib.dat in MASControl 2017
D17_Gro_GroSF_CFL_Yr | Lighting | FRACTION | SmrDsn | 2014-01-01 | 2014-12-31 | Constant | 1 | [23 empty] | From eQ_Lib.dat in MASControl 2017
D17_Gro_GroSF_CFL_Yr | Lighting | FRACTION | WntrDsn | 2014-01-01 | 2014-12-31 | Constant | 0 | [23 empty] | From eQ_Lib.dat in MASControl 2017
D17_Gro_GroSF_CFL_Yr | Lighting | FRACTION | Default¦Hol | 2014-01-01 | 2014-12-31 | Hourly | 0.3 | 0.3 | 0.3 | 0.3 | 0.3 | 0.3 | 0.7 | 0.7 | 0.7 | 0.7 | 0.7 | 0.7 | 0.7 | 0.7 | 0.7 | 0.7 | 0.7 | 0.7 | 0.7 | 0.7 | 0.7 | 0.7 | 0.3 | 0.3 | From eQ_Lib.dat in MASControl 2017
D17_Gro_GroSF_HB_Yr | Lighting | FRACTION | SmrDsn | 2014-01-01 | 2014-12-31 | Constant | 1 | [23 empty] | From eQ_Lib.dat in MASControl 2017
D17_Gro_GroSF_HB_Yr | Lighting | FRACTION | WntrDsn | 2014-01-01 | 2014-12-31 | Constant | 0 | [23 empty] | From eQ_Lib.dat in MASControl 2017
D17_Gro_GroSF_HB_Yr | Lighting | FRACTION | Default¦Hol | 2014-01-01 | 2014-12-31 | Hourly | 0.3 | 0.3 | 0.3 | 0.3 | 0.3 | 0.3 | 0.7 | 0.7 | 0.7 | 0.7 | 0.7 | 0.7 | 0.7 | 0.7 | 0.7 | 0.7 | 0.7 | 0.7 | 0.7 | 0.7 | 0.7 | 0.7 | 0.3 | 0.3 | From eQ_Lib.dat in MASControl 2017
D17_Gro_GroSF_LF_Yr | Lighting | FRACTION | SmrDsn | 2014-01-01 | 2014-12-31 | Constant | 1 | [23 empty] | From eQ_Lib.dat in MASControl 2017
D17_Gro_GroSF_LF_Yr | Lighting | FRACTION | WntrDsn | 2014-01-01 | 2014-12-31 | Constant | 0 | [23 empty] | From eQ_Lib.dat in MASControl 2017
D17_Gro_GroSF_LF_Yr | Lighting | FRACTION | Default¦Hol | 2014-01-01 | 2014-12-31 | Hourly | 0.3 | 0.3 | 0.3 | 0.3 | 0.3 | 0.3 | 0.7 | 0.7 | 0.7 | 0.7 | 0.7 | 0.7 | 0.7 | 0.7 | 0.7 | 0.7 | 0.7 | 0.7 | 0.7 | 0.7 | 0.7 | 0.7 | 0.3 | 0.3 | From eQ_Lib.dat in MASControl 2017
D17_Gro_Ktchn_CFL_Yr | Lighting | FRACTION | SmrDsn | 2014-01-01 | 2014-12-31 | Constant | 1 | [23 empty] | From eQ_Lib.dat in MASControl 2017
D17_Gro_Ktchn_CFL_Yr | Lighting | FRACTION | WntrDsn | 2014-01-01 | 2014-12-31 | Constant | 0 | [23 empty] | From eQ_Lib.dat in MASControl 2017
D17_Gro_Ktchn_CFL_Yr | Lighting | FRACTION | Default¦Hol | 2014-01-01 | 2014-12-31 | Constant | 0.5 | [23 empty] | From eQ_Lib.dat in MASControl 2017
D17_Gro_Ktchn_LF_Yr | Lighting | FRACTION | SmrDsn | 2014-01-01 | 2014-12-31 | Constant | 1 | [23 empty] | From eQ_Lib.dat in MASControl 2017
D17_Gro_Ktchn_LF_Yr | Lighting | FRACTION | WntrDsn | 2014-01-01 | 2014-12-31 | Constant | 0 | [23 empty] | From eQ_Lib.dat in MASControl 2017
D17_Gro_Ktchn_LF_Yr | Lighting | FRACTION | Default¦Hol | 2014-01-01 | 2014-12-31 | Constant | 0.5 | [23 empty] | From eQ_Lib.dat in MASControl 2017
D17_Gro_Mech_CFL_Yr | Lighting | FRACTION | SmrDsn | 2014-01-01 | 2014-12-31 | Constant | 1 | [23 empty] | From eQ_Lib.dat in MASControl 2017
D17_Gro_Mech_CFL_Yr | Lighting | FRACTION | WntrDsn | 2014-01-01 | 2014-12-31 | Constant | 0 | [23 empty] | From eQ_Lib.dat in MASControl 2017
D17_Gro_Mech_CFL_Yr | Lighting | FRACTION | Default¦Hol | 2014-01-01 | 2014-12-31 | Hourly | 0.3 | 0.3 | 0.3 | 0.3 | 0.3 | 0.3 | 0.7 | 0.7 | 0.7 | 0.7 | 0.7 | 0.7 | 0.7 | 0.7 | 0.7 | 0.7 | 0.7 | 0.7 | 0.7 | 0.7 | 0.7 | 0.7 | 0.3 | 0.3 | From eQ_Lib.dat in MASControl 2017
D17_Gro_Mech_LF_Yr | Lighting | FRACTION | SmrDsn | 2014-01-01 | 2014-12-31 | Constant | 1 | [23 empty] | From eQ_Lib.dat in MASControl 2017
D17_Gro_Mech_LF_Yr | Lighting | FRACTION | WntrDsn | 2014-01-01 | 2014-12-31 | Constant | 0 | [23 empty] | From eQ_Lib.dat in MASControl 2017
D17_Gro_Mech_LF_Yr | Lighting | FRACTION | Default¦Hol | 2014-01-01 | 2014-12-31 | Hourly | 0.3 | 0.3 | 0.3 | 0.3 | 0.3 | 0.3 | 0.7 | 0.7 | 0.7 | 0.7 | 0.7 | 0.7 | 0.7 | 0.7 | 0.7 | 0.7 | 0.7 | 0.7 | 0.7 | 0.7 | 0.7 | 0.7 | 0.3 | 0.3 | From eQ_Lib.dat in MASControl 2017
D17_Gro_OffGen_CFL_Yr | Lighting | FRACTION | SmrDsn | 2014-01-01 | 2014-12-31 | Constant | 1 | [23 empty] | From eQ_Lib.dat in MASControl 2017
D17_Gro_OffGen_CFL_Yr | Lighting | FRACTION | WntrDsn | 2014-01-01 | 2014-12-31 | Constant | 0 | [23 empty] | From eQ_Lib.dat in MASControl 2017
D17_Gro_OffGen_CFL_Yr | Lighting | FRACTION | Default¦Hol | 2014-01-01 | 2014-12-31 | Hourly | 0.15 | 0.15 | 0.15 | 0.15 | 0.15 | 0.15 | 0.7 | 0.7 | 0.7 | 0.7 | 0.7 | 0.7 | 0.7 | 0.7 | 0.7 | 0.7 | 0.7 | 0.7 | 0.7 | 0.7 | 0.7 | 0.7 | 0.15 | 0.15 | From eQ_Lib.dat in MASControl 2017
D17_Gro_OffGen_LF_Yr | Lighting | FRACTION | SmrDsn | 2014-01-01 | 2014-12-31 | Constant | 1 | [23 empty] | From eQ_Lib.dat in MASControl 2017
D17_Gro_OffGen_LF_Yr | Lighting | FRACTION | WntrDsn | 2014-01-01 | 2014-12-31 | Constant | 0 | [23 empty] | From eQ_Lib.dat in MASControl 2017
D17_Gro_OffGen_LF_Yr | Lighting | FRACTION | Default¦Hol | 2014-01-01 | 2014-12-31 | Hourly | 0.15 | 0.15 | 0.15 | 0.15 | 0.15 | 0.15 | 0.7 | 0.7 | 0.7 | 0.7 | 0.7 | 0.7 | 0.7 | 0.7 | 0.7 | 0.7 | 0.7 | 0.7 | 0.7 | 0.7 | 0.7 | 0.7 | 0.15 | 0.15 | From eQ_Lib.dat in MASControl 2017
D17_Gro_Restrm_CFL_Yr | Lighting | FRACTION | SmrDsn | 2014-01-01 | 2014-12-31 | Constant | 1 | [23 empty] | From eQ_Lib.dat in MASControl 2017
D17_Gro_Restrm_CFL_Yr | Lighting | FRACTION | WntrDsn | 2014-01-01 | 2014-12-31 | Constant | 0 | [23 empty] | From eQ_Lib.dat in MASControl 2017
D17_Gro_Restrm_CFL_Yr | Lighting | FRACTION | Default¦Hol | 2014-01-01 | 2014-12-31 | Hourly | 0.15 | 0.15 | 0.15 | 0.15 | 0.15 | 0.15 | 0.7 | 0.7 | 0.7 | 0.7 | 0.7 | 0.7 | 0.7 | 0.7 | 0.7 | 0.7 | 0.7 | 0.7 | 0.7 | 0.7 | 0.7 | 0.7 | 0.15 | 0.15 | From eQ_Lib.dat in MASControl 2017
D17_Gro_Restrm_LF_Yr | Lighting | FRACTION | SmrDsn | 2014-01-01 | 2014-12-31 | Constant | 1 | [23 empty] | From eQ_Lib.dat in MASControl 2017
D17_Gro_Restrm_LF_Yr | Lighting | FRACTION | WntrDsn | 2014-01-01 | 2014-12-31 | Constant | 0 | [23 empty] | From eQ_Lib.dat in MASControl 2017
D17_Gro_Restrm_LF_Yr | Lighting | FRACTION | Default¦Hol | 2014-01-01 | 2014-12-31 | Hourly | 0.15 | 0.15 | 0.15 | 0.15 | 0.15 | 0.15 | 0.7 | 0.7 | 0.7 | 0.7 | 0.7 | 0.7 | 0.7 | 0.7 | 0.7 | 0.7 | 0.7 | 0.7 | 0.7 | 0.7 | 0.7 | 0.7 | 0.15 | 0.15 | From eQ_Lib.dat in MASControl 2017
D17_Gro_RfgWClr_CFL_Yr | Lighting | FRACTION | SmrDsn | 2014-01-01 | 2014-12-31 | Constant | 1 | [23 empty] | From eQ_Lib.dat in MASControl 2017
D17_Gro_RfgWClr_CFL_Yr | Lighting | FRACTION | WntrDsn | 2014-01-01 | 2014-12-31 | Constant | 0 | [23 empty] | From eQ_Lib.dat in MASControl 2017
D17_Gro_RfgWClr_CFL_Yr | Lighting | FRACTION | Default¦Hol | 2014-01-01 | 2014-12-31 | Constant | 0.5 | [23 empty] | From eQ_Lib.dat in MASControl 2017
D17_Gro_RfgWClr_LF_Yr | Lighting | FRACTION | SmrDsn | 2014-01-01 | 2014-12-31 | Constant | 1 | [23 empty] | From eQ_Lib.dat in MASControl 2017
D17_Gro_RfgWClr_LF_Yr | Lighting | FRACTION | WntrDsn | 2014-01-01 | 2014-12-31 | Constant | 0 | [23 empty] | From eQ_Lib.dat in MASControl 2017
D17_Gro_RfgWClr_LF_Yr | Lighting | FRACTION | Default¦Hol | 2014-01-01 | 2014-12-31 | Constant | 0.5 | [23 empty] | From eQ_Lib.dat in MASControl 2017
D17_Gro_Stock_CFL_Yr | Lighting | FRACTION | SmrDsn | 2014-01-01 | 2014-12-31 | Constant | 1 | [23 empty] | From eQ_Lib.dat in MASControl 2017
D17_Gro_Stock_CFL_Yr | Lighting | FRACTION | WntrDsn | 2014-01-01 | 2014-12-31 | Constant | 0 | [23 empty] | From eQ_Lib.dat in MASControl 2017
D17_Gro_Stock_CFL_Yr | Lighting | FRACTION | Default¦Hol | 2014-01-01 | 2014-12-31 | Hourly | 0.3 | 0.3 | 0.3 | 0.3 | 0.3 | 0.3 | 0.7 | 0.7 | 0.7 | 0.7 | 0.7 | 0.7 | 0.7 | 0.7 | 0.7 | 0.7 | 0.7 | 0.7 | 0.7 | 0.7 | 0.7 | 0.7 | 0.3 | 0.3 | From eQ_Lib.dat in MASControl 2017
D17_Gro_Stock_LF_Yr | Lighting | FRACTION | SmrDsn | 2014-01-01 | 2014-12-31 | Constant | 1 | [23 empty] | From eQ_Lib.dat in MASControl 2017
D17_Gro_Stock_LF_Yr | Lighting | FRACTION | WntrDsn | 2014-01-01 | 2014-12-31 | Constant | 0 | [23 empty] | From eQ_Lib.dat in MASControl 2017
D17_Gro_Stock_LF_Yr | Lighting | FRACTION | Default¦Hol | 2014-01-01 | 2014-12-31 | Hourly | 0.3 | 0.3 | 0.3 | 0.3 | 0.3 | 0.3 | 0.7 | 0.7 | 0.7 | 0.7 | 0.7 | 0.7 | 0.7 | 0.7 | 0.7 | 0.7 | 0.7 | 0.7 | 0.7 | 0.7 | 0.7 | 0.7 | 0.3 | 0.3 | From eQ_Lib.dat in MASControl 2017
D17_Hsp_Din_CFL_Yr | Lighting | FRACTION | Default¦Wkdy | 2014-01-01 | 2014-12-31 | Constant | 0.7 | [23 empty] | From eQ_Lib.dat in MASControl 2017
D17_Hsp_Din_CFL_Yr | Lighting | FRACTION | Wknd | 2014-01-01 | 2014-12-31 | Constant | 0.6 | [23 empty] | From eQ_Lib.dat in MASControl 2017
D17_Hsp_Din_CFL_Yr | Lighting | FRACTION | WntrDsn | 2014-01-01 | 2014-12-31 | Constant | 0 | [23 empty] | From eQ_Lib.dat in MASControl 2017
D17_Hsp_Din_CFL_Yr | Lighting | FRACTION | SmrDsn | 2014-01-01 | 2014-12-31 | Constant | 1 | [23 empty] | From eQ_Lib.dat in MASControl 2017
D17_Hsp_Din_CFL_Yr | Lighting | FRACTION | Hol | 2014-01-01 | 2014-12-31 | Constant | 0.6 | [23 empty] | From eQ_Lib.dat in MASControl 2017
D17_Hsp_Din_HB_Yr | Lighting | FRACTION | Default¦Wkdy | 2014-01-01 | 2014-12-31 | Constant | 0.7 | [23 empty] | From eQ_Lib.dat in MASControl 2017
D17_Hsp_Din_HB_Yr | Lighting | FRACTION | Wknd | 2014-01-01 | 2014-12-31 | Constant | 0.6 | [23 empty] | From eQ_Lib.dat in MASControl 2017
D17_Hsp_Din_HB_Yr | Lighting | FRACTION | WntrDsn | 2014-01-01 | 2014-12-31 | Constant | 0 | [23 empty] | From eQ_Lib.dat in MASControl 2017
D17_Hsp_Din_HB_Yr | Lighting | FRACTION | SmrDsn | 2014-01-01 | 2014-12-31 | Constant | 1 | [23 empty] | From eQ_Lib.dat in MASControl 2017
D17_Hsp_Din_HB_Yr | Lighting | FRACTION | Hol | 2014-01-01 | 2014-12-31 | Constant | 0.6 | [23 empty] | From eQ_Lib.dat in MASControl 2017
D17_Hsp_Din_LF_Yr | Lighting | FRACTION | Default¦Wkdy | 2014-01-01 | 2014-12-31 | Constant | 0.7 | [23 empty] | From eQ_Lib.dat in MASControl 2017
D17_Hsp_Din_LF_Yr | Lighting | FRACTION | Wknd | 2014-01-01 | 2014-12-31 | Constant | 0.6 | [23 empty] | From eQ_Lib.dat in MASControl 2017
D17_Hsp_Din_LF_Yr | Lighting | FRACTION | WntrDsn | 2014-01-01 | 2014-12-31 | Constant | 0 | [23 empty] | From eQ_Lib.dat in MASControl 2017
D17_Hsp_Din_LF_Yr | Lighting | FRACTION | SmrDsn | 2014-01-01 | 2014-12-31 | Constant | 1 | [23 empty] | From eQ_Lib.dat in MASControl 2017
D17_Hsp_Din_LF_Yr | Lighting | FRACTION | Hol | 2014-01-01 | 2014-12-31 | Constant | 0.6 | [23 empty] | From eQ_Lib.dat in MASControl 2017
D17_Hsp_FacMnt_CFL_Yr | Lighting | FRACTION | Default¦Wkdy | 2014-01-01 | 2014-12-31 | Hourly | 0.4 | 0.4 | 0.4 | 0.4 | 0.4 | 0.4 | 0.4 | 0.4 | 0.9 | 0.9 | 0.9 | 0.9 | 0.9 | 0.9 | 0.9 | 0.9 | 0.9 | 0.9 | 0.9 | 0.9 | 0.4 | 0.4 | 0.4 | 0.4 | From eQ_Lib.dat in MASControl 2017
D17_Hsp_FacMnt_CFL_Yr | Lighting | FRACTION | Wknd | 2014-01-01 | 2014-12-31 | Hourly | 0.3 | 0.3 | 0.3 | 0.3 | 0.3 | 0.3 | 0.3 | 0.3 | 0.4 | 0.4 | 0.4 | 0.4 | 0.4 | 0.4 | 0.4 | 0.4 | 0.4 | 0.4 | 0.4 | 0.4 | 0.3 | 0.3 | 0.3 | 0.3 | From eQ_Lib.dat in MASControl 2017
D17_Hsp_FacMnt_CFL_Yr | Lighting | FRACTION | WntrDsn | 2014-01-01 | 2014-12-31 | Constant | 0 | [23 empty] | From eQ_Lib.dat in MASControl 2017
D17_Hsp_FacMnt_CFL_Yr | Lighting | FRACTION | SmrDsn | 2014-01-01 | 2014-12-31 | Constant | 1 | [23 empty] | From eQ_Lib.dat in MASControl 2017
D17_Hsp_FacMnt_CFL_Yr | Lighting | FRACTION | Hol | 2014-01-01 | 2014-12-31 | Hourly | 0.3 | 0.3 | 0.3 | 0.3 | 0.3 | 0.3 | 0.3 | 0.3 | 0.4 | 0.4 | 0.4 | 0.4 | 0.4 | 0.4 | 0.4 | 0.4 | 0.4 | 0.4 | 0.4 | 0.4 | 0.3 | 0.3 | 0.3 | 0.3 | From eQ_Lib.dat in MASControl 2017
D17_Hsp_FacMnt_LF_Yr | Lighting | FRACTION | Default¦Wkdy | 2014-01-01 | 2014-12-31 | Hourly | 0.4 | 0.4 | 0.4 | 0.4 | 0.4 | 0.4 | 0.4 | 0.4 | 0.9 | 0.9 | 0.9 | 0.9 | 0.9 | 0.9 | 0.9 | 0.9 | 0.9 | 0.9 | 0.9 | 0.9 | 0.4 | 0.4 | 0.4 | 0.4 | From eQ_Lib.dat in MASControl 2017
D17_Hsp_FacMnt_LF_Yr | Lighting | FRACTION | Wknd | 2014-01-01 | 2014-12-31 | Hourly | 0.3 | 0.3 | 0.3 | 0.3 | 0.3 | 0.3 | 0.3 | 0.3 | 0.4 | 0.4 | 0.4 | 0.4 | 0.4 | 0.4 | 0.4 | 0.4 | 0.4 | 0.4 | 0.4 | 0.4 | 0.3 | 0.3 | 0.3 | 0.3 | From eQ_Lib.dat in MASControl 2017
D17_Hsp_FacMnt_LF_Yr | Lighting | FRACTION | WntrDsn | 2014-01-01 | 2014-12-31 | Constant | 0 | [23 empty] | From eQ_Lib.dat in MASControl 2017
D17_Hsp_FacMnt_LF_Yr | Lighting | FRACTION | SmrDsn | 2014-01-01 | 2014-12-31 | Constant | 1 | [23 empty] | From eQ_Lib.dat in MASControl 2017
D17_Hsp_FacMnt_LF_Yr | Lighting | FRACTION | Hol | 2014-01-01 | 2014-12-31 | Hourly | 0.3 | 0.3 | 0.3 | 0.3 | 0.3 | 0.3 | 0.3 | 0.3 | 0.4 | 0.4 | 0.4 | 0.4 | 0.4 | 0.4 | 0.4 | 0.4 | 0.4 | 0.4 | 0.4 | 0.4 | 0.3 | 0.3 | 0.3 | 0.3 | From eQ_Lib.dat in MASControl 2017
D17_Hsp_Hall_CFL_Yr | Lighting | FRACTION | SmrDsn | 2014-01-01 | 2014-12-31 | Constant | 1 | [23 empty] | From eQ_Lib.dat in MASControl 2017
D17_Hsp_Hall_CFL_Yr | Lighting | FRACTION | WntrDsn | 2014-01-01 | 2014-12-31 | Constant | 0 | [23 empty] | From eQ_Lib.dat in MASControl 2017
D17_Hsp_Hall_CFL_Yr | Lighting | FRACTION | Default¦Hol | 2014-01-01 | 2014-12-31 | Hourly | 0.3 | 0.3 | 0.3 | 0.3 | 0.3 | 0.4731 | 0.6808 | 0.75 | 0.75 | 0.75 | 0.75 | 0.75 | 0.75 | 0.75 | 0.75 | 0.75 | 0.75 | 0.75 | 0.75 | 0.75 | 0.75 | 0.4731 | 0.3 | 0.3 | From eQ_Lib.dat in MASControl 2017
D17_Hsp_Hall_HB_Yr | Lighting | FRACTION | SmrDsn | 2014-01-01 | 2014-12-31 | Constant | 1 | [23 empty] | From eQ_Lib.dat in MASControl 2017
D17_Hsp_Hall_HB_Yr | Lighting | FRACTION | WntrDsn | 2014-01-01 | 2014-12-31 | Constant | 0 | [23 empty] | From eQ_Lib.dat in MASControl 2017
D17_Hsp_Hall_HB_Yr | Lighting | FRACTION | Default¦Hol | 2014-01-01 | 2014-12-31 | Hourly | 0.3 | 0.3 | 0.3 | 0.3 | 0.3 | 0.4731 | 0.6808 | 0.75 | 0.75 | 0.75 | 0.75 | 0.75 | 0.75 | 0.75 | 0.75 | 0.75 | 0.75 | 0.75 | 0.75 | 0.75 | 0.75 | 0.4731 | 0.3 | 0.3 | From eQ_Lib.dat in MASControl 2017
D17_Hsp_Hall_LF_Yr | Lighting | FRACTION | SmrDsn | 2014-01-01 | 2014-12-31 | Constant | 1 | [23 empty] | From eQ_Lib.dat in MASControl 2017
D17_Hsp_Hall_LF_Yr | Lighting | FRACTION | WntrDsn | 2014-01-01 | 2014-12-31 | Constant | 0 | [23 empty] | From eQ_Lib.dat in MASControl 2017
D17_Hsp_Hall_LF_Yr | Lighting | FRACTION | Default¦Hol | 2014-01-01 | 2014-12-31 | Hourly | 0.3 | 0.3 | 0.3 | 0.3 | 0.3 | 0.4731 | 0.6808 | 0.75 | 0.75 | 0.75 | 0.75 | 0.75 | 0.75 | 0.75 | 0.75 | 0.75 | 0.75 | 0.75 | 0.75 | 0.75 | 0.75 | 0.4731 | 0.3 | 0.3 | From eQ_Lib.dat in MASControl 2017
D17_Hsp_Ktchn_CFL_Yr | Lighting | FRACTION | Default¦Wkdy | 2014-01-01 | 2014-12-31 | Constant | 0.7 | [23 empty] | From eQ_Lib.dat in MASControl 2017
D17_Hsp_Ktchn_CFL_Yr | Lighting | FRACTION | Wknd | 2014-01-01 | 2014-12-31 | Constant | 0.6 | [23 empty] | From eQ_Lib.dat in MASControl 2017
D17_Hsp_Ktchn_CFL_Yr | Lighting | FRACTION | WntrDsn | 2014-01-01 | 2014-12-31 | Constant | 0 | [23 empty] | From eQ_Lib.dat in MASControl 2017
D17_Hsp_Ktchn_CFL_Yr | Lighting | FRACTION | SmrDsn | 2014-01-01 | 2014-12-31 | Constant | 1 | [23 empty] | From eQ_Lib.dat in MASControl 2017
D17_Hsp_Ktchn_CFL_Yr | Lighting | FRACTION | Hol | 2014-01-01 | 2014-12-31 | Constant | 0.6 | [23 empty] | From eQ_Lib.dat in MASControl 2017
D17_Hsp_Ktchn_Elec_Yr | Equipment | FRACTION | Default¦Wkdy | 2014-01-01 | 2014-12-31 | Hourly | 0.05 | 0.05 | 0.05 | 0.05 | 0.05 | 0.05 | 0.25 | 0.35 | 0.35 | 0.25 | 0.35 | 0.35 | 0.35 | 0.25 | 0.25 | 0.25 | 0.35 | 0.35 | 0.35 | 0.25 | 0.25 | 0.25 | 0.25 | 0.25 | From eQ_Lib.dat in MASControl 2017
D17_Hsp_Ktchn_Elec_Yr | Equipment | FRACTION | Wknd | 2014-01-01 | 2014-12-31 | Hourly | 0.05 | 0.05 | 0.05 | 0.05 | 0.05 | 0.05 | 0.25 | 0.35 | 0.35 | 0.25 | 0.35 | 0.35 | 0.35 | 0.25 | 0.25 | 0.25 | 0.35 | 0.35 | 0.35 | 0.25 | 0.25 | 0.25 | 0.25 | 0.25 | From eQ_Lib.dat in MASControl 2017
D17_Hsp_Ktchn_Elec_Yr | Equipment | FRACTION | WntrDsn | 2014-01-01 | 2014-12-31 | Constant | 0 | [23 empty] | From eQ_Lib.dat in MASControl 2017
D17_Hsp_Ktchn_Elec_Yr | Equipment | FRACTION | SmrDsn | 2014-01-01 | 2014-12-31 | Constant | 1 | [23 empty] | From eQ_Lib.dat in MASControl 2017
D17_Hsp_Ktchn_Elec_Yr | Equipment | FRACTION | Hol | 2014-01-01 | 2014-12-31 | Hourly | 0.05 | 0.05 | 0.05 | 0.05 | 0.05 | 0.05 | 0.25 | 0.35 | 0.35 | 0.25 | 0.35 | 0.35 | 0.35 | 0.25 | 0.25 | 0.25 | 0.35 | 0.35 | 0.35 | 0.25 | 0.25 | 0.25 | 0.25 | 0.25 | From eQ_Lib.dat in MASControl 2017
D17_Hsp_Ktchn_Gas_Yr | Equipment | FRACTION | Default¦Wkdy | 2014-01-01 | 2014-12-31 | Hourly | 0.02 | 0.02 | 0.02 | 0.02 | 0.02 | 0.05 | 0.1 | 0.15 | 0.2 | 0.15 | 0.25 | 0.25 | 0.25 | 0.2 | 0.15 | 0.2 | 0.3 | 0.3 | 0.3 | 0.2 | 0.2 | 0.15 | 0.1 | 0.05 | From eQ_Lib.dat in MASControl 2017
D17_Hsp_Ktchn_Gas_Yr | Equipment | FRACTION | Wknd | 2014-01-01 | 2014-12-31 | Hourly | 0.02 | 0.02 | 0.02 | 0.02 | 0.02 | 0.05 | 0.1 | 0.15 | 0.2 | 0.15 | 0.25 | 0.25 | 0.25 | 0.2 | 0.15 | 0.2 | 0.3 | 0.3 | 0.3 | 0.2 | 0.2 | 0.15 | 0.1 | 0.05 | From eQ_Lib.dat in MASControl 2017
D17_Hsp_Ktchn_Gas_Yr | Equipment | FRACTION | WntrDsn | 2014-01-01 | 2014-12-31 | Constant | 0 | [23 empty] | From eQ_Lib.dat in MASControl 2017
D17_Hsp_Ktchn_Gas_Yr | Equipment | FRACTION | SmrDsn | 2014-01-01 | 2014-12-31 | Constant | 1 | [23 empty] | From eQ_Lib.dat in MASControl 2017
D17_Hsp_Ktchn_Gas_Yr | Equipment | FRACTION | Hol | 2014-01-01 | 2014-12-31 | Hourly | 0.02 | 0.02 | 0.02 | 0.02 | 0.02 | 0.05 | 0.1 | 0.15 | 0.2 | 0.15 | 0.25 | 0.25 | 0.25 | 0.2 | 0.15 | 0.2 | 0.3 | 0.3 | 0.3 | 0.2 | 0.2 | 0.15 | 0.1 | 0.05 | From eQ_Lib.dat in MASControl 2017
D17_Hsp_Ktchn_LF_Yr | Lighting | FRACTION | Default¦Wkdy | 2014-01-01 | 2014-12-31 | Constant | 0.7 | [23 empty] | From eQ_Lib.dat in MASControl 2017
D17_Hsp_Ktchn_LF_Yr | Lighting | FRACTION | Wknd | 2014-01-01 | 2014-12-31 | Constant | 0.6 | [23 empty] | From eQ_Lib.dat in MASControl 2017
D17_Hsp_Ktchn_LF_Yr | Lighting | FRACTION | WntrDsn | 2014-01-01 | 2014-12-31 | Constant | 0 | [23 empty] | From eQ_Lib.dat in MASControl 2017
D17_Hsp_Ktchn_LF_Yr | Lighting | FRACTION | SmrDsn | 2014-01-01 | 2014-12-31 | Constant | 1 | [23 empty] | From eQ_Lib.dat in MASControl 2017
D17_Hsp_Ktchn_LF_Yr | Lighting | FRACTION | Hol | 2014-01-01 | 2014-12-31 | Constant | 0.6 | [23 empty] | From eQ_Lib.dat in MASControl 2017
D17_Hsp_LobWt_CFL_Yr | Lighting | FRACTION | SmrDsn | 2014-01-01 | 2014-12-31 | Constant | 1 | [23 empty] | From eQ_Lib.dat in MASControl 2017
D17_Hsp_LobWt_CFL_Yr | Lighting | FRACTION | WntrDsn | 2014-01-01 | 2014-12-31 | Constant | 0 | [23 empty] | From eQ_Lib.dat in MASControl 2017
D17_Hsp_LobWt_CFL_Yr | Lighting | FRACTION | Default¦Hol | 2014-01-01 | 2014-12-31 | Constant | 0.9 | [23 empty] | From eQ_Lib.dat in MASControl 2017
D17_Hsp_LobWt_HB_Yr | Lighting | FRACTION | SmrDsn | 2014-01-01 | 2014-12-31 | Constant | 1 | [23 empty] | From eQ_Lib.dat in MASControl 2017
D17_Hsp_LobWt_HB_Yr | Lighting | FRACTION | WntrDsn | 2014-01-01 | 2014-12-31 | Constant | 0 | [23 empty] | From eQ_Lib.dat in MASControl 2017
D17_Hsp_LobWt_HB_Yr | Lighting | FRACTION | Default¦Hol | 2014-01-01 | 2014-12-31 | Constant | 0.9 | [23 empty] | From eQ_Lib.dat in MASControl 2017
D17_Hsp_LobWt_LF_Yr | Lighting | FRACTION | SmrDsn | 2014-01-01 | 2014-12-31 | Constant | 1 | [23 empty] | From eQ_Lib.dat in MASControl 2017
D17_Hsp_LobWt_LF_Yr | Lighting | FRACTION | WntrDsn | 2014-01-01 | 2014-12-31 | Constant | 0 | [23 empty] | From eQ_Lib.dat in MASControl 2017
D17_Hsp_LobWt_LF_Yr | Lighting | FRACTION | Default¦Hol | 2014-01-01 | 2014-12-31 | Constant | 0.9 | [23 empty] | From eQ_Lib.dat in MASControl 2017
D17_Hsp_Nrs_CFL_Yr | Lighting | FRACTION | SmrDsn | 2014-01-01 | 2014-12-31 | Constant | 1 | [23 empty] | From eQ_Lib.dat in MASControl 2017
D17_Hsp_Nrs_CFL_Yr | Lighting | FRACTION | WntrDsn | 2014-01-01 | 2014-12-31 | Constant | 0 | [23 empty] | From eQ_Lib.dat in MASControl 2017
D17_Hsp_Nrs_CFL_Yr | Lighting | FRACTION | Default¦Hol | 2014-01-01 | 2014-12-31 | Constant | 0.9 | [23 empty] | From eQ_Lib.dat in MASControl 2017
D17_Hsp_Nrs_LF_Yr | Lighting | FRACTION | SmrDsn | 2014-01-01 | 2014-12-31 | Constant | 1 | [23 empty] | From eQ_Lib.dat in MASControl 2017
D17_Hsp_Nrs_LF_Yr | Lighting | FRACTION | WntrDsn | 2014-01-01 | 2014-12-31 | Constant | 0 | [23 empty] | From eQ_Lib.dat in MASControl 2017
D17_Hsp_Nrs_LF_Yr | Lighting | FRACTION | Default¦Hol | 2014-01-01 | 2014-12-31 | Constant | 0.9 | [23 empty] | From eQ_Lib.dat in MASControl 2017
D17_Hsp_OffGen_CFL_Yr | Lighting | FRACTION | Default¦Wkdy | 2014-01-01 | 2014-12-31 | Hourly | 0.3 | 0.3 | 0.3 | 0.3 | 0.3 | 0.3 | 0.3 | 0.3 | 0.9 | 0.9 | 0.9 | 0.9 | 0.9 | 0.9 | 0.9 | 0.9 | 0.9 | 0.9 | 0.9 | 0.9 | 0.3 | 0.3 | 0.3 | 0.3 | From eQ_Lib.dat in MASControl 2017
D17_Hsp_OffGen_CFL_Yr | Lighting | FRACTION | Wknd | 2014-01-01 | 2014-12-31 | Hourly | 0.3 | 0.3 | 0.3 | 0.3 | 0.3 | 0.3 | 0.3 | 0.3 | 0.5 | 0.5 | 0.5 | 0.5 | 0.5 | 0.5 | 0.5 | 0.5 | 0.5 | 0.5 | 0.5 | 0.5 | 0.3 | 0.3 | 0.3 | 0.3 | From eQ_Lib.dat in MASControl 2017
D17_Hsp_OffGen_CFL_Yr | Lighting | FRACTION | WntrDsn | 2014-01-01 | 2014-12-31 | Constant | 0 | [23 empty] | From eQ_Lib.dat in MASControl 2017
D17_Hsp_OffGen_CFL_Yr | Lighting | FRACTION | SmrDsn | 2014-01-01 | 2014-12-31 | Constant | 1 | [23 empty] | From eQ_Lib.dat in MASControl 2017
D17_Hsp_OffGen_CFL_Yr | Lighting | FRACTION | Hol | 2014-01-01 | 2014-12-31 | Hourly | 0.3 | 0.3 | 0.3 | 0.3 | 0.3 | 0.3 | 0.3 | 0.3 | 0.5 | 0.5 | 0.5 | 0.5 | 0.5 | 0.5 | 0.5 | 0.5 | 0.5 | 0.5 | 0.5 | 0.5 | 0.3 | 0.3 | 0.3 | 0.3 | From eQ_Lib.dat in MASControl 2017
D17_Hsp_OffGen_LF_Yr | Lighting | FRACTION | Default¦Wkdy | 2014-01-01 | 2014-12-31 | Hourly | 0.3 | 0.3 | 0.3 | 0.3 | 0.3 | 0.3 | 0.3 | 0.3 | 0.9 | 0.9 | 0.9 | 0.9 | 0.9 | 0.9 | 0.9 | 0.9 | 0.9 | 0.9 | 0.9 | 0.9 | 0.3 | 0.3 | 0.3 | 0.3 | From eQ_Lib.dat in MASControl 2017
D17_Hsp_OffGen_LF_Yr | Lighting | FRACTION | Wknd | 2014-01-01 | 2014-12-31 | Hourly | 0.3 | 0.3 | 0.3 | 0.3 | 0.3 | 0.3 | 0.3 | 0.3 | 0.5 | 0.5 | 0.5 | 0.5 | 0.5 | 0.5 | 0.5 | 0.5 | 0.5 | 0.5 | 0.5 | 0.5 | 0.3 | 0.3 | 0.3 | 0.3 | From eQ_Lib.dat in MASControl 2017
D17_Hsp_OffGen_LF_Yr | Lighting | FRACTION | WntrDsn | 2014-01-01 | 2014-12-31 | Constant | 0 | [23 empty] | From eQ_Lib.dat in MASControl 2017
D17_Hsp_OffGen_LF_Yr | Lighting | FRACTION | SmrDsn | 2014-01-01 | 2014-12-31 | Constant | 1 | [23 empty] | From eQ_Lib.dat in MASControl 2017
D17_Hsp_OffGen_LF_Yr | Lighting | FRACTION | Hol | 2014-01-01 | 2014-12-31 | Hourly | 0.3 | 0.3 | 0.3 | 0.3 | 0.3 | 0.3 | 0.3 | 0.3 | 0.5 | 0.5 | 0.5 | 0.5 | 0.5 | 0.5 | 0.5 | 0.5 | 0.5 | 0.5 | 0.5 | 0.5 | 0.3 | 0.3 | 0.3 | 0.3 | From eQ_Lib.dat in MASControl 2017
D17_Hsp_OROPLab_CFL_Yr | Lighting | FRACTION | Default¦Wkdy | 2014-01-01 | 2014-12-31 | Hourly | 0.3 | 0.3 | 0.3 | 0.3 | 0.3 | 0.3 | 0.3 | 0.3 | 0.75 | 0.75 | 0.75 | 0.75 | 0.75 | 0.75 | 0.75 | 0.75 | 0.75 | 0.75 | 0.75 | 0.75 | 0.3 | 0.3 | 0.3 | 0.3 | From eQ_Lib.dat in MASControl 2017
D17_Hsp_OROPLab_CFL_Yr | Lighting | FRACTION | Wknd | 2014-01-01 | 2014-12-31 | Hourly | 0.3 | 0.3 | 0.3 | 0.3 | 0.3 | 0.3 | 0.3 | 0.3 | 0.5 | 0.5 | 0.5 | 0.5 | 0.5 | 0.5 | 0.5 | 0.5 | 0.5 | 0.5 | 0.5 | 0.5 | 0.3 | 0.3 | 0.3 | 0.3 | From eQ_Lib.dat in MASControl 2017
D17_Hsp_OROPLab_CFL_Yr | Lighting | FRACTION | WntrDsn | 2014-01-01 | 2014-12-31 | Constant | 0 | [23 empty] | From eQ_Lib.dat in MASControl 2017
D17_Hsp_OROPLab_CFL_Yr | Lighting | FRACTION | SmrDsn | 2014-01-01 | 2014-12-31 | Constant | 1 | [23 empty] | From eQ_Lib.dat in MASControl 2017
D17_Hsp_OROPLab_CFL_Yr | Lighting | FRACTION | Hol | 2014-01-01 | 2014-12-31 | Hourly | 0.3 | 0.3 | 0.3 | 0.3 | 0.3 | 0.3 | 0.3 | 0.3 | 0.5 | 0.5 | 0.5 | 0.5 | 0.5 | 0.5 | 0.5 | 0.5 | 0.5 | 0.5 | 0.5 | 0.5 | 0.3 | 0.3 | 0.3 | 0.3 | From eQ_Lib.dat in MASControl 2017
D17_Hsp_OROPLab_LF_Yr | Lighting | FRACTION | Default¦Wkdy | 2014-01-01 | 2014-12-31 | Hourly | 0.3 | 0.3 | 0.3 | 0.3 | 0.3 | 0.3 | 0.3 | 0.3 | 0.75 | 0.75 | 0.75 | 0.75 | 0.75 | 0.75 | 0.75 | 0.75 | 0.75 | 0.75 | 0.75 | 0.75 | 0.3 | 0.3 | 0.3 | 0.3 | From eQ_Lib.dat in MASControl 2017
D17_Hsp_OROPLab_LF_Yr | Lighting | FRACTION | Wknd | 2014-01-01 | 2014-12-31 | Hourly | 0.3 | 0.3 | 0.3 | 0.3 | 0.3 | 0.3 | 0.3 | 0.3 | 0.5 | 0.5 | 0.5 | 0.5 | 0.5 | 0.5 | 0.5 | 0.5 | 0.5 | 0.5 | 0.5 | 0.5 | 0.3 | 0.3 | 0.3 | 0.3 | From eQ_Lib.dat in MASControl 2017
D17_Hsp_OROPLab_LF_Yr | Lighting | FRACTION | WntrDsn | 2014-01-01 | 2014-12-31 | Constant | 0 | [23 empty] | From eQ_Lib.dat in MASControl 2017
D17_Hsp_OROPLab_LF_Yr | Lighting | FRACTION | SmrDsn | 2014-01-01 | 2014-12-31 | Constant | 1 | [23 empty] | From eQ_Lib.dat in MASControl 2017
D17_Hsp_OROPLab_LF_Yr | Lighting | FRACTION | Hol | 2014-01-01 | 2014-12-31 | Hourly | 0.3 | 0.3 | 0.3 | 0.3 | 0.3 | 0.3 | 0.3 | 0.3 | 0.5 | 0.5 | 0.5 | 0.5 | 0.5 | 0.5 | 0.5 | 0.5 | 0.5 | 0.5 | 0.5 | 0.5 | 0.3 | 0.3 | 0.3 | 0.3 | From eQ_Lib.dat in MASControl 2017
D17_Hsp_Patient_CFL_Yr | Lighting | FRACTION | SmrDsn | 2014-01-01 | 2014-12-31 | Constant | 1 | [23 empty] | From eQ_Lib.dat in MASControl 2017
D17_Hsp_Patient_CFL_Yr | Lighting | FRACTION | WntrDsn | 2014-01-01 | 2014-12-31 | Constant | 0 | [23 empty] | From eQ_Lib.dat in MASControl 2017
D17_Hsp_Patient_CFL_Yr | Lighting | FRACTION | Default¦Hol | 2014-01-01 | 2014-12-31 | Hourly | 0.3 | 0.3 | 0.3 | 0.3 | 0.3 | 0.4731 | 0.6808 | 0.75 | 0.75 | 0.75 | 0.75 | 0.75 | 0.75 | 0.75 | 0.75 | 0.75 | 0.75 | 0.75 | 0.75 | 0.75 | 0.75 | 0.4731 | 0.3 | 0.3 | From eQ_Lib.dat in MASControl 2017
D17_Hsp_Patient_LF_Yr | Lighting | FRACTION | SmrDsn | 2014-01-01 | 2014-12-31 | Constant | 1 | [23 empty] | From eQ_Lib.dat in MASControl 2017
D17_Hsp_Patient_LF_Yr | Lighting | FRACTION | WntrDsn | 2014-01-01 | 2014-12-31 | Constant | 0 | [23 empty] | From eQ_Lib.dat in MASControl 2017
D17_Hsp_Patient_LF_Yr | Lighting | FRACTION | Default¦Hol | 2014-01-01 | 2014-12-31 | Hourly | 0.3 | 0.3 | 0.3 | 0.3 | 0.3 | 0.4731 | 0.6808 | 0.75 | 0.75 | 0.75 | 0.75 | 0.75 | 0.75 | 0.75 | 0.75 | 0.75 | 0.75 | 0.75 | 0.75 | 0.75 | 0.75 | 0.4731 | 0.3 | 0.3 | From eQ_Lib.dat in MASControl 2017
D17_Hsp_Restrm_CFL_Yr | Lighting | FRACTION | Default¦Wkdy | 2014-01-01 | 2014-12-31 | Hourly | 0.4 | 0.4 | 0.4 | 0.4 | 0.4 | 0.4 | 0.4 | 0.4 | 0.9 | 0.9 | 0.9 | 0.9 | 0.9 | 0.9 | 0.9 | 0.9 | 0.9 | 0.9 | 0.9 | 0.9 | 0.4 | 0.4 | 0.4 | 0.4 | From eQ_Lib.dat in MASControl 2017
D17_Hsp_Restrm_CFL_Yr | Lighting | FRACTION | Wknd | 2014-01-01 | 2014-12-31 | Hourly | 0.3 | 0.3 | 0.3 | 0.3 | 0.3 | 0.3 | 0.3 | 0.3 | 0.4 | 0.4 | 0.4 | 0.4 | 0.4 | 0.4 | 0.4 | 0.4 | 0.4 | 0.4 | 0.4 | 0.4 | 0.3 | 0.3 | 0.3 | 0.3 | From eQ_Lib.dat in MASControl 2017
D17_Hsp_Restrm_CFL_Yr | Lighting | FRACTION | WntrDsn | 2014-01-01 | 2014-12-31 | Constant | 0 | [23 empty] | From eQ_Lib.dat in MASControl 2017
D17_Hsp_Restrm_CFL_Yr | Lighting | FRACTION | SmrDsn | 2014-01-01 | 2014-12-31 | Constant | 1 | [23 empty] | From eQ_Lib.dat in MASControl 2017
D17_Hsp_Restrm_CFL_Yr | Lighting | FRACTION | Hol | 2014-01-01 | 2014-12-31 | Hourly | 0.3 | 0.3 | 0.3 | 0.3 | 0.3 | 0.3 | 0.3 | 0.3 | 0.4 | 0.4 | 0.4 | 0.4 | 0.4 | 0.4 | 0.4 | 0.4 | 0.4 | 0.4 | 0.4 | 0.4 | 0.3 | 0.3 | 0.3 | 0.3 | From eQ_Lib.dat in MASControl 2017
D17_Hsp_Restrm_LF_Yr | Lighting | FRACTION | Default¦Wkdy | 2014-01-01 | 2014-12-31 | Hourly | 0.4 | 0.4 | 0.4 | 0.4 | 0.4 | 0.4 | 0.4 | 0.4 | 0.9 | 0.9 | 0.9 | 0.9 | 0.9 | 0.9 | 0.9 | 0.9 | 0.9 | 0.9 | 0.9 | 0.9 | 0.4 | 0.4 | 0.4 | 0.4 | From eQ_Lib.dat in MASControl 2017
D17_Hsp_Restrm_LF_Yr | Lighting | FRACTION | Wknd | 2014-01-01 | 2014-12-31 | Hourly | 0.3 | 0.3 | 0.3 | 0.3 | 0.3 | 0.3 | 0.3 | 0.3 | 0.4 | 0.4 | 0.4 | 0.4 | 0.4 | 0.4 | 0.4 | 0.4 | 0.4 | 0.4 | 0.4 | 0.4 | 0.3 | 0.3 | 0.3 | 0.3 | From eQ_Lib.dat in MASControl 2017
D17_Hsp_Restrm_LF_Yr | Lighting | FRACTION | WntrDsn | 2014-01-01 | 2014-12-31 | Constant | 0 | [23 empty] | From eQ_Lib.dat in MASControl 2017
D17_Hsp_Restrm_LF_Yr | Lighting | FRACTION | SmrDsn | 2014-01-01 | 2014-12-31 | Constant | 1 | [23 empty] | From eQ_Lib.dat in MASControl 2017
D17_Hsp_Restrm_LF_Yr | Lighting | FRACTION | Hol | 2014-01-01 | 2014-12-31 | Hourly | 0.3 | 0.3 | 0.3 | 0.3 | 0.3 | 0.3 | 0.3 | 0.3 | 0.4 | 0.4 | 0.4 | 0.4 | 0.4 | 0.4 | 0.4 | 0.4 | 0.4 | 0.4 | 0.4 | 0.4 | 0.3 | 0.3 | 0.3 | 0.3 | From eQ_Lib.dat in MASControl 2017
D17_Hsp_Sales_CFL_Yr | Lighting | FRACTION | Default¦Wkdy | 2014-01-01 | 2014-12-31 | Hourly | 0.3 | 0.3 | 0.3 | 0.3 | 0.3 | 0.3 | 0.3 | 0.3 | 0.9 | 0.9 | 0.9 | 0.9 | 0.9 | 0.9 | 0.9 | 0.9 | 0.9 | 0.9 | 0.9 | 0.9 | 0.3 | 0.3 | 0.3 | 0.3 | From eQ_Lib.dat in MASControl 2017
D17_Hsp_Sales_CFL_Yr | Lighting | FRACTION | Wknd | 2014-01-01 | 2014-12-31 | Hourly | 0.3 | 0.3 | 0.3 | 0.3 | 0.3 | 0.3 | 0.3 | 0.3 | 0.5 | 0.5 | 0.5 | 0.5 | 0.5 | 0.5 | 0.5 | 0.5 | 0.5 | 0.5 | 0.5 | 0.5 | 0.3 | 0.3 | 0.3 | 0.3 | From eQ_Lib.dat in MASControl 2017
D17_Hsp_Sales_CFL_Yr | Lighting | FRACTION | WntrDsn | 2014-01-01 | 2014-12-31 | Constant | 0 | [23 empty] | From eQ_Lib.dat in MASControl 2017
D17_Hsp_Sales_CFL_Yr | Lighting | FRACTION | SmrDsn | 2014-01-01 | 2014-12-31 | Constant | 1 | [23 empty] | From eQ_Lib.dat in MASControl 2017
D17_Hsp_Sales_CFL_Yr | Lighting | FRACTION | Hol | 2014-01-01 | 2014-12-31 | Hourly | 0.3 | 0.3 | 0.3 | 0.3 | 0.3 | 0.3 | 0.3 | 0.3 | 0.5 | 0.5 | 0.5 | 0.5 | 0.5 | 0.5 | 0.5 | 0.5 | 0.5 | 0.5 | 0.5 | 0.5 | 0.3 | 0.3 | 0.3 | 0.3 | From eQ_Lib.dat in MASControl 2017
D17_Hsp_Sales_LF_Yr | Lighting | FRACTION | Default¦Wkdy | 2014-01-01 | 2014-12-31 | Hourly | 0.3 | 0.3 | 0.3 | 0.3 | 0.3 | 0.3 | 0.3 | 0.3 | 0.9 | 0.9 | 0.9 | 0.9 | 0.9 | 0.9 | 0.9 | 0.9 | 0.9 | 0.9 | 0.9 | 0.9 | 0.3 | 0.3 | 0.3 | 0.3 | From eQ_Lib.dat in MASControl 2017
D17_Hsp_Sales_LF_Yr | Lighting | FRACTION | Wknd | 2014-01-01 | 2014-12-31 | Hourly | 0.3 | 0.3 | 0.3 | 0.3 | 0.3 | 0.3 | 0.3 | 0.3 | 0.5 | 0.5 | 0.5 | 0.5 | 0.5 | 0.5 | 0.5 | 0.5 | 0.5 | 0.5 | 0.5 | 0.5 | 0.3 | 0.3 | 0.3 | 0.3 | From eQ_Lib.dat in MASControl 2017
D17_Hsp_Sales_LF_Yr | Lighting | FRACTION | WntrDsn | 2014-01-01 | 2014-12-31 | Constant | 0 | [23 empty] | From eQ_Lib.dat in MASControl 2017
D17_Hsp_Sales_LF_Yr | Lighting | FRACTION | SmrDsn | 2014-01-01 | 2014-12-31 | Constant | 1 | [23 empty] | From eQ_Lib.dat in MASControl 2017
D17_Hsp_Sales_LF_Yr | Lighting | FRACTION | Hol | 2014-01-01 | 2014-12-31 | Hourly | 0.3 | 0.3 | 0.3 | 0.3 | 0.3 | 0.3 | 0.3 | 0.3 | 0.5 | 0.5 | 0.5 | 0.5 | 0.5 | 0.5 | 0.5 | 0.5 | 0.5 | 0.5 | 0.5 | 0.5 | 0.3 | 0.3 | 0.3 | 0.3 | From eQ_Lib.dat in MASControl 2017
D17_Hsp_Stock_CFL_Yr | Lighting | FRACTION | Default¦Wkdy | 2014-01-01 | 2014-12-31 | Hourly | 0.4 | 0.4 | 0.4 | 0.4 | 0.4 | 0.4 | 0.4 | 0.4 | 0.9 | 0.9 | 0.9 | 0.9 | 0.9 | 0.9 | 0.9 | 0.9 | 0.9 | 0.9 | 0.9 | 0.9 | 0.4 | 0.4 | 0.4 | 0.4 | From eQ_Lib.dat in MASControl 2017
D17_Hsp_Stock_CFL_Yr | Lighting | FRACTION | Wknd | 2014-01-01 | 2014-12-31 | Hourly | 0.3 | 0.3 | 0.3 | 0.3 | 0.3 | 0.3 | 0.3 | 0.3 | 0.4 | 0.4 | 0.4 | 0.4 | 0.4 | 0.4 | 0.4 | 0.4 | 0.4 | 0.4 | 0.4 | 0.4 | 0.3 | 0.3 | 0.3 | 0.3 | From eQ_Lib.dat in MASControl 2017
D17_Hsp_Stock_CFL_Yr | Lighting | FRACTION | WntrDsn | 2014-01-01 | 2014-12-31 | Constant | 0 | [23 empty] | From eQ_Lib.dat in MASControl 2017
D17_Hsp_Stock_CFL_Yr | Lighting | FRACTION | SmrDsn | 2014-01-01 | 2014-12-31 | Constant | 1 | [23 empty] | From eQ_Lib.dat in MASControl 2017
D17_Hsp_Stock_CFL_Yr | Lighting | FRACTION | Hol | 2014-01-01 | 2014-12-31 | Hourly | 0.3 | 0.3 | 0.3 | 0.3 | 0.3 | 0.3 | 0.3 | 0.3 | 0.4 | 0.4 | 0.4 | 0.4 | 0.4 | 0.4 | 0.4 | 0.4 | 0.4 | 0.4 | 0.4 | 0.4 | 0.3 | 0.3 | 0.3 | 0.3 | From eQ_Lib.dat in MASControl 2017
D17_Hsp_Stock_LF_Yr | Lighting | FRACTION | Default¦Wkdy | 2014-01-01 | 2014-12-31 | Hourly | 0.4 | 0.4 | 0.4 | 0.4 | 0.4 | 0.4 | 0.4 | 0.4 | 0.9 | 0.9 | 0.9 | 0.9 | 0.9 | 0.9 | 0.9 | 0.9 | 0.9 | 0.9 | 0.9 | 0.9 | 0.4 | 0.4 | 0.4 | 0.4 | From eQ_Lib.dat in MASControl 2017
D17_Hsp_Stock_LF_Yr | Lighting | FRACTION | Wknd | 2014-01-01 | 2014-12-31 | Hourly | 0.3 | 0.3 | 0.3 | 0.3 | 0.3 | 0.3 | 0.3 | 0.3 | 0.4 | 0.4 | 0.4 | 0.4 | 0.4 | 0.4 | 0.4 | 0.4 | 0.4 | 0.4 | 0.4 | 0.4 | 0.3 | 0.3 | 0.3 | 0.3 | From eQ_Lib.dat in MASControl 2017
D17_Hsp_Stock_LF_Yr | Lighting | FRACTION | WntrDsn | 2014-01-01 | 2014-12-31 | Constant | 0 | [23 empty] | From eQ_Lib.dat in MASControl 2017
D17_Hsp_Stock_LF_Yr | Lighting | FRACTION | SmrDsn | 2014-01-01 | 2014-12-31 | Constant | 1 | [23 empty] | From eQ_Lib.dat in MASControl 2017
D17_Hsp_Stock_LF_Yr | Lighting | FRACTION | Hol | 2014-01-01 | 2014-12-31 | Hourly | 0.3 | 0.3 | 0.3 | 0.3 | 0.3 | 0.3 | 0.3 | 0.3 | 0.4 | 0.4 | 0.4 | 0.4 | 0.4 | 0.4 | 0.4 | 0.4 | 0.4 | 0.4 | 0.4 | 0.4 | 0.3 | 0.3 | 0.3 | 0.3 | From eQ_Lib.dat in MASControl 2017
D17_Htl_Bar_CFL_Yr | Lighting | FRACTION | Default¦Wkdy | 2014-01-01 | 2014-12-31 | Hourly | 0.1763 | 0.1632 | 0.15 | 0.15 | 0.1632 | 0.1895 | 0.2816 | 0.3868 | 0.5053 | 0.6368 | 0.7684 | 0.7816 | 0.8342 | 0.9 | 0.8737 | 0.8342 | 0.7684 | 0.65 | 0.5053 | 0.4526 | 0.3737 | 0.3605 | 0.2553 | 0.2289 | From eQ_Lib.dat in MASControl 2017
D17_Htl_Bar_CFL_Yr | Lighting | FRACTION | Wknd | 2014-01-01 | 2014-12-31 | Hourly | 0.0737 | 0.0668 | 0.06 | 0.06 | 0.0668 | 0.0805 | 0.1284 | 0.1832 | 0.2447 | 0.3132 | 0.3816 | 0.3884 | 0.4158 | 0.45 | 0.4363 | 0.4158 | 0.3816 | 0.32 | 0.2447 | 0.2174 | 0.1763 | 0.1695 | 0.1147 | 0.1011 | From eQ_Lib.dat in MASControl 2017
D17_Htl_Bar_CFL_Yr | Lighting | FRACTION | WntrDsn | 2014-01-01 | 2014-12-31 | Constant | 0 | [23 empty] | From eQ_Lib.dat in MASControl 2017
D17_Htl_Bar_CFL_Yr | Lighting | FRACTION | SmrDsn | 2014-01-01 | 2014-12-31 | Constant | 1 | [23 empty] | From eQ_Lib.dat in MASControl 2017
D17_Htl_Bar_CFL_Yr | Lighting | FRACTION | Hol | 2014-01-01 | 2014-12-31 | Hourly | 0.0737 | 0.0668 | 0.06 | 0.06 | 0.0668 | 0.0805 | 0.1284 | 0.1832 | 0.2447 | 0.3132 | 0.3816 | 0.3884 | 0.4158 | 0.45 | 0.4363 | 0.4158 | 0.3816 | 0.32 | 0.2447 | 0.2174 | 0.1763 | 0.1695 | 0.1147 | 0.1011 | From eQ_Lib.dat in MASControl 2017
D17_Htl_Bar_LF_Yr | Lighting | FRACTION | Default¦Wkdy | 2014-01-01 | 2014-12-31 | Hourly | 0.1763 | 0.1632 | 0.15 | 0.15 | 0.1632 | 0.1895 | 0.2816 | 0.3868 | 0.5053 | 0.6368 | 0.7684 | 0.7816 | 0.8342 | 0.9 | 0.8737 | 0.8342 | 0.7684 | 0.65 | 0.5053 | 0.4526 | 0.3737 | 0.3605 | 0.2553 | 0.2289 | From eQ_Lib.dat in MASControl 2017
D17_Htl_Bar_LF_Yr | Lighting | FRACTION | Wknd | 2014-01-01 | 2014-12-31 | Hourly | 0.0737 | 0.0668 | 0.06 | 0.06 | 0.0668 | 0.0805 | 0.1284 | 0.1832 | 0.2447 | 0.3132 | 0.3816 | 0.3884 | 0.4158 | 0.45 | 0.4363 | 0.4158 | 0.3816 | 0.32 | 0.2447 | 0.2174 | 0.1763 | 0.1695 | 0.1147 | 0.1011 | From eQ_Lib.dat in MASControl 2017
D17_Htl_Bar_LF_Yr | Lighting | FRACTION | WntrDsn | 2014-01-01 | 2014-12-31 | Constant | 0 | [23 empty] | From eQ_Lib.dat in MASControl 2017
D17_Htl_Bar_LF_Yr | Lighting | FRACTION | SmrDsn | 2014-01-01 | 2014-12-31 | Constant | 1 | [23 empty] | From eQ_Lib.dat in MASControl 2017
D17_Htl_Bar_LF_Yr | Lighting | FRACTION | Hol | 2014-01-01 | 2014-12-31 | Hourly | 0.0737 | 0.0668 | 0.06 | 0.06 | 0.0668 | 0.0805 | 0.1284 | 0.1832 | 0.2447 | 0.3132 | 0.3816 | 0.3884 | 0.4158 | 0.45 | 0.4363 | 0.4158 | 0.3816 | 0.32 | 0.2447 | 0.2174 | 0.1763 | 0.1695 | 0.1147 | 0.1011 | From eQ_Lib.dat in MASControl 2017
D17_Htl_Din_CFL_Yr | Lighting | FRACTION | Default¦Wkdy | 2014-01-01 | 2014-12-31 | Hourly | 0.1763 | 0.1632 | 0.15 | 0.15 | 0.1632 | 0.1895 | 0.2816 | 0.3868 | 0.5053 | 0.6368 | 0.7684 | 0.7816 | 0.8342 | 0.9 | 0.8737 | 0.8342 | 0.7684 | 0.65 | 0.5053 | 0.4526 | 0.3737 | 0.3605 | 0.2553 | 0.2289 | From eQ_Lib.dat in MASControl 2017
D17_Htl_Din_CFL_Yr | Lighting | FRACTION | Wknd | 2014-01-01 | 2014-12-31 | Hourly | 0.0737 | 0.0668 | 0.06 | 0.06 | 0.0668 | 0.0805 | 0.1284 | 0.1832 | 0.2447 | 0.3132 | 0.3816 | 0.3884 | 0.4158 | 0.45 | 0.4363 | 0.4158 | 0.3816 | 0.32 | 0.2447 | 0.2174 | 0.1763 | 0.1695 | 0.1147 | 0.1011 | From eQ_Lib.dat in MASControl 2017
D17_Htl_Din_CFL_Yr | Lighting | FRACTION | WntrDsn | 2014-01-01 | 2014-12-31 | Constant | 0 | [23 empty] | From eQ_Lib.dat in MASControl 2017
D17_Htl_Din_CFL_Yr | Lighting | FRACTION | SmrDsn | 2014-01-01 | 2014-12-31 | Constant | 1 | [23 empty] | From eQ_Lib.dat in MASControl 2017
D17_Htl_Din_CFL_Yr | Lighting | FRACTION | Hol | 2014-01-01 | 2014-12-31 | Hourly | 0.0737 | 0.0668 | 0.06 | 0.06 | 0.0668 | 0.0805 | 0.1284 | 0.1832 | 0.2447 | 0.3132 | 0.3816 | 0.3884 | 0.4158 | 0.45 | 0.4363 | 0.4158 | 0.3816 | 0.32 | 0.2447 | 0.2174 | 0.1763 | 0.1695 | 0.1147 | 0.1011 | From eQ_Lib.dat in MASControl 2017
D17_Htl_Din_HB_Yr | Lighting | FRACTION | Default¦Wkdy | 2014-01-01 | 2014-12-31 | Hourly | 0.1763 | 0.1632 | 0.15 | 0.15 | 0.1632 | 0.1895 | 0.2816 | 0.3868 | 0.5053 | 0.6368 | 0.7684 | 0.7816 | 0.8342 | 0.9 | 0.8737 | 0.8342 | 0.7684 | 0.65 | 0.5053 | 0.4526 | 0.3737 | 0.3605 | 0.2553 | 0.2289 | From eQ_Lib.dat in MASControl 2017
D17_Htl_Din_HB_Yr | Lighting | FRACTION | Wknd | 2014-01-01 | 2014-12-31 | Hourly | 0.0737 | 0.0668 | 0.06 | 0.06 | 0.0668 | 0.0805 | 0.1284 | 0.1832 | 0.2447 | 0.3132 | 0.3816 | 0.3884 | 0.4158 | 0.45 | 0.4363 | 0.4158 | 0.3816 | 0.32 | 0.2447 | 0.2174 | 0.1763 | 0.1695 | 0.1147 | 0.1011 | From eQ_Lib.dat in MASControl 2017
D17_Htl_Din_HB_Yr | Lighting | FRACTION | WntrDsn | 2014-01-01 | 2014-12-31 | Constant | 0 | [23 empty] | From eQ_Lib.dat in MASControl 2017
D17_Htl_Din_HB_Yr | Lighting | FRACTION | SmrDsn | 2014-01-01 | 2014-12-31 | Constant | 1 | [23 empty] | From eQ_Lib.dat in MASControl 2017
D17_Htl_Din_HB_Yr | Lighting | FRACTION | Hol | 2014-01-01 | 2014-12-31 | Hourly | 0.0737 | 0.0668 | 0.06 | 0.06 | 0.0668 | 0.0805 | 0.1284 | 0.1832 | 0.2447 | 0.3132 | 0.3816 | 0.3884 | 0.4158 | 0.45 | 0.4363 | 0.4158 | 0.3816 | 0.32 | 0.2447 | 0.2174 | 0.1763 | 0.1695 | 0.1147 | 0.1011 | From eQ_Lib.dat in MASControl 2017
D17_Htl_Din_LF_Yr | Lighting | FRACTION | Default¦Wkdy | 2014-01-01 | 2014-12-31 | Hourly | 0.1763 | 0.1632 | 0.15 | 0.15 | 0.1632 | 0.1895 | 0.2816 | 0.3868 | 0.5053 | 0.6368 | 0.7684 | 0.7816 | 0.8342 | 0.9 | 0.8737 | 0.8342 | 0.7684 | 0.65 | 0.5053 | 0.4526 | 0.3737 | 0.3605 | 0.2553 | 0.2289 | From eQ_Lib.dat in MASControl 2017
D17_Htl_Din_LF_Yr | Lighting | FRACTION | Wknd | 2014-01-01 | 2014-12-31 | Hourly | 0.0737 | 0.0668 | 0.06 | 0.06 | 0.0668 | 0.0805 | 0.1284 | 0.1832 | 0.2447 | 0.3132 | 0.3816 | 0.3884 | 0.4158 | 0.45 | 0.4363 | 0.4158 | 0.3816 | 0.32 | 0.2447 | 0.2174 | 0.1763 | 0.1695 | 0.1147 | 0.1011 | From eQ_Lib.dat in MASControl 2017
D17_Htl_Din_LF_Yr | Lighting | FRACTION | WntrDsn | 2014-01-01 | 2014-12-31 | Constant | 0 | [23 empty] | From eQ_Lib.dat in MASControl 2017
D17_Htl_Din_LF_Yr | Lighting | FRACTION | SmrDsn | 2014-01-01 | 2014-12-31 | Constant | 1 | [23 empty] | From eQ_Lib.dat in MASControl 2017
D17_Htl_Din_LF_Yr | Lighting | FRACTION | Hol | 2014-01-01 | 2014-12-31 | Hourly | 0.0737 | 0.0668 | 0.06 | 0.06 | 0.0668 | 0.0805 | 0.1284 | 0.1832 | 0.2447 | 0.3132 | 0.3816 | 0.3884 | 0.4158 | 0.45 | 0.4363 | 0.4158 | 0.3816 | 0.32 | 0.2447 | 0.2174 | 0.1763 | 0.1695 | 0.1147 | 0.1011 | From eQ_Lib.dat in MASControl 2017
D17_Htl_GRmCi_CFL_Yr | Lighting | FRACTION | SmrDsn | 2014-01-01 | 2014-12-31 | Constant | 1 | [23 empty] | From eQ_Lib.dat in MASControl 2017
D17_Htl_GRmCi_CFL_Yr | Lighting | FRACTION | WntrDsn | 2014-01-01 | 2014-12-31 | Constant | 0 | [23 empty] | From eQ_Lib.dat in MASControl 2017
D17_Htl_GRmCi_CFL_Yr | Lighting | FRACTION | Default¦Hol | 2014-01-01 | 2014-12-31 | Constant | 0.9 | [23 empty] | From eQ_Lib.dat in MASControl 2017
D17_Htl_GRmCi_HB_Yr | Lighting | FRACTION | SmrDsn | 2014-01-01 | 2014-12-31 | Constant | 1 | [23 empty] | From eQ_Lib.dat in MASControl 2017
D17_Htl_GRmCi_HB_Yr | Lighting | FRACTION | WntrDsn | 2014-01-01 | 2014-12-31 | Constant | 0 | [23 empty] | From eQ_Lib.dat in MASControl 2017
D17_Htl_GRmCi_HB_Yr | Lighting | FRACTION | Default¦Hol | 2014-01-01 | 2014-12-31 | Constant | 0.9 | [23 empty] | From eQ_Lib.dat in MASControl 2017
D17_Htl_GRmCi_LF_Yr | Lighting | FRACTION | SmrDsn | 2014-01-01 | 2014-12-31 | Constant | 1 | [23 empty] | From eQ_Lib.dat in MASControl 2017
D17_Htl_GRmCi_LF_Yr | Lighting | FRACTION | WntrDsn | 2014-01-01 | 2014-12-31 | Constant | 0 | [23 empty] | From eQ_Lib.dat in MASControl 2017
D17_Htl_GRmCi_LF_Yr | Lighting | FRACTION | Default¦Hol | 2014-01-01 | 2014-12-31 | Constant | 0.9 | [23 empty] | From eQ_Lib.dat in MASControl 2017
D17_Htl_GRmO_CFL_Yr | Lighting | FRACTION | SmrDsn | 2014-01-01 | 2014-12-31 | Constant | 1 | [23 empty] | From eQ_Lib.dat in MASControl 2017
D17_Htl_GRmO_CFL_Yr | Lighting | FRACTION | WntrDsn | 2014-01-01 | 2014-12-31 | Constant | 0 | [23 empty] | From eQ_Lib.dat in MASControl 2017
D17_Htl_GRmO_CFL_Yr | Lighting | FRACTION | Default¦Hol | 2014-01-01 | 2014-12-31 | Hourly | 0.0952 | 0.0694 | 0.0562 | 0.0487 | 0.0468 | 0.0669 | 0.0899 | 0.1124 | 0.1451 | 0.1492 | 0.1552 | 0.1341 | 0.123 | 0.1213 | 0.111 | 0.0972 | 0.1185 | 0.1415 | 0.1754 | 0.1889 | 0.1938 | 0.1912 | 0.1687 | 0.1177 | From eQ_Lib.dat in MASControl 2017
D17_Htl_GRmO_LF_Yr | Lighting | FRACTION | SmrDsn | 2014-01-01 | 2014-12-31 | Constant | 1 | [23 empty] | From eQ_Lib.dat in MASControl 2017
D17_Htl_GRmO_LF_Yr | Lighting | FRACTION | WntrDsn | 2014-01-01 | 2014-12-31 | Constant | 0 | [23 empty] | From eQ_Lib.dat in MASControl 2017
D17_Htl_GRmO_LF_Yr | Lighting | FRACTION | Default¦Hol | 2014-01-01 | 2014-12-31 | Hourly | 0.0952 | 0.0694 | 0.0562 | 0.0487 | 0.0468 | 0.0669 | 0.0899 | 0.1124 | 0.1451 | 0.1492 | 0.1552 | 0.1341 | 0.123 | 0.1213 | 0.111 | 0.0972 | 0.1185 | 0.1415 | 0.1754 | 0.1889 | 0.1938 | 0.1912 | 0.1687 | 0.1177 | From eQ_Lib.dat in MASControl 2017
D17_Htl_GRmU_CFL_Yr | Lighting | FRACTION | SmrDsn | 2014-01-01 | 2014-12-31 | Constant | 1 | [23 empty] | From eQ_Lib.dat in MASControl 2017
D17_Htl_GRmU_CFL_Yr | Lighting | FRACTION | WntrDsn | 2014-01-01 | 2014-12-31 | Constant | 0 | [23 empty] | From eQ_Lib.dat in MASControl 2017
D17_Htl_GRmU_CFL_Yr | Lighting | FRACTION | Default¦Hol | 2014-01-01 | 2014-12-31 | Constant | 0 | [23 empty] | From eQ_Lib.dat in MASControl 2017
D17_Htl_GRmU_LF_Yr | Lighting | FRACTION | SmrDsn | 2014-01-01 | 2014-12-31 | Constant | 1 | [23 empty] | From eQ_Lib.dat in MASControl 2017
D17_Htl_GRmU_LF_Yr | Lighting | FRACTION | WntrDsn | 2014-01-01 | 2014-12-31 | Constant | 0 | [23 empty] | From eQ_Lib.dat in MASControl 2017
D17_Htl_GRmU_LF_Yr | Lighting | FRACTION | Default¦Hol | 2014-01-01 | 2014-12-31 | Constant | 0 | [23 empty] | From eQ_Lib.dat in MASControl 2017
D17_Htl_HotLob_CFL_Yr | Lighting | FRACTION | SmrDsn | 2014-01-01 | 2014-12-31 | Constant | 1 | [23 empty] | From eQ_Lib.dat in MASControl 2017
D17_Htl_HotLob_CFL_Yr | Lighting | FRACTION | WntrDsn | 2014-01-01 | 2014-12-31 | Constant | 0 | [23 empty] | From eQ_Lib.dat in MASControl 2017
D17_Htl_HotLob_CFL_Yr | Lighting | FRACTION | Default¦Hol | 2014-01-01 | 2014-12-31 | Constant | 0.9 | [23 empty] | From eQ_Lib.dat in MASControl 2017
D17_Htl_HotLob_HB_Yr | Lighting | FRACTION | SmrDsn | 2014-01-01 | 2014-12-31 | Constant | 1 | [23 empty] | From eQ_Lib.dat in MASControl 2017
D17_Htl_HotLob_HB_Yr | Lighting | FRACTION | WntrDsn | 2014-01-01 | 2014-12-31 | Constant | 0 | [23 empty] | From eQ_Lib.dat in MASControl 2017
D17_Htl_HotLob_HB_Yr | Lighting | FRACTION | Default¦Hol | 2014-01-01 | 2014-12-31 | Constant | 0.9 | [23 empty] | From eQ_Lib.dat in MASControl 2017
D17_Htl_HotLob_LF_Yr | Lighting | FRACTION | SmrDsn | 2014-01-01 | 2014-12-31 | Constant | 1 | [23 empty] | From eQ_Lib.dat in MASControl 2017
D17_Htl_HotLob_LF_Yr | Lighting | FRACTION | WntrDsn | 2014-01-01 | 2014-12-31 | Constant | 0 | [23 empty] | From eQ_Lib.dat in MASControl 2017
D17_Htl_HotLob_LF_Yr | Lighting | FRACTION | Default¦Hol | 2014-01-01 | 2014-12-31 | Constant | 0.9 | [23 empty] | From eQ_Lib.dat in MASControl 2017
D17_Htl_Ktchn_CFL_Yr | Lighting | FRACTION | Default¦Wkdy | 2014-01-01 | 2014-12-31 | Hourly | 0.2 | 0.2 | 0.2 | 0.2 | 0.2 | 0.2274 | 0.3379 | 0.4642 | 0.6063 | 0.7642 | 0.88 | 0.88 | 0.88 | 0.88 | 0.88 | 0.88 | 0.88 | 0.78 | 0.6063 | 0.5432 | 0.4484 | 0.4326 | 0.3063 | 0.2747 | From eQ_Lib.dat in MASControl 2017
D17_Htl_Ktchn_CFL_Yr | Lighting | FRACTION | Wknd | 2014-01-01 | 2014-12-31 | Hourly | 0.2 | 0.2 | 0.2 | 0.2 | 0.2 | 0.2 | 0.2872 | 0.3946 | 0.5154 | 0.6496 | 0.748 | 0.748 | 0.748 | 0.748 | 0.748 | 0.748 | 0.748 | 0.663 | 0.5154 | 0.4617 | 0.3812 | 0.3677 | 0.2604 | 0.2335 | From eQ_Lib.dat in MASControl 2017
D17_Htl_Ktchn_CFL_Yr | Lighting | FRACTION | WntrDsn | 2014-01-01 | 2014-12-31 | Constant | 0 | [23 empty] | From eQ_Lib.dat in MASControl 2017
D17_Htl_Ktchn_CFL_Yr | Lighting | FRACTION | SmrDsn | 2014-01-01 | 2014-12-31 | Constant | 1 | [23 empty] | From eQ_Lib.dat in MASControl 2017
D17_Htl_Ktchn_CFL_Yr | Lighting | FRACTION | Hol | 2014-01-01 | 2014-12-31 | Hourly | 0.2 | 0.2 | 0.2 | 0.2 | 0.2 | 0.2 | 0.2872 | 0.3946 | 0.5154 | 0.6496 | 0.748 | 0.748 | 0.748 | 0.748 | 0.748 | 0.748 | 0.748 | 0.663 | 0.5154 | 0.4617 | 0.3812 | 0.3677 | 0.2604 | 0.2335 | From eQ_Lib.dat in MASControl 2017
D17_Htl_Ktchn_Elec_Yr | Equipment | FRACTION | Default¦Wkdy | 2014-01-01 | 2014-12-31 | Hourly | 0.1 | 0.1 | 0.1 | 0.1 | 0.1 | 0.1 | 0.25 | 0.35 | 0.35 | 0.25 | 0.35 | 0.35 | 0.35 | 0.25 | 0.25 | 0.25 | 0.35 | 0.35 | 0.35 | 0.25 | 0.25 | 0.25 | 0.25 | 0.25 | From eQ_Lib.dat in MASControl 2017
D17_Htl_Ktchn_Elec_Yr | Equipment | FRACTION | Wknd | 2014-01-01 | 2014-12-31 | Hourly | 0.1 | 0.1 | 0.1 | 0.1 | 0.1 | 0.1 | 0.25 | 0.35 | 0.35 | 0.25 | 0.35 | 0.35 | 0.35 | 0.25 | 0.25 | 0.25 | 0.35 | 0.35 | 0.35 | 0.25 | 0.25 | 0.25 | 0.25 | 0.25 | From eQ_Lib.dat in MASControl 2017
D17_Htl_Ktchn_Elec_Yr | Equipment | FRACTION | WntrDsn | 2014-01-01 | 2014-12-31 | Constant | 0 | [23 empty] | From eQ_Lib.dat in MASControl 2017
D17_Htl_Ktchn_Elec_Yr | Equipment | FRACTION | SmrDsn | 2014-01-01 | 2014-12-31 | Constant | 1 | [23 empty] | From eQ_Lib.dat in MASControl 2017
D17_Htl_Ktchn_Elec_Yr | Equipment | FRACTION | Hol | 2014-01-01 | 2014-12-31 | Hourly | 0.1 | 0.1 | 0.1 | 0.1 | 0.1 | 0.1 | 0.25 | 0.35 | 0.35 | 0.25 | 0.35 | 0.35 | 0.35 | 0.25 | 0.25 | 0.25 | 0.35 | 0.35 | 0.35 | 0.25 | 0.25 | 0.25 | 0.25 | 0.25 | From eQ_Lib.dat in MASControl 2017
D17_Htl_Ktchn_Gas_Yr | Equipment | FRACTION | Default¦Wkdy | 2014-01-01 | 2014-12-31 | Hourly | 0.02 | 0.02 | 0.02 | 0.02 | 0.02 | 0.05 | 0.1 | 0.15 | 0.2 | 0.15 | 0.25 | 0.25 | 0.25 | 0.2 | 0.15 | 0.2 | 0.3 | 0.3 | 0.3 | 0.2 | 0.2 | 0.15 | 0.1 | 0.05 | From eQ_Lib.dat in MASControl 2017
D17_Htl_Ktchn_Gas_Yr | Equipment | FRACTION | Wknd | 2014-01-01 | 2014-12-31 | Hourly | 0.02 | 0.02 | 0.02 | 0.02 | 0.02 | 0.05 | 0.1 | 0.15 | 0.2 | 0.15 | 0.25 | 0.25 | 0.25 | 0.2 | 0.15 | 0.2 | 0.3 | 0.3 | 0.3 | 0.2 | 0.2 | 0.15 | 0.1 | 0.05 | From eQ_Lib.dat in MASControl 2017
D17_Htl_Ktchn_Gas_Yr | Equipment | FRACTION | WntrDsn | 2014-01-01 | 2014-12-31 | Constant | 0 | [23 empty] | From eQ_Lib.dat in MASControl 2017
D17_Htl_Ktchn_Gas_Yr | Equipment | FRACTION | SmrDsn | 2014-01-01 | 2014-12-31 | Constant | 1 | [23 empty] | From eQ_Lib.dat in MASControl 2017
D17_Htl_Ktchn_Gas_Yr | Equipment | FRACTION | Hol | 2014-01-01 | 2014-12-31 | Hourly | 0.02 | 0.02 | 0.02 | 0.02 | 0.02 | 0.05 | 0.1 | 0.15 | 0.2 | 0.15 | 0.25 | 0.25 | 0.25 | 0.2 | 0.15 | 0.2 | 0.3 | 0.3 | 0.3 | 0.2 | 0.2 | 0.15 | 0.1 | 0.05 | From eQ_Lib.dat in MASControl 2017
D17_Htl_Ktchn_LF_Yr | Lighting | FRACTION | Default¦Wkdy | 2014-01-01 | 2014-12-31 | Hourly | 0.2 | 0.2 | 0.2 | 0.2 | 0.2 | 0.2274 | 0.3379 | 0.4642 | 0.6063 | 0.7642 | 0.88 | 0.88 | 0.88 | 0.88 | 0.88 | 0.88 | 0.88 | 0.78 | 0.6063 | 0.5432 | 0.4484 | 0.4326 | 0.3063 | 0.2747 | From eQ_Lib.dat in MASControl 2017
D17_Htl_Ktchn_LF_Yr | Lighting | FRACTION | Wknd | 2014-01-01 | 2014-12-31 | Hourly | 0.2 | 0.2 | 0.2 | 0.2 | 0.2 | 0.2 | 0.2872 | 0.3946 | 0.5154 | 0.6496 | 0.748 | 0.748 | 0.748 | 0.748 | 0.748 | 0.748 | 0.748 | 0.663 | 0.5154 | 0.4617 | 0.3812 | 0.3677 | 0.2604 | 0.2335 | From eQ_Lib.dat in MASControl 2017
D17_Htl_Ktchn_LF_Yr | Lighting | FRACTION | WntrDsn | 2014-01-01 | 2014-12-31 | Constant | 0 | [23 empty] | From eQ_Lib.dat in MASControl 2017
D17_Htl_Ktchn_LF_Yr | Lighting | FRACTION | SmrDsn | 2014-01-01 | 2014-12-31 | Constant | 1 | [23 empty] | From eQ_Lib.dat in MASControl 2017
D17_Htl_Ktchn_LF_Yr | Lighting | FRACTION | Hol | 2014-01-01 | 2014-12-31 | Hourly | 0.2 | 0.2 | 0.2 | 0.2 | 0.2 | 0.2 | 0.2872 | 0.3946 | 0.5154 | 0.6496 | 0.748 | 0.748 | 0.748 | 0.748 | 0.748 | 0.748 | 0.748 | 0.663 | 0.5154 | 0.4617 | 0.3812 | 0.3677 | 0.2604 | 0.2335 | From eQ_Lib.dat in MASControl 2017
D17_Htl_Laun_CFL_Yr | Lighting | FRACTION | SmrDsn | 2014-01-01 | 2014-12-31 | Constant | 1 | [23 empty] | From eQ_Lib.dat in MASControl 2017
D17_Htl_Laun_CFL_Yr | Lighting | FRACTION | WntrDsn | 2014-01-01 | 2014-12-31 | Constant | 0 | [23 empty] | From eQ_Lib.dat in MASControl 2017
D17_Htl_Laun_CFL_Yr | Lighting | FRACTION | Default¦Hol | 2014-01-01 | 2014-12-31 | Hourly | 0.15 | 0.15 | 0.15 | 0.15 | 0.21 | 0.33 | 0.53 | 0.73 | 0.8 | 0.83 | 0.83 | 0.83 | 0.83 | 0.83 | 0.83 | 0.8 | 0.73 | 0.53 | 0.33 | 0.21 | 0.15 | 0.15 | 0.15 | 0.15 | From eQ_Lib.dat in MASControl 2017
D17_Htl_Laun_HB_Yr | Lighting | FRACTION | SmrDsn | 2014-01-01 | 2014-12-31 | Constant | 1 | [23 empty] | From eQ_Lib.dat in MASControl 2017
D17_Htl_Laun_HB_Yr | Lighting | FRACTION | WntrDsn | 2014-01-01 | 2014-12-31 | Constant | 0 | [23 empty] | From eQ_Lib.dat in MASControl 2017
D17_Htl_Laun_HB_Yr | Lighting | FRACTION | Default¦Hol | 2014-01-01 | 2014-12-31 | Hourly | 0.15 | 0.15 | 0.15 | 0.15 | 0.21 | 0.33 | 0.53 | 0.73 | 0.8 | 0.83 | 0.83 | 0.83 | 0.83 | 0.83 | 0.83 | 0.8 | 0.73 | 0.53 | 0.33 | 0.21 | 0.15 | 0.15 | 0.15 | 0.15 | From eQ_Lib.dat in MASControl 2017
D17_Htl_Laun_LF_Yr | Lighting | FRACTION | SmrDsn | 2014-01-01 | 2014-12-31 | Constant | 1 | [23 empty] | From eQ_Lib.dat in MASControl 2017
D17_Htl_Laun_LF_Yr | Lighting | FRACTION | WntrDsn | 2014-01-01 | 2014-12-31 | Constant | 0 | [23 empty] | From eQ_Lib.dat in MASControl 2017
D17_Htl_Laun_LF_Yr | Lighting | FRACTION | Default¦Hol | 2014-01-01 | 2014-12-31 | Hourly | 0.15 | 0.15 | 0.15 | 0.15 | 0.21 | 0.33 | 0.53 | 0.73 | 0.8 | 0.83 | 0.83 | 0.83 | 0.83 | 0.83 | 0.83 | 0.8 | 0.73 | 0.53 | 0.33 | 0.21 | 0.15 | 0.15 | 0.15 | 0.15 | From eQ_Lib.dat in MASControl 2017
D17_Htl_OffGen_CFL_Yr | Lighting | FRACTION | Default¦Wkdy | 2014-01-01 | 2014-12-31 | Hourly | 0.16 | 0.16 | 0.16 | 0.16 | 0.16 | 0.18 | 0.28 | 0.45 | 0.7 | 0.73 | 0.73 | 0.73 | 0.73 | 0.73 | 0.73 | 0.73 | 0.67 | 0.57 | 0.43 | 0.3 | 0.2 | 0.16 | 0.16 | 0.16 | From eQ_Lib.dat in MASControl 2017
D17_Htl_OffGen_CFL_Yr | Lighting | FRACTION | Wknd | 2014-01-01 | 2014-12-31 | Hourly | 0.16 | 0.16 | 0.16 | 0.16 | 0.16 | 0.16 | 0.168 | 0.27 | 0.42 | 0.438 | 0.438 | 0.438 | 0.438 | 0.438 | 0.438 | 0.438 | 0.402 | 0.342 | 0.258 | 0.18 | 0.16 | 0.16 | 0.16 | 0.16 | From eQ_Lib.dat in MASControl 2017
D17_Htl_OffGen_CFL_Yr | Lighting | FRACTION | WntrDsn | 2014-01-01 | 2014-12-31 | Constant | 0 | [23 empty] | From eQ_Lib.dat in MASControl 2017
D17_Htl_OffGen_CFL_Yr | Lighting | FRACTION | SmrDsn | 2014-01-01 | 2014-12-31 | Constant | 1 | [23 empty] | From eQ_Lib.dat in MASControl 2017
D17_Htl_OffGen_CFL_Yr | Lighting | FRACTION | Hol | 2014-01-01 | 2014-12-31 | Hourly | 0.16 | 0.16 | 0.16 | 0.16 | 0.16 | 0.16 | 0.168 | 0.27 | 0.42 | 0.438 | 0.438 | 0.438 | 0.438 | 0.438 | 0.438 | 0.438 | 0.402 | 0.342 | 0.258 | 0.18 | 0.16 | 0.16 | 0.16 | 0.16 | From eQ_Lib.dat in MASControl 2017
D17_Htl_OffGen_HB_Yr | Lighting | FRACTION | Default¦Wkdy | 2014-01-01 | 2014-12-31 | Hourly | 0.16 | 0.16 | 0.16 | 0.16 | 0.16 | 0.18 | 0.28 | 0.45 | 0.7 | 0.73 | 0.73 | 0.73 | 0.73 | 0.73 | 0.73 | 0.73 | 0.67 | 0.57 | 0.43 | 0.3 | 0.2 | 0.16 | 0.16 | 0.16 | From eQ_Lib.dat in MASControl 2017
D17_Htl_OffGen_HB_Yr | Lighting | FRACTION | Wknd | 2014-01-01 | 2014-12-31 | Hourly | 0.16 | 0.16 | 0.16 | 0.16 | 0.16 | 0.16 | 0.168 | 0.27 | 0.42 | 0.438 | 0.438 | 0.438 | 0.438 | 0.438 | 0.438 | 0.438 | 0.402 | 0.342 | 0.258 | 0.18 | 0.16 | 0.16 | 0.16 | 0.16 | From eQ_Lib.dat in MASControl 2017
D17_Htl_OffGen_HB_Yr | Lighting | FRACTION | WntrDsn | 2014-01-01 | 2014-12-31 | Constant | 0 | [23 empty] | From eQ_Lib.dat in MASControl 2017
D17_Htl_OffGen_HB_Yr | Lighting | FRACTION | SmrDsn | 2014-01-01 | 2014-12-31 | Constant | 1 | [23 empty] | From eQ_Lib.dat in MASControl 2017
D17_Htl_OffGen_HB_Yr | Lighting | FRACTION | Hol | 2014-01-01 | 2014-12-31 | Hourly | 0.16 | 0.16 | 0.16 | 0.16 | 0.16 | 0.16 | 0.168 | 0.27 | 0.42 | 0.438 | 0.438 | 0.438 | 0.438 | 0.438 | 0.438 | 0.438 | 0.402 | 0.342 | 0.258 | 0.18 | 0.16 | 0.16 | 0.16 | 0.16 | From eQ_Lib.dat in MASControl 2017
D17_Htl_OffGen_LF_Yr | Lighting | FRACTION | Default¦Wkdy | 2014-01-01 | 2014-12-31 | Hourly | 0.16 | 0.16 | 0.16 | 0.16 | 0.16 | 0.18 | 0.28 | 0.45 | 0.7 | 0.73 | 0.73 | 0.73 | 0.73 | 0.73 | 0.73 | 0.73 | 0.67 | 0.57 | 0.43 | 0.3 | 0.2 | 0.16 | 0.16 | 0.16 | From eQ_Lib.dat in MASControl 2017
D17_Htl_OffGen_LF_Yr | Lighting | FRACTION | Wknd | 2014-01-01 | 2014-12-31 | Hourly | 0.16 | 0.16 | 0.16 | 0.16 | 0.16 | 0.16 | 0.168 | 0.27 | 0.42 | 0.438 | 0.438 | 0.438 | 0.438 | 0.438 | 0.438 | 0.438 | 0.402 | 0.342 | 0.258 | 0.18 | 0.16 | 0.16 | 0.16 | 0.16 | From eQ_Lib.dat in MASControl 2017
D17_Htl_OffGen_LF_Yr | Lighting | FRACTION | WntrDsn | 2014-01-01 | 2014-12-31 | Constant | 0 | [23 empty] | From eQ_Lib.dat in MASControl 2017
D17_Htl_OffGen_LF_Yr | Lighting | FRACTION | SmrDsn | 2014-01-01 | 2014-12-31 | Constant | 1 | [23 empty] | From eQ_Lib.dat in MASControl 2017
D17_Htl_OffGen_LF_Yr | Lighting | FRACTION | Hol | 2014-01-01 | 2014-12-31 | Hourly | 0.16 | 0.16 | 0.16 | 0.16 | 0.16 | 0.16 | 0.168 | 0.27 | 0.42 | 0.438 | 0.438 | 0.438 | 0.438 | 0.438 | 0.438 | 0.438 | 0.402 | 0.342 | 0.258 | 0.18 | 0.16 | 0.16 | 0.16 | 0.16 | From eQ_Lib.dat in MASControl 2017
D17_Htl_Restrm_CFL_Yr | Lighting | FRACTION | Default¦Wkdy | 2014-01-01 | 2014-12-31 | Hourly | 0.16 | 0.16 | 0.16 | 0.16 | 0.16 | 0.18 | 0.28 | 0.45 | 0.7 | 0.73 | 0.73 | 0.73 | 0.73 | 0.73 | 0.73 | 0.73 | 0.67 | 0.57 | 0.43 | 0.3 | 0.2 | 0.16 | 0.16 | 0.16 | From eQ_Lib.dat in MASControl 2017
D17_Htl_Restrm_CFL_Yr | Lighting | FRACTION | Wknd | 2014-01-01 | 2014-12-31 | Hourly | 0.16 | 0.16 | 0.16 | 0.16 | 0.16 | 0.16 | 0.168 | 0.27 | 0.42 | 0.438 | 0.438 | 0.438 | 0.438 | 0.438 | 0.438 | 0.438 | 0.402 | 0.342 | 0.258 | 0.18 | 0.16 | 0.16 | 0.16 | 0.16 | From eQ_Lib.dat in MASControl 2017
D17_Htl_Restrm_CFL_Yr | Lighting | FRACTION | WntrDsn | 2014-01-01 | 2014-12-31 | Constant | 0 | [23 empty] | From eQ_Lib.dat in MASControl 2017
D17_Htl_Restrm_CFL_Yr | Lighting | FRACTION | SmrDsn | 2014-01-01 | 2014-12-31 | Constant | 1 | [23 empty] | From eQ_Lib.dat in MASControl 2017
D17_Htl_Restrm_CFL_Yr | Lighting | FRACTION | Hol | 2014-01-01 | 2014-12-31 | Hourly | 0.16 | 0.16 | 0.16 | 0.16 | 0.16 | 0.16 | 0.168 | 0.27 | 0.42 | 0.438 | 0.438 | 0.438 | 0.438 | 0.438 | 0.438 | 0.438 | 0.402 | 0.342 | 0.258 | 0.18 | 0.16 | 0.16 | 0.16 | 0.16 | From eQ_Lib.dat in MASControl 2017
D17_Htl_Restrm_LF_Yr | Lighting | FRACTION | Default¦Wkdy | 2014-01-01 | 2014-12-31 | Hourly | 0.16 | 0.16 | 0.16 | 0.16 | 0.16 | 0.18 | 0.28 | 0.45 | 0.7 | 0.73 | 0.73 | 0.73 | 0.73 | 0.73 | 0.73 | 0.73 | 0.67 | 0.57 | 0.43 | 0.3 | 0.2 | 0.16 | 0.16 | 0.16 | From eQ_Lib.dat in MASControl 2017
D17_Htl_Restrm_LF_Yr | Lighting | FRACTION | Wknd | 2014-01-01 | 2014-12-31 | Hourly | 0.16 | 0.16 | 0.16 | 0.16 | 0.16 | 0.16 | 0.168 | 0.27 | 0.42 | 0.438 | 0.438 | 0.438 | 0.438 | 0.438 | 0.438 | 0.438 | 0.402 | 0.342 | 0.258 | 0.18 | 0.16 | 0.16 | 0.16 | 0.16 | From eQ_Lib.dat in MASControl 2017
D17_Htl_Restrm_LF_Yr | Lighting | FRACTION | WntrDsn | 2014-01-01 | 2014-12-31 | Constant | 0 | [23 empty] | From eQ_Lib.dat in MASControl 2017
D17_Htl_Restrm_LF_Yr | Lighting | FRACTION | SmrDsn | 2014-01-01 | 2014-12-31 | Constant | 1 | [23 empty] | From eQ_Lib.dat in MASControl 2017
D17_Htl_Restrm_LF_Yr | Lighting | FRACTION | Hol | 2014-01-01 | 2014-12-31 | Hourly | 0.16 | 0.16 | 0.16 | 0.16 | 0.16 | 0.16 | 0.168 | 0.27 | 0.42 | 0.438 | 0.438 | 0.438 | 0.438 | 0.438 | 0.438 | 0.438 | 0.402 | 0.342 | 0.258 | 0.18 | 0.16 | 0.16 | 0.16 | 0.16 | From eQ_Lib.dat in MASControl 2017
D17_Htl_Stock_CFL_Yr | Lighting | FRACTION | Default¦Wkdy | 2014-01-01 | 2014-12-31 | Hourly | 0.16 | 0.16 | 0.16 | 0.16 | 0.16 | 0.18 | 0.28 | 0.45 | 0.7 | 0.73 | 0.73 | 0.73 | 0.73 | 0.73 | 0.73 | 0.73 | 0.67 | 0.57 | 0.43 | 0.3 | 0.2 | 0.16 | 0.16 | 0.16 | From eQ_Lib.dat in MASControl 2017
D17_Htl_Stock_CFL_Yr | Lighting | FRACTION | Wknd | 2014-01-01 | 2014-12-31 | Hourly | 0.16 | 0.16 | 0.16 | 0.16 | 0.16 | 0.16 | 0.168 | 0.27 | 0.42 | 0.438 | 0.438 | 0.438 | 0.438 | 0.438 | 0.438 | 0.438 | 0.402 | 0.342 | 0.258 | 0.18 | 0.16 | 0.16 | 0.16 | 0.16 | From eQ_Lib.dat in MASControl 2017
D17_Htl_Stock_CFL_Yr | Lighting | FRACTION | WntrDsn | 2014-01-01 | 2014-12-31 | Constant | 0 | [23 empty] | From eQ_Lib.dat in MASControl 2017
D17_Htl_Stock_CFL_Yr | Lighting | FRACTION | SmrDsn | 2014-01-01 | 2014-12-31 | Constant | 1 | [23 empty] | From eQ_Lib.dat in MASControl 2017
D17_Htl_Stock_CFL_Yr | Lighting | FRACTION | Hol | 2014-01-01 | 2014-12-31 | Hourly | 0.16 | 0.16 | 0.16 | 0.16 | 0.16 | 0.16 | 0.168 | 0.27 | 0.42 | 0.438 | 0.438 | 0.438 | 0.438 | 0.438 | 0.438 | 0.438 | 0.402 | 0.342 | 0.258 | 0.18 | 0.16 | 0.16 | 0.16 | 0.16 | From eQ_Lib.dat in MASControl 2017
D17_Htl_Stock_LF_Yr | Lighting | FRACTION | Default¦Wkdy | 2014-01-01 | 2014-12-31 | Hourly | 0.16 | 0.16 | 0.16 | 0.16 | 0.16 | 0.18 | 0.28 | 0.45 | 0.7 | 0.73 | 0.73 | 0.73 | 0.73 | 0.73 | 0.73 | 0.73 | 0.67 | 0.57 | 0.43 | 0.3 | 0.2 | 0.16 | 0.16 | 0.16 | From eQ_Lib.dat in MASControl 2017
D17_Htl_Stock_LF_Yr | Lighting | FRACTION | Wknd | 2014-01-01 | 2014-12-31 | Hourly | 0.16 | 0.16 | 0.16 | 0.16 | 0.16 | 0.16 | 0.168 | 0.27 | 0.42 | 0.438 | 0.438 | 0.438 | 0.438 | 0.438 | 0.438 | 0.438 | 0.402 | 0.342 | 0.258 | 0.18 | 0.16 | 0.16 | 0.16 | 0.16 | From eQ_Lib.dat in MASControl 2017
D17_Htl_Stock_LF_Yr | Lighting | FRACTION | WntrDsn | 2014-01-01 | 2014-12-31 | Constant | 0 | [23 empty] | From eQ_Lib.dat in MASControl 2017
D17_Htl_Stock_LF_Yr | Lighting | FRACTION | SmrDsn | 2014-01-01 | 2014-12-31 | Constant | 1 | [23 empty] | From eQ_Lib.dat in MASControl 2017
D17_Htl_Stock_LF_Yr | Lighting | FRACTION | Hol | 2014-01-01 | 2014-12-31 | Hourly | 0.16 | 0.16 | 0.16 | 0.16 | 0.16 | 0.16 | 0.168 | 0.27 | 0.42 | 0.438 | 0.438 | 0.438 | 0.438 | 0.438 | 0.438 | 0.438 | 0.402 | 0.342 | 0.258 | 0.18 | 0.16 | 0.16 | 0.16 | 0.16 | From eQ_Lib.dat in MASControl 2017
D17_MBT_Break_CFL_Yr | Lighting | FRACTION | Default¦Wkdy | 2014-01-01 | 2014-12-31 | Hourly | 0.15 | 0.15 | 0.15 | 0.15 | 0.15 | 0.15 | 0.2842 | 0.8211 | 0.9 | 0.9 | 0.9 | 0.9 | 0.9 | 0.9 | 0.9 | 0.9 | 0.7763 | 0.5974 | 0.2395 | 0.15 | 0.15 | 0.15 | 0.15 | 0.15 | From eQ_Lib.dat in MASControl 2017
D17_MBT_Break_CFL_Yr | Lighting | FRACTION | Wknd | 2014-01-01 | 2014-12-31 | Constant | 0.05 | [23 empty] | From eQ_Lib.dat in MASControl 2017
D17_MBT_Break_CFL_Yr | Lighting | FRACTION | WntrDsn | 2014-01-01 | 2014-12-31 | Constant | 0 | [23 empty] | From eQ_Lib.dat in MASControl 2017
D17_MBT_Break_CFL_Yr | Lighting | FRACTION | SmrDsn | 2014-01-01 | 2014-12-31 | Constant | 1 | [23 empty] | From eQ_Lib.dat in MASControl 2017
D17_MBT_Break_CFL_Yr | Lighting | FRACTION | Hol | 2014-01-01 | 2014-12-31 | Constant | 0.05 | [23 empty] | From eQ_Lib.dat in MASControl 2017
D17_MBT_Break_LF_Yr | Lighting | FRACTION | Default¦Wkdy | 2014-01-01 | 2014-12-31 | Hourly | 0.15 | 0.15 | 0.15 | 0.15 | 0.15 | 0.15 | 0.2842 | 0.8211 | 0.9 | 0.9 | 0.9 | 0.9 | 0.9 | 0.9 | 0.9 | 0.9 | 0.7763 | 0.5974 | 0.2395 | 0.15 | 0.15 | 0.15 | 0.15 | 0.15 | From eQ_Lib.dat in MASControl 2017
D17_MBT_Break_LF_Yr | Lighting | FRACTION | Wknd | 2014-01-01 | 2014-12-31 | Constant | 0.05 | [23 empty] | From eQ_Lib.dat in MASControl 2017
D17_MBT_Break_LF_Yr | Lighting | FRACTION | WntrDsn | 2014-01-01 | 2014-12-31 | Constant | 0 | [23 empty] | From eQ_Lib.dat in MASControl 2017
D17_MBT_Break_LF_Yr | Lighting | FRACTION | SmrDsn | 2014-01-01 | 2014-12-31 | Constant | 1 | [23 empty] | From eQ_Lib.dat in MASControl 2017
D17_MBT_Break_LF_Yr | Lighting | FRACTION | Hol | 2014-01-01 | 2014-12-31 | Constant | 0.05 | [23 empty] | From eQ_Lib.dat in MASControl 2017
D17_MBT_CompDC_CFL_Yr | Lighting | FRACTION | Default¦Wkdy | 2014-01-01 | 2014-12-31 | Hourly | 0.15 | 0.15 | 0.15 | 0.15 | 0.15 | 0.15 | 0.2842 | 0.8211 | 0.9 | 0.9 | 0.9 | 0.9 | 0.9 | 0.9 | 0.9 | 0.9 | 0.7763 | 0.5974 | 0.2395 | 0.15 | 0.15 | 0.15 | 0.15 | 0.15 | From eQ_Lib.dat in MASControl 2017
D17_MBT_CompDC_CFL_Yr | Lighting | FRACTION | Wknd | 2014-01-01 | 2014-12-31 | Constant | 0.05 | [23 empty] | From eQ_Lib.dat in MASControl 2017
D17_MBT_CompDC_CFL_Yr | Lighting | FRACTION | WntrDsn | 2014-01-01 | 2014-12-31 | Constant | 0 | [23 empty] | From eQ_Lib.dat in MASControl 2017
D17_MBT_CompDC_CFL_Yr | Lighting | FRACTION | SmrDsn | 2014-01-01 | 2014-12-31 | Constant | 1 | [23 empty] | From eQ_Lib.dat in MASControl 2017
D17_MBT_CompDC_CFL_Yr | Lighting | FRACTION | Hol | 2014-01-01 | 2014-12-31 | Constant | 0.05 | [23 empty] | From eQ_Lib.dat in MASControl 2017
D17_MBT_CompDC_LF_Yr | Lighting | FRACTION | Default¦Wkdy | 2014-01-01 | 2014-12-31 | Hourly | 0.15 | 0.15 | 0.15 | 0.15 | 0.15 | 0.15 | 0.2842 | 0.8211 | 0.9 | 0.9 | 0.9 | 0.9 | 0.9 | 0.9 | 0.9 | 0.9 | 0.7763 | 0.5974 | 0.2395 | 0.15 | 0.15 | 0.15 | 0.15 | 0.15 | From eQ_Lib.dat in MASControl 2017
D17_MBT_CompDC_LF_Yr | Lighting | FRACTION | Wknd | 2014-01-01 | 2014-12-31 | Constant | 0.05 | [23 empty] | From eQ_Lib.dat in MASControl 2017
D17_MBT_CompDC_LF_Yr | Lighting | FRACTION | WntrDsn | 2014-01-01 | 2014-12-31 | Constant | 0 | [23 empty] | From eQ_Lib.dat in MASControl 2017
D17_MBT_CompDC_LF_Yr | Lighting | FRACTION | SmrDsn | 2014-01-01 | 2014-12-31 | Constant | 1 | [23 empty] | From eQ_Lib.dat in MASControl 2017
D17_MBT_CompDC_LF_Yr | Lighting | FRACTION | Hol | 2014-01-01 | 2014-12-31 | Constant | 0.05 | [23 empty] | From eQ_Lib.dat in MASControl 2017
D17_MBT_Conf_CFL_Yr | Lighting | FRACTION | Default¦Wkdy | 2014-01-01 | 2014-12-31 | Hourly | 0.15 | 0.15 | 0.15 | 0.15 | 0.15 | 0.15 | 0.15 | 0.9 | 0.9 | 0.9 | 0.9 | 0.9 | 0.9 | 0.9 | 0.9 | 0.9 | 0.525 | 0.15 | 0.9 | 0.9 | 0.9 | 0.525 | 0.525 | 0.525 | From eQ_Lib.dat in MASControl 2017
D17_MBT_Conf_CFL_Yr | Lighting | FRACTION | Wknd | 2014-01-01 | 2014-12-31 | Constant | 0 | [23 empty] | From eQ_Lib.dat in MASControl 2017
D17_MBT_Conf_CFL_Yr | Lighting | FRACTION | WntrDsn | 2014-01-01 | 2014-12-31 | Constant | 0 | [23 empty] | From eQ_Lib.dat in MASControl 2017
D17_MBT_Conf_CFL_Yr | Lighting | FRACTION | SmrDsn | 2014-01-01 | 2014-12-31 | Constant | 1 | [23 empty] | From eQ_Lib.dat in MASControl 2017
D17_MBT_Conf_CFL_Yr | Lighting | FRACTION | Hol | 2014-01-01 | 2014-12-31 | Constant | 0 | [23 empty] | From eQ_Lib.dat in MASControl 2017
D17_MBT_Conf_LF_Yr | Lighting | FRACTION | Default¦Wkdy | 2014-01-01 | 2014-12-31 | Hourly | 0.15 | 0.15 | 0.15 | 0.15 | 0.15 | 0.15 | 0.15 | 0.9 | 0.9 | 0.9 | 0.9 | 0.9 | 0.9 | 0.9 | 0.9 | 0.9 | 0.525 | 0.15 | 0.9 | 0.9 | 0.9 | 0.525 | 0.525 | 0.525 | From eQ_Lib.dat in MASControl 2017
D17_MBT_Conf_LF_Yr | Lighting | FRACTION | Wknd | 2014-01-01 | 2014-12-31 | Constant | 0 | [23 empty] | From eQ_Lib.dat in MASControl 2017
D17_MBT_Conf_LF_Yr | Lighting | FRACTION | WntrDsn | 2014-01-01 | 2014-12-31 | Constant | 0 | [23 empty] | From eQ_Lib.dat in MASControl 2017
D17_MBT_Conf_LF_Yr | Lighting | FRACTION | SmrDsn | 2014-01-01 | 2014-12-31 | Constant | 1 | [23 empty] | From eQ_Lib.dat in MASControl 2017
D17_MBT_Conf_LF_Yr | Lighting | FRACTION | Hol | 2014-01-01 | 2014-12-31 | Constant | 0 | [23 empty] | From eQ_Lib.dat in MASControl 2017
D17_MBT_Cordr_CFL_Yr | Lighting | FRACTION | Default¦Wkdy | 2014-01-01 | 2014-12-31 | Constant | 0.8 | [23 empty] | From eQ_Lib.dat in MASControl 2017
D17_MBT_Cordr_CFL_Yr | Lighting | FRACTION | Wknd | 2014-01-01 | 2014-12-31 | Constant | 1 | [23 empty] | From eQ_Lib.dat in MASControl 2017
D17_MBT_Cordr_CFL_Yr | Lighting | FRACTION | WntrDsn | 2014-01-01 | 2014-12-31 | Constant | 0 | [23 empty] | From eQ_Lib.dat in MASControl 2017
D17_MBT_Cordr_CFL_Yr | Lighting | FRACTION | SmrDsn | 2014-01-01 | 2014-12-31 | Constant | 1 | [23 empty] | From eQ_Lib.dat in MASControl 2017
D17_MBT_Cordr_CFL_Yr | Lighting | FRACTION | Hol | 2014-01-01 | 2014-12-31 | Constant | 1 | [23 empty] | From eQ_Lib.dat in MASControl 2017
D17_MBT_Cordr_LF_Yr | Lighting | FRACTION | Default¦Wkdy | 2014-01-01 | 2014-12-31 | Constant | 0.8 | [23 empty] | From eQ_Lib.dat in MASControl 2017
D17_MBT_Cordr_LF_Yr | Lighting | FRACTION | Wknd | 2014-01-01 | 2014-12-31 | Constant | 1 | [23 empty] | From eQ_Lib.dat in MASControl 2017
D17_MBT_Cordr_LF_Yr | Lighting | FRACTION | WntrDsn | 2014-01-01 | 2014-12-31 | Constant | 0 | [23 empty] | From eQ_Lib.dat in MASControl 2017
D17_MBT_Cordr_LF_Yr | Lighting | FRACTION | SmrDsn | 2014-01-01 | 2014-12-31 | Constant | 1 | [23 empty] | From eQ_Lib.dat in MASControl 2017
D17_MBT_Cordr_LF_Yr | Lighting | FRACTION | Hol | 2014-01-01 | 2014-12-31 | Constant | 1 | [23 empty] | From eQ_Lib.dat in MASControl 2017
D17_MBT_Lab_CFL_Yr | Lighting | FRACTION | Default¦Wkdy | 2014-01-01 | 2014-12-31 | Hourly | 0.15 | 0.15 | 0.15 | 0.15 | 0.15 | 0.15 | 0.2842 | 0.8211 | 0.9 | 0.9 | 0.9 | 0.9 | 0.9 | 0.9 | 0.9 | 0.9 | 0.7763 | 0.5974 | 0.2395 | 0.15 | 0.15 | 0.15 | 0.15 | 0.15 | From eQ_Lib.dat in MASControl 2017
D17_MBT_Lab_CFL_Yr | Lighting | FRACTION | Wknd | 2014-01-01 | 2014-12-31 | Constant | 0.05 | [23 empty] | From eQ_Lib.dat in MASControl 2017
D17_MBT_Lab_CFL_Yr | Lighting | FRACTION | WntrDsn | 2014-01-01 | 2014-12-31 | Constant | 0 | [23 empty] | From eQ_Lib.dat in MASControl 2017
D17_MBT_Lab_CFL_Yr | Lighting | FRACTION | SmrDsn | 2014-01-01 | 2014-12-31 | Constant | 1 | [23 empty] | From eQ_Lib.dat in MASControl 2017
D17_MBT_Lab_CFL_Yr | Lighting | FRACTION | Hol | 2014-01-01 | 2014-12-31 | Constant | 0.05 | [23 empty] | From eQ_Lib.dat in MASControl 2017
D17_MBT_Lab_LF_Yr | Lighting | FRACTION | Default¦Wkdy | 2014-01-01 | 2014-12-31 | Hourly | 0.15 | 0.15 | 0.15 | 0.15 | 0.15 | 0.15 | 0.2842 | 0.8211 | 0.9 | 0.9 | 0.9 | 0.9 | 0.9 | 0.9 | 0.9 | 0.9 | 0.7763 | 0.5974 | 0.2395 | 0.15 | 0.15 | 0.15 | 0.15 | 0.15 | From eQ_Lib.dat in MASControl 2017
D17_MBT_Lab_LF_Yr | Lighting | FRACTION | Wknd | 2014-01-01 | 2014-12-31 | Constant | 0.05 | [23 empty] | From eQ_Lib.dat in MASControl 2017
D17_MBT_Lab_LF_Yr | Lighting | FRACTION | WntrDsn | 2014-01-01 | 2014-12-31 | Constant | 0 | [23 empty] | From eQ_Lib.dat in MASControl 2017
D17_MBT_Lab_LF_Yr | Lighting | FRACTION | SmrDsn | 2014-01-01 | 2014-12-31 | Constant | 1 | [23 empty] | From eQ_Lib.dat in MASControl 2017
D17_MBT_Lab_LF_Yr | Lighting | FRACTION | Hol | 2014-01-01 | 2014-12-31 | Constant | 0.05 | [23 empty] | From eQ_Lib.dat in MASControl 2017
D17_MBT_LobWt_CFL_Yr | Lighting | FRACTION | Default¦Wkdy | 2014-01-01 | 2014-12-31 | Hourly | 0.16 | 0.16 | 0.16 | 0.16 | 0.16 | 0.16 | 0.2926 | 0.8232 | 0.9 | 0.9 | 0.9 | 0.9 | 0.9 | 0.9 | 0.9 | 0.9 | 0.7789 | 0.6021 | 0.2484 | 0.16 | 0.16 | 0.16 | 0.16 | 0.16 | From eQ_Lib.dat in MASControl 2017
D17_MBT_LobWt_CFL_Yr | Lighting | FRACTION | Wknd | 2014-01-01 | 2014-12-31 | Constant | 0.05 | [23 empty] | From eQ_Lib.dat in MASControl 2017
D17_MBT_LobWt_CFL_Yr | Lighting | FRACTION | WntrDsn | 2014-01-01 | 2014-12-31 | Constant | 0 | [23 empty] | From eQ_Lib.dat in MASControl 2017
D17_MBT_LobWt_CFL_Yr | Lighting | FRACTION | SmrDsn | 2014-01-01 | 2014-12-31 | Constant | 1 | [23 empty] | From eQ_Lib.dat in MASControl 2017
D17_MBT_LobWt_CFL_Yr | Lighting | FRACTION | Hol | 2014-01-01 | 2014-12-31 | Constant | 0.05 | [23 empty] | From eQ_Lib.dat in MASControl 2017
D17_MBT_LobWt_LF_Yr | Lighting | FRACTION | Default¦Wkdy | 2014-01-01 | 2014-12-31 | Hourly | 0.16 | 0.16 | 0.16 | 0.16 | 0.16 | 0.16 | 0.2926 | 0.8232 | 0.9 | 0.9 | 0.9 | 0.9 | 0.9 | 0.9 | 0.9 | 0.9 | 0.7789 | 0.6021 | 0.2484 | 0.16 | 0.16 | 0.16 | 0.16 | 0.16 | From eQ_Lib.dat in MASControl 2017
D17_MBT_LobWt_LF_Yr | Lighting | FRACTION | Wknd | 2014-01-01 | 2014-12-31 | Constant | 0.05 | [23 empty] | From eQ_Lib.dat in MASControl 2017
D17_MBT_LobWt_LF_Yr | Lighting | FRACTION | WntrDsn | 2014-01-01 | 2014-12-31 | Constant | 0 | [23 empty] | From eQ_Lib.dat in MASControl 2017
D17_MBT_LobWt_LF_Yr | Lighting | FRACTION | SmrDsn | 2014-01-01 | 2014-12-31 | Constant | 1 | [23 empty] | From eQ_Lib.dat in MASControl 2017
D17_MBT_LobWt_LF_Yr | Lighting | FRACTION | Hol | 2014-01-01 | 2014-12-31 | Constant | 0.05 | [23 empty] | From eQ_Lib.dat in MASControl 2017
D17_MBT_Mech_CFL_Yr | Lighting | FRACTION | Default¦Wkdy | 2014-01-01 | 2014-12-31 | Hourly | 0.16 | 0.16 | 0.16 | 0.16 | 0.16 | 0.16 | 0.2926 | 0.8232 | 0.9 | 0.9 | 0.9 | 0.9 | 0.9 | 0.9 | 0.9 | 0.9 | 0.7789 | 0.6021 | 0.2484 | 0.16 | 0.16 | 0.16 | 0.16 | 0.16 | From eQ_Lib.dat in MASControl 2017
D17_MBT_Mech_CFL_Yr | Lighting | FRACTION | Wknd | 2014-01-01 | 2014-12-31 | Constant | 0.05 | [23 empty] | From eQ_Lib.dat in MASControl 2017
D17_MBT_Mech_CFL_Yr | Lighting | FRACTION | WntrDsn | 2014-01-01 | 2014-12-31 | Constant | 0 | [23 empty] | From eQ_Lib.dat in MASControl 2017
D17_MBT_Mech_CFL_Yr | Lighting | FRACTION | SmrDsn | 2014-01-01 | 2014-12-31 | Constant | 1 | [23 empty] | From eQ_Lib.dat in MASControl 2017
D17_MBT_Mech_CFL_Yr | Lighting | FRACTION | Hol | 2014-01-01 | 2014-12-31 | Constant | 0.05 | [23 empty] | From eQ_Lib.dat in MASControl 2017
D17_MBT_Mech_LF_Yr | Lighting | FRACTION | Default¦Wkdy | 2014-01-01 | 2014-12-31 | Hourly | 0.16 | 0.16 | 0.16 | 0.16 | 0.16 | 0.16 | 0.2926 | 0.8232 | 0.9 | 0.9 | 0.9 | 0.9 | 0.9 | 0.9 | 0.9 | 0.9 | 0.7789 | 0.6021 | 0.2484 | 0.16 | 0.16 | 0.16 | 0.16 | 0.16 | From eQ_Lib.dat in MASControl 2017
D17_MBT_Mech_LF_Yr | Lighting | FRACTION | Wknd | 2014-01-01 | 2014-12-31 | Constant | 0.05 | [23 empty] | From eQ_Lib.dat in MASControl 2017
D17_MBT_Mech_LF_Yr | Lighting | FRACTION | WntrDsn | 2014-01-01 | 2014-12-31 | Constant | 0 | [23 empty] | From eQ_Lib.dat in MASControl 2017
D17_MBT_Mech_LF_Yr | Lighting | FRACTION | SmrDsn | 2014-01-01 | 2014-12-31 | Constant | 1 | [23 empty] | From eQ_Lib.dat in MASControl 2017
D17_MBT_Mech_LF_Yr | Lighting | FRACTION | Hol | 2014-01-01 | 2014-12-31 | Constant | 0.05 | [23 empty] | From eQ_Lib.dat in MASControl 2017
D17_MBT_OffOpn_CFL_Yr | Lighting | FRACTION | Default¦Wkdy | 2014-01-01 | 2014-12-31 | Hourly | 0.16 | 0.16 | 0.16 | 0.16 | 0.16 | 0.16 | 0.2926 | 0.8232 | 0.9 | 0.9 | 0.9 | 0.9 | 0.9 | 0.9 | 0.9 | 0.9 | 0.7789 | 0.6021 | 0.2484 | 0.16 | 0.16 | 0.16 | 0.16 | 0.16 | From eQ_Lib.dat in MASControl 2017
D17_MBT_OffOpn_CFL_Yr | Lighting | FRACTION | Wknd | 2014-01-01 | 2014-12-31 | Constant | 0.05 | [23 empty] | From eQ_Lib.dat in MASControl 2017
D17_MBT_OffOpn_CFL_Yr | Lighting | FRACTION | WntrDsn | 2014-01-01 | 2014-12-31 | Constant | 0 | [23 empty] | From eQ_Lib.dat in MASControl 2017
D17_MBT_OffOpn_CFL_Yr | Lighting | FRACTION | SmrDsn | 2014-01-01 | 2014-12-31 | Constant | 1 | [23 empty] | From eQ_Lib.dat in MASControl 2017
D17_MBT_OffOpn_CFL_Yr | Lighting | FRACTION | Hol | 2014-01-01 | 2014-12-31 | Constant | 0.05 | [23 empty] | From eQ_Lib.dat in MASControl 2017
D17_MBT_OffOpn_LF_Yr | Lighting | FRACTION | Default¦Wkdy | 2014-01-01 | 2014-12-31 | Hourly | 0.16 | 0.16 | 0.16 | 0.16 | 0.16 | 0.16 | 0.2926 | 0.8232 | 0.9 | 0.9 | 0.9 | 0.9 | 0.9 | 0.9 | 0.9 | 0.9 | 0.7789 | 0.6021 | 0.2484 | 0.16 | 0.16 | 0.16 | 0.16 | 0.16 | From eQ_Lib.dat in MASControl 2017
D17_MBT_OffOpn_LF_Yr | Lighting | FRACTION | Wknd | 2014-01-01 | 2014-12-31 | Constant | 0.05 | [23 empty] | From eQ_Lib.dat in MASControl 2017
D17_MBT_OffOpn_LF_Yr | Lighting | FRACTION | WntrDsn | 2014-01-01 | 2014-12-31 | Constant | 0 | [23 empty] | From eQ_Lib.dat in MASControl 2017
D17_MBT_OffOpn_LF_Yr | Lighting | FRACTION | SmrDsn | 2014-01-01 | 2014-12-31 | Constant | 1 | [23 empty] | From eQ_Lib.dat in MASControl 2017
D17_MBT_OffOpn_LF_Yr | Lighting | FRACTION | Hol | 2014-01-01 | 2014-12-31 | Constant | 0.05 | [23 empty] | From eQ_Lib.dat in MASControl 2017
D17_MBT_OffSm_CFL_Yr | Lighting | FRACTION | Default¦Wkdy | 2014-01-01 | 2014-12-31 | Hourly | 0.16 | 0.16 | 0.16 | 0.16 | 0.16 | 0.16 | 0.2926 | 0.8232 | 0.9 | 0.9 | 0.9 | 0.9 | 0.9 | 0.9 | 0.9 | 0.9 | 0.7789 | 0.6021 | 0.2484 | 0.16 | 0.16 | 0.16 | 0.16 | 0.16 | From eQ_Lib.dat in MASControl 2017
D17_MBT_OffSm_CFL_Yr | Lighting | FRACTION | Wknd | 2014-01-01 | 2014-12-31 | Constant | 0.05 | [23 empty] | From eQ_Lib.dat in MASControl 2017
D17_MBT_OffSm_CFL_Yr | Lighting | FRACTION | WntrDsn | 2014-01-01 | 2014-12-31 | Constant | 0 | [23 empty] | From eQ_Lib.dat in MASControl 2017
D17_MBT_OffSm_CFL_Yr | Lighting | FRACTION | SmrDsn | 2014-01-01 | 2014-12-31 | Constant | 1 | [23 empty] | From eQ_Lib.dat in MASControl 2017
D17_MBT_OffSm_CFL_Yr | Lighting | FRACTION | Hol | 2014-01-01 | 2014-12-31 | Constant | 0.05 | [23 empty] | From eQ_Lib.dat in MASControl 2017
D17_MBT_OffSm_LF_Yr | Lighting | FRACTION | Default¦Wkdy | 2014-01-01 | 2014-12-31 | Hourly | 0.16 | 0.16 | 0.16 | 0.16 | 0.16 | 0.16 | 0.2926 | 0.8232 | 0.9 | 0.9 | 0.9 | 0.9 | 0.9 | 0.9 | 0.9 | 0.9 | 0.7789 | 0.6021 | 0.2484 | 0.16 | 0.16 | 0.16 | 0.16 | 0.16 | From eQ_Lib.dat in MASControl 2017
D17_MBT_OffSm_LF_Yr | Lighting | FRACTION | Wknd | 2014-01-01 | 2014-12-31 | Constant | 0.05 | [23 empty] | From eQ_Lib.dat in MASControl 2017
D17_MBT_OffSm_LF_Yr | Lighting | FRACTION | WntrDsn | 2014-01-01 | 2014-12-31 | Constant | 0 | [23 empty] | From eQ_Lib.dat in MASControl 2017
D17_MBT_OffSm_LF_Yr | Lighting | FRACTION | SmrDsn | 2014-01-01 | 2014-12-31 | Constant | 1 | [23 empty] | From eQ_Lib.dat in MASControl 2017
D17_MBT_OffSm_LF_Yr | Lighting | FRACTION | Hol | 2014-01-01 | 2014-12-31 | Constant | 0.05 | [23 empty] | From eQ_Lib.dat in MASControl 2017
D17_MBT_Restrm_CFL_Yr | Lighting | FRACTION | Default¦Wkdy | 2014-01-01 | 2014-12-31 | Hourly | 0.16 | 0.16 | 0.16 | 0.16 | 0.16 | 0.16 | 0.2926 | 0.8232 | 0.9 | 0.9 | 0.9 | 0.9 | 0.9 | 0.9 | 0.9 | 0.9 | 0.7789 | 0.6021 | 0.2484 | 0.16 | 0.16 | 0.16 | 0.16 | 0.16 | From eQ_Lib.dat in MASControl 2017
D17_MBT_Restrm_CFL_Yr | Lighting | FRACTION | Wknd | 2014-01-01 | 2014-12-31 | Constant | 0.05 | [23 empty] | From eQ_Lib.dat in MASControl 2017
D17_MBT_Restrm_CFL_Yr | Lighting | FRACTION | WntrDsn | 2014-01-01 | 2014-12-31 | Constant | 0 | [23 empty] | From eQ_Lib.dat in MASControl 2017
D17_MBT_Restrm_CFL_Yr | Lighting | FRACTION | SmrDsn | 2014-01-01 | 2014-12-31 | Constant | 1 | [23 empty] | From eQ_Lib.dat in MASControl 2017
D17_MBT_Restrm_CFL_Yr | Lighting | FRACTION | Hol | 2014-01-01 | 2014-12-31 | Constant | 0.05 | [23 empty] | From eQ_Lib.dat in MASControl 2017
D17_MBT_Restrm_LF_Yr | Lighting | FRACTION | Default¦Wkdy | 2014-01-01 | 2014-12-31 | Hourly | 0.16 | 0.16 | 0.16 | 0.16 | 0.16 | 0.16 | 0.2926 | 0.8232 | 0.9 | 0.9 | 0.9 | 0.9 | 0.9 | 0.9 | 0.9 | 0.9 | 0.7789 | 0.6021 | 0.2484 | 0.16 | 0.16 | 0.16 | 0.16 | 0.16 | From eQ_Lib.dat in MASControl 2017
D17_MBT_Restrm_LF_Yr | Lighting | FRACTION | Wknd | 2014-01-01 | 2014-12-31 | Constant | 0.05 | [23 empty] | From eQ_Lib.dat in MASControl 2017
D17_MBT_Restrm_LF_Yr | Lighting | FRACTION | WntrDsn | 2014-01-01 | 2014-12-31 | Constant | 0 | [23 empty] | From eQ_Lib.dat in MASControl 2017
D17_MBT_Restrm_LF_Yr | Lighting | FRACTION | SmrDsn | 2014-01-01 | 2014-12-31 | Constant | 1 | [23 empty] | From eQ_Lib.dat in MASControl 2017
D17_MBT_Restrm_LF_Yr | Lighting | FRACTION | Hol | 2014-01-01 | 2014-12-31 | Constant | 0.05 | [23 empty] | From eQ_Lib.dat in MASControl 2017
D17_MBT_StCond_CFL_Yr | Lighting | FRACTION | Default¦Wkdy | 2014-01-01 | 2014-12-31 | Hourly | 0.16 | 0.16 | 0.16 | 0.16 | 0.16 | 0.16 | 0.2926 | 0.8232 | 0.9 | 0.9 | 0.9 | 0.9 | 0.9 | 0.9 | 0.9 | 0.9 | 0.7789 | 0.6021 | 0.2484 | 0.16 | 0.16 | 0.16 | 0.16 | 0.16 | From eQ_Lib.dat in MASControl 2017
D17_MBT_StCond_CFL_Yr | Lighting | FRACTION | Wknd | 2014-01-01 | 2014-12-31 | Constant | 0.05 | [23 empty] | From eQ_Lib.dat in MASControl 2017
D17_MBT_StCond_CFL_Yr | Lighting | FRACTION | WntrDsn | 2014-01-01 | 2014-12-31 | Constant | 0 | [23 empty] | From eQ_Lib.dat in MASControl 2017
D17_MBT_StCond_CFL_Yr | Lighting | FRACTION | SmrDsn | 2014-01-01 | 2014-12-31 | Constant | 1 | [23 empty] | From eQ_Lib.dat in MASControl 2017
D17_MBT_StCond_CFL_Yr | Lighting | FRACTION | Hol | 2014-01-01 | 2014-12-31 | Constant | 0.05 | [23 empty] | From eQ_Lib.dat in MASControl 2017
D17_MBT_StCond_LF_Yr | Lighting | FRACTION | Default¦Wkdy | 2014-01-01 | 2014-12-31 | Hourly | 0.16 | 0.16 | 0.16 | 0.16 | 0.16 | 0.16 | 0.2926 | 0.8232 | 0.9 | 0.9 | 0.9 | 0.9 | 0.9 | 0.9 | 0.9 | 0.9 | 0.7789 | 0.6021 | 0.2484 | 0.16 | 0.16 | 0.16 | 0.16 | 0.16 | From eQ_Lib.dat in MASControl 2017
D17_MBT_StCond_LF_Yr | Lighting | FRACTION | Wknd | 2014-01-01 | 2014-12-31 | Constant | 0.05 | [23 empty] | From eQ_Lib.dat in MASControl 2017
D17_MBT_StCond_LF_Yr | Lighting | FRACTION | WntrDsn | 2014-01-01 | 2014-12-31 | Constant | 0 | [23 empty] | From eQ_Lib.dat in MASControl 2017
D17_MBT_StCond_LF_Yr | Lighting | FRACTION | SmrDsn | 2014-01-01 | 2014-12-31 | Constant | 1 | [23 empty] | From eQ_Lib.dat in MASControl 2017
D17_MBT_StCond_LF_Yr | Lighting | FRACTION | Hol | 2014-01-01 | 2014-12-31 | Constant | 0.05 | [23 empty] | From eQ_Lib.dat in MASControl 2017
D17_MBT_Work_CFL_Yr | Lighting | FRACTION | Default¦Wkdy | 2014-01-01 | 2014-12-31 | Hourly | 0.15 | 0.15 | 0.15 | 0.15 | 0.15 | 0.15 | 0.2842 | 0.8211 | 0.9 | 0.9 | 0.9 | 0.9 | 0.9 | 0.9 | 0.9 | 0.9 | 0.7763 | 0.5974 | 0.2395 | 0.15 | 0.15 | 0.15 | 0.15 | 0.15 | From eQ_Lib.dat in MASControl 2017
D17_MBT_Work_CFL_Yr | Lighting | FRACTION | Wknd | 2014-01-01 | 2014-12-31 | Constant | 0.05 | [23 empty] | From eQ_Lib.dat in MASControl 2017
D17_MBT_Work_CFL_Yr | Lighting | FRACTION | WntrDsn | 2014-01-01 | 2014-12-31 | Constant | 0 | [23 empty] | From eQ_Lib.dat in MASControl 2017
D17_MBT_Work_CFL_Yr | Lighting | FRACTION | SmrDsn | 2014-01-01 | 2014-12-31 | Constant | 1 | [23 empty] | From eQ_Lib.dat in MASControl 2017
D17_MBT_Work_CFL_Yr | Lighting | FRACTION | Hol | 2014-01-01 | 2014-12-31 | Constant | 0.05 | [23 empty] | From eQ_Lib.dat in MASControl 2017
D17_MBT_Work_HB_Yr | Lighting | FRACTION | Default¦Wkdy | 2014-01-01 | 2014-12-31 | Hourly | 0.15 | 0.15 | 0.15 | 0.15 | 0.15 | 0.15 | 0.2842 | 0.8211 | 0.9 | 0.9 | 0.9 | 0.9 | 0.9 | 0.9 | 0.9 | 0.9 | 0.7763 | 0.5974 | 0.2395 | 0.15 | 0.15 | 0.15 | 0.15 | 0.15 | From eQ_Lib.dat in MASControl 2017
D17_MBT_Work_HB_Yr | Lighting | FRACTION | Wknd | 2014-01-01 | 2014-12-31 | Constant | 0.05 | [23 empty] | From eQ_Lib.dat in MASControl 2017
D17_MBT_Work_HB_Yr | Lighting | FRACTION | WntrDsn | 2014-01-01 | 2014-12-31 | Constant | 0 | [23 empty] | From eQ_Lib.dat in MASControl 2017
D17_MBT_Work_HB_Yr | Lighting | FRACTION | SmrDsn | 2014-01-01 | 2014-12-31 | Constant | 1 | [23 empty] | From eQ_Lib.dat in MASControl 2017
D17_MBT_Work_HB_Yr | Lighting | FRACTION | Hol | 2014-01-01 | 2014-12-31 | Constant | 0.05 | [23 empty] | From eQ_Lib.dat in MASControl 2017
D17_MBT_Work_LF_Yr | Lighting | FRACTION | Default¦Wkdy | 2014-01-01 | 2014-12-31 | Hourly | 0.15 | 0.15 | 0.15 | 0.15 | 0.15 | 0.15 | 0.2842 | 0.8211 | 0.9 | 0.9 | 0.9 | 0.9 | 0.9 | 0.9 | 0.9 | 0.9 | 0.7763 | 0.5974 | 0.2395 | 0.15 | 0.15 | 0.15 | 0.15 | 0.15 | From eQ_Lib.dat in MASControl 2017
D17_MBT_Work_LF_Yr | Lighting | FRACTION | Wknd | 2014-01-01 | 2014-12-31 | Constant | 0.05 | [23 empty] | From eQ_Lib.dat in MASControl 2017
D17_MBT_Work_LF_Yr | Lighting | FRACTION | WntrDsn | 2014-01-01 | 2014-12-31 | Constant | 0 | [23 empty] | From eQ_Lib.dat in MASControl 2017
D17_MBT_Work_LF_Yr | Lighting | FRACTION | SmrDsn | 2014-01-01 | 2014-12-31 | Constant | 1 | [23 empty] | From eQ_Lib.dat in MASControl 2017
D17_MBT_Work_LF_Yr | Lighting | FRACTION | Hol | 2014-01-01 | 2014-12-31 | Constant | 0.05 | [23 empty] | From eQ_Lib.dat in MASControl 2017
D17_MLI_Break_CFL_Yr | Lighting | FRACTION | Default¦Wkdy | 2014-01-01 | 2014-12-31 | Hourly | 0.15 | 0.15 | 0.15 | 0.15 | 0.15 | 0.8211 | 0.8211 | 0.9 | 0.9 | 0.9 | 0.9 | 0.9 | 0.9 | 0.9 | 0.9 | 0.9 | 0.9 | 0.4263 | 0.2289 | 0.15 | 0.15 | 0.15 | 0.15 | 0.15 | From eQ_Lib.dat in MASControl 2017
D17_MLI_Break_CFL_Yr | Lighting | FRACTION | Wknd | 2014-01-01 | 2014-12-31 | Constant | 0.05 | [23 empty] | From eQ_Lib.dat in MASControl 2017
D17_MLI_Break_CFL_Yr | Lighting | FRACTION | WntrDsn | 2014-01-01 | 2014-12-31 | Constant | 0 | [23 empty] | From eQ_Lib.dat in MASControl 2017
D17_MLI_Break_CFL_Yr | Lighting | FRACTION | SmrDsn | 2014-01-01 | 2014-12-31 | Constant | 1 | [23 empty] | From eQ_Lib.dat in MASControl 2017
D17_MLI_Break_CFL_Yr | Lighting | FRACTION | Hol | 2014-01-01 | 2014-12-31 | Constant | 0.05 | [23 empty] | From eQ_Lib.dat in MASControl 2017
D17_MLI_Break_LF_Yr | Lighting | FRACTION | Default¦Wkdy | 2014-01-01 | 2014-12-31 | Hourly | 0.15 | 0.15 | 0.15 | 0.15 | 0.15 | 0.8211 | 0.8211 | 0.9 | 0.9 | 0.9 | 0.9 | 0.9 | 0.9 | 0.9 | 0.9 | 0.9 | 0.9 | 0.4263 | 0.2289 | 0.15 | 0.15 | 0.15 | 0.15 | 0.15 | From eQ_Lib.dat in MASControl 2017
D17_MLI_Break_LF_Yr | Lighting | FRACTION | Wknd | 2014-01-01 | 2014-12-31 | Constant | 0.05 | [23 empty] | From eQ_Lib.dat in MASControl 2017
D17_MLI_Break_LF_Yr | Lighting | FRACTION | WntrDsn | 2014-01-01 | 2014-12-31 | Constant | 0 | [23 empty] | From eQ_Lib.dat in MASControl 2017
D17_MLI_Break_LF_Yr | Lighting | FRACTION | SmrDsn | 2014-01-01 | 2014-12-31 | Constant | 1 | [23 empty] | From eQ_Lib.dat in MASControl 2017
D17_MLI_Break_LF_Yr | Lighting | FRACTION | Hol | 2014-01-01 | 2014-12-31 | Constant | 0.05 | [23 empty] | From eQ_Lib.dat in MASControl 2017
D17_MLI_Cordr_CFL_Yr | Lighting | FRACTION | Default¦Wkdy | 2014-01-01 | 2014-12-31 | Hourly | 0.15 | 0.15 | 0.15 | 0.15 | 0.15 | 0.8211 | 0.8211 | 0.9 | 0.9 | 0.9 | 0.9 | 0.9 | 0.9 | 0.9 | 0.9 | 0.9 | 0.9 | 0.4263 | 0.2289 | 0.15 | 0.15 | 0.15 | 0.15 | 0.15 | From eQ_Lib.dat in MASControl 2017
D17_MLI_Cordr_CFL_Yr | Lighting | FRACTION | Wknd | 2014-01-01 | 2014-12-31 | Constant | 0.05 | [23 empty] | From eQ_Lib.dat in MASControl 2017
D17_MLI_Cordr_CFL_Yr | Lighting | FRACTION | WntrDsn | 2014-01-01 | 2014-12-31 | Constant | 0 | [23 empty] | From eQ_Lib.dat in MASControl 2017
D17_MLI_Cordr_CFL_Yr | Lighting | FRACTION | SmrDsn | 2014-01-01 | 2014-12-31 | Constant | 1 | [23 empty] | From eQ_Lib.dat in MASControl 2017
D17_MLI_Cordr_CFL_Yr | Lighting | FRACTION | Hol | 2014-01-01 | 2014-12-31 | Constant | 0.05 | [23 empty] | From eQ_Lib.dat in MASControl 2017
D17_MLI_Cordr_HB_Yr | Lighting | FRACTION | Default¦Wkdy | 2014-01-01 | 2014-12-31 | Hourly | 0.15 | 0.15 | 0.15 | 0.15 | 0.15 | 0.8211 | 0.8211 | 0.9 | 0.9 | 0.9 | 0.9 | 0.9 | 0.9 | 0.9 | 0.9 | 0.9 | 0.9 | 0.4263 | 0.2289 | 0.15 | 0.15 | 0.15 | 0.15 | 0.15 | From eQ_Lib.dat in MASControl 2017
D17_MLI_Cordr_HB_Yr | Lighting | FRACTION | Wknd | 2014-01-01 | 2014-12-31 | Constant | 0.05 | [23 empty] | From eQ_Lib.dat in MASControl 2017
D17_MLI_Cordr_HB_Yr | Lighting | FRACTION | WntrDsn | 2014-01-01 | 2014-12-31 | Constant | 0 | [23 empty] | From eQ_Lib.dat in MASControl 2017
D17_MLI_Cordr_HB_Yr | Lighting | FRACTION | SmrDsn | 2014-01-01 | 2014-12-31 | Constant | 1 | [23 empty] | From eQ_Lib.dat in MASControl 2017
D17_MLI_Cordr_HB_Yr | Lighting | FRACTION | Hol | 2014-01-01 | 2014-12-31 | Constant | 0.05 | [23 empty] | From eQ_Lib.dat in MASControl 2017
D17_MLI_Cordr_LF_Yr | Lighting | FRACTION | Default¦Wkdy | 2014-01-01 | 2014-12-31 | Hourly | 0.15 | 0.15 | 0.15 | 0.15 | 0.15 | 0.8211 | 0.8211 | 0.9 | 0.9 | 0.9 | 0.9 | 0.9 | 0.9 | 0.9 | 0.9 | 0.9 | 0.9 | 0.4263 | 0.2289 | 0.15 | 0.15 | 0.15 | 0.15 | 0.15 | From eQ_Lib.dat in MASControl 2017
D17_MLI_Cordr_LF_Yr | Lighting | FRACTION | Wknd | 2014-01-01 | 2014-12-31 | Constant | 0.05 | [23 empty] | From eQ_Lib.dat in MASControl 2017
D17_MLI_Cordr_LF_Yr | Lighting | FRACTION | WntrDsn | 2014-01-01 | 2014-12-31 | Constant | 0 | [23 empty] | From eQ_Lib.dat in MASControl 2017
D17_MLI_Cordr_LF_Yr | Lighting | FRACTION | SmrDsn | 2014-01-01 | 2014-12-31 | Constant | 1 | [23 empty] | From eQ_Lib.dat in MASControl 2017
D17_MLI_Cordr_LF_Yr | Lighting | FRACTION | Hol | 2014-01-01 | 2014-12-31 | Constant | 0.05 | [23 empty] | From eQ_Lib.dat in MASControl 2017
D17_MLI_LobWt_CFL_Yr | Lighting | FRACTION | Default¦Wkdy | 2014-01-01 | 2014-12-31 | Hourly | 0.15 | 0.15 | 0.15 | 0.15 | 0.15 | 0.15 | 0.2842 | 0.8211 | 1 | 1 | 1 | 1 | 0.8211 | 1 | 1 | 1 | 0.7763 | 0.5974 | 0.2395 | 0.15 | 0.15 | 0.15 | 0.15 | 0.15 | From eQ_Lib.dat in MASControl 2017
D17_MLI_LobWt_CFL_Yr | Lighting | FRACTION | Wknd | 2014-01-01 | 2014-12-31 | Constant | 0.05 | [23 empty] | From eQ_Lib.dat in MASControl 2017
D17_MLI_LobWt_CFL_Yr | Lighting | FRACTION | WntrDsn | 2014-01-01 | 2014-12-31 | Constant | 0 | [23 empty] | From eQ_Lib.dat in MASControl 2017
D17_MLI_LobWt_CFL_Yr | Lighting | FRACTION | SmrDsn | 2014-01-01 | 2014-12-31 | Constant | 1 | [23 empty] | From eQ_Lib.dat in MASControl 2017
D17_MLI_LobWt_CFL_Yr | Lighting | FRACTION | Hol | 2014-01-01 | 2014-12-31 | Constant | 0.05 | [23 empty] | From eQ_Lib.dat in MASControl 2017
D17_MLI_LobWt_HB_Yr | Lighting | FRACTION | Default¦Wkdy | 2014-01-01 | 2014-12-31 | Hourly | 0.15 | 0.15 | 0.15 | 0.15 | 0.15 | 0.15 | 0.2842 | 0.8211 | 1 | 1 | 1 | 1 | 0.8211 | 1 | 1 | 1 | 0.7763 | 0.5974 | 0.2395 | 0.15 | 0.15 | 0.15 | 0.15 | 0.15 | From eQ_Lib.dat in MASControl 2017
D17_MLI_LobWt_HB_Yr | Lighting | FRACTION | Wknd | 2014-01-01 | 2014-12-31 | Constant | 0.05 | [23 empty] | From eQ_Lib.dat in MASControl 2017
D17_MLI_LobWt_HB_Yr | Lighting | FRACTION | WntrDsn | 2014-01-01 | 2014-12-31 | Constant | 0 | [23 empty] | From eQ_Lib.dat in MASControl 2017
D17_MLI_LobWt_HB_Yr | Lighting | FRACTION | SmrDsn | 2014-01-01 | 2014-12-31 | Constant | 1 | [23 empty] | From eQ_Lib.dat in MASControl 2017
D17_MLI_LobWt_HB_Yr | Lighting | FRACTION | Hol | 2014-01-01 | 2014-12-31 | Constant | 0.05 | [23 empty] | From eQ_Lib.dat in MASControl 2017
D17_MLI_LobWt_LF_Yr | Lighting | FRACTION | Default¦Wkdy | 2014-01-01 | 2014-12-31 | Hourly | 0.15 | 0.15 | 0.15 | 0.15 | 0.15 | 0.15 | 0.2842 | 0.8211 | 1 | 1 | 1 | 1 | 0.8211 | 1 | 1 | 1 | 0.7763 | 0.5974 | 0.2395 | 0.15 | 0.15 | 0.15 | 0.15 | 0.15 | From eQ_Lib.dat in MASControl 2017
D17_MLI_LobWt_LF_Yr | Lighting | FRACTION | Wknd | 2014-01-01 | 2014-12-31 | Constant | 0.05 | [23 empty] | From eQ_Lib.dat in MASControl 2017
D17_MLI_LobWt_LF_Yr | Lighting | FRACTION | WntrDsn | 2014-01-01 | 2014-12-31 | Constant | 0 | [23 empty] | From eQ_Lib.dat in MASControl 2017
D17_MLI_LobWt_LF_Yr | Lighting | FRACTION | SmrDsn | 2014-01-01 | 2014-12-31 | Constant | 1 | [23 empty] | From eQ_Lib.dat in MASControl 2017
D17_MLI_LobWt_LF_Yr | Lighting | FRACTION | Hol | 2014-01-01 | 2014-12-31 | Constant | 0.05 | [23 empty] | From eQ_Lib.dat in MASControl 2017
D17_MLI_Mech_CFL_Yr | Lighting | FRACTION | Default¦Wkdy | 2014-01-01 | 2014-12-31 | Hourly | 0.15 | 0.15 | 0.15 | 0.15 | 0.15 | 0.8211 | 0.8211 | 0.9 | 0.9 | 0.9 | 0.9 | 0.9 | 0.9 | 0.9 | 0.9 | 0.9 | 0.9 | 0.4263 | 0.2289 | 0.15 | 0.15 | 0.15 | 0.15 | 0.15 | From eQ_Lib.dat in MASControl 2017
D17_MLI_Mech_CFL_Yr | Lighting | FRACTION | Wknd | 2014-01-01 | 2014-12-31 | Constant | 0.05 | [23 empty] | From eQ_Lib.dat in MASControl 2017
D17_MLI_Mech_CFL_Yr | Lighting | FRACTION | WntrDsn | 2014-01-01 | 2014-12-31 | Constant | 0 | [23 empty] | From eQ_Lib.dat in MASControl 2017
D17_MLI_Mech_CFL_Yr | Lighting | FRACTION | SmrDsn | 2014-01-01 | 2014-12-31 | Constant | 1 | [23 empty] | From eQ_Lib.dat in MASControl 2017
D17_MLI_Mech_CFL_Yr | Lighting | FRACTION | Hol | 2014-01-01 | 2014-12-31 | Constant | 0.05 | [23 empty] | From eQ_Lib.dat in MASControl 2017
D17_MLI_Mech_LF_Yr | Lighting | FRACTION | Default¦Wkdy | 2014-01-01 | 2014-12-31 | Hourly | 0.15 | 0.15 | 0.15 | 0.15 | 0.15 | 0.8211 | 0.8211 | 0.9 | 0.9 | 0.9 | 0.9 | 0.9 | 0.9 | 0.9 | 0.9 | 0.9 | 0.9 | 0.4263 | 0.2289 | 0.15 | 0.15 | 0.15 | 0.15 | 0.15 | From eQ_Lib.dat in MASControl 2017
D17_MLI_Mech_LF_Yr | Lighting | FRACTION | Wknd | 2014-01-01 | 2014-12-31 | Constant | 0.05 | [23 empty] | From eQ_Lib.dat in MASControl 2017
D17_MLI_Mech_LF_Yr | Lighting | FRACTION | WntrDsn | 2014-01-01 | 2014-12-31 | Constant | 0 | [23 empty] | From eQ_Lib.dat in MASControl 2017
D17_MLI_Mech_LF_Yr | Lighting | FRACTION | SmrDsn | 2014-01-01 | 2014-12-31 | Constant | 1 | [23 empty] | From eQ_Lib.dat in MASControl 2017
D17_MLI_Mech_LF_Yr | Lighting | FRACTION | Hol | 2014-01-01 | 2014-12-31 | Constant | 0.05 | [23 empty] | From eQ_Lib.dat in MASControl 2017
D17_MLI_OffGen_CFL_Yr | Lighting | FRACTION | Default¦Wkdy | 2014-01-01 | 2014-12-31 | Hourly | 0.15 | 0.15 | 0.15 | 0.15 | 0.15 | 0.15 | 0.2842 | 0.8211 | 1 | 1 | 1 | 1 | 0.8211 | 1 | 1 | 1 | 0.7763 | 0.5974 | 0.2395 | 0.15 | 0.15 | 0.15 | 0.15 | 0.15 | From eQ_Lib.dat in MASControl 2017
D17_MLI_OffGen_CFL_Yr | Lighting | FRACTION | Wknd | 2014-01-01 | 2014-12-31 | Constant | 0.05 | [23 empty] | From eQ_Lib.dat in MASControl 2017
D17_MLI_OffGen_CFL_Yr | Lighting | FRACTION | WntrDsn | 2014-01-01 | 2014-12-31 | Constant | 0 | [23 empty] | From eQ_Lib.dat in MASControl 2017
D17_MLI_OffGen_CFL_Yr | Lighting | FRACTION | SmrDsn | 2014-01-01 | 2014-12-31 | Constant | 1 | [23 empty] | From eQ_Lib.dat in MASControl 2017
D17_MLI_OffGen_CFL_Yr | Lighting | FRACTION | Hol | 2014-01-01 | 2014-12-31 | Constant | 0.05 | [23 empty] | From eQ_Lib.dat in MASControl 2017
D17_MLI_OffGen_HB_Yr | Lighting | FRACTION | Default¦Wkdy | 2014-01-01 | 2014-12-31 | Hourly | 0.15 | 0.15 | 0.15 | 0.15 | 0.15 | 0.15 | 0.2842 | 0.8211 | 1 | 1 | 1 | 1 | 0.8211 | 1 | 1 | 1 | 0.7763 | 0.5974 | 0.2395 | 0.15 | 0.15 | 0.15 | 0.15 | 0.15 | From eQ_Lib.dat in MASControl 2017
D17_MLI_OffGen_HB_Yr | Lighting | FRACTION | Wknd | 2014-01-01 | 2014-12-31 | Constant | 0.05 | [23 empty] | From eQ_Lib.dat in MASControl 2017
D17_MLI_OffGen_HB_Yr | Lighting | FRACTION | WntrDsn | 2014-01-01 | 2014-12-31 | Constant | 0 | [23 empty] | From eQ_Lib.dat in MASControl 2017
D17_MLI_OffGen_HB_Yr | Lighting | FRACTION | SmrDsn | 2014-01-01 | 2014-12-31 | Constant | 1 | [23 empty] | From eQ_Lib.dat in MASControl 2017
D17_MLI_OffGen_HB_Yr | Lighting | FRACTION | Hol | 2014-01-01 | 2014-12-31 | Constant | 0.05 | [23 empty] | From eQ_Lib.dat in MASControl 2017
D17_MLI_OffGen_LF_Yr | Lighting | FRACTION | Default¦Wkdy | 2014-01-01 | 2014-12-31 | Hourly | 0.15 | 0.15 | 0.15 | 0.15 | 0.15 | 0.15 | 0.2842 | 0.8211 | 1 | 1 | 1 | 1 | 0.8211 | 1 | 1 | 1 | 0.7763 | 0.5974 | 0.2395 | 0.15 | 0.15 | 0.15 | 0.15 | 0.15 | From eQ_Lib.dat in MASControl 2017
D17_MLI_OffGen_LF_Yr | Lighting | FRACTION | Wknd | 2014-01-01 | 2014-12-31 | Constant | 0.05 | [23 empty] | From eQ_Lib.dat in MASControl 2017
D17_MLI_OffGen_LF_Yr | Lighting | FRACTION | WntrDsn | 2014-01-01 | 2014-12-31 | Constant | 0 | [23 empty] | From eQ_Lib.dat in MASControl 2017
D17_MLI_OffGen_LF_Yr | Lighting | FRACTION | SmrDsn | 2014-01-01 | 2014-12-31 | Constant | 1 | [23 empty] | From eQ_Lib.dat in MASControl 2017
D17_MLI_OffGen_LF_Yr | Lighting | FRACTION | Hol | 2014-01-01 | 2014-12-31 | Constant | 0.05 | [23 empty] | From eQ_Lib.dat in MASControl 2017
D17_MLI_Restrm_CFL_Yr | Lighting | FRACTION | Default¦Wkdy | 2014-01-01 | 2014-12-31 | Hourly | 0.15 | 0.15 | 0.15 | 0.15 | 0.15 | 0.8211 | 0.8211 | 0.9 | 0.9 | 0.9 | 0.9 | 0.9 | 0.9 | 0.9 | 0.9 | 0.9 | 0.9 | 0.4263 | 0.2289 | 0.15 | 0.15 | 0.15 | 0.15 | 0.15 | From eQ_Lib.dat in MASControl 2017
D17_MLI_Restrm_CFL_Yr | Lighting | FRACTION | Wknd | 2014-01-01 | 2014-12-31 | Constant | 0.05 | [23 empty] | From eQ_Lib.dat in MASControl 2017
D17_MLI_Restrm_CFL_Yr | Lighting | FRACTION | WntrDsn | 2014-01-01 | 2014-12-31 | Constant | 0 | [23 empty] | From eQ_Lib.dat in MASControl 2017
D17_MLI_Restrm_CFL_Yr | Lighting | FRACTION | SmrDsn | 2014-01-01 | 2014-12-31 | Constant | 1 | [23 empty] | From eQ_Lib.dat in MASControl 2017
D17_MLI_Restrm_CFL_Yr | Lighting | FRACTION | Hol | 2014-01-01 | 2014-12-31 | Constant | 0.05 | [23 empty] | From eQ_Lib.dat in MASControl 2017
D17_MLI_Restrm_LF_Yr | Lighting | FRACTION | Default¦Wkdy | 2014-01-01 | 2014-12-31 | Hourly | 0.15 | 0.15 | 0.15 | 0.15 | 0.15 | 0.8211 | 0.8211 | 0.9 | 0.9 | 0.9 | 0.9 | 0.9 | 0.9 | 0.9 | 0.9 | 0.9 | 0.9 | 0.4263 | 0.2289 | 0.15 | 0.15 | 0.15 | 0.15 | 0.15 | From eQ_Lib.dat in MASControl 2017
D17_MLI_Restrm_LF_Yr | Lighting | FRACTION | Wknd | 2014-01-01 | 2014-12-31 | Constant | 0.05 | [23 empty] | From eQ_Lib.dat in MASControl 2017
D17_MLI_Restrm_LF_Yr | Lighting | FRACTION | WntrDsn | 2014-01-01 | 2014-12-31 | Constant | 0 | [23 empty] | From eQ_Lib.dat in MASControl 2017
D17_MLI_Restrm_LF_Yr | Lighting | FRACTION | SmrDsn | 2014-01-01 | 2014-12-31 | Constant | 1 | [23 empty] | From eQ_Lib.dat in MASControl 2017
D17_MLI_Restrm_LF_Yr | Lighting | FRACTION | Hol | 2014-01-01 | 2014-12-31 | Constant | 0.05 | [23 empty] | From eQ_Lib.dat in MASControl 2017
D17_MLI_Sales_CFL_Yr | Lighting | FRACTION | Default¦Wkdy | 2014-01-01 | 2014-12-31 | Hourly | 0.15 | 0.15 | 0.15 | 0.15 | 0.15 | 0.15 | 0.2842 | 0.8211 | 1 | 1 | 1 | 1 | 0.8211 | 1 | 1 | 1 | 0.7763 | 0.5974 | 0.2395 | 0.15 | 0.15 | 0.15 | 0.15 | 0.15 | From eQ_Lib.dat in MASControl 2017
D17_MLI_Sales_CFL_Yr | Lighting | FRACTION | Wknd | 2014-01-01 | 2014-12-31 | Constant | 0.05 | [23 empty] | From eQ_Lib.dat in MASControl 2017
D17_MLI_Sales_CFL_Yr | Lighting | FRACTION | WntrDsn | 2014-01-01 | 2014-12-31 | Constant | 0 | [23 empty] | From eQ_Lib.dat in MASControl 2017
D17_MLI_Sales_CFL_Yr | Lighting | FRACTION | SmrDsn | 2014-01-01 | 2014-12-31 | Constant | 1 | [23 empty] | From eQ_Lib.dat in MASControl 2017
D17_MLI_Sales_CFL_Yr | Lighting | FRACTION | Hol | 2014-01-01 | 2014-12-31 | Constant | 0.05 | [23 empty] | From eQ_Lib.dat in MASControl 2017
D17_MLI_Sales_LF_Yr | Lighting | FRACTION | Default¦Wkdy | 2014-01-01 | 2014-12-31 | Hourly | 0.15 | 0.15 | 0.15 | 0.15 | 0.15 | 0.15 | 0.2842 | 0.8211 | 1 | 1 | 1 | 1 | 0.8211 | 1 | 1 | 1 | 0.7763 | 0.5974 | 0.2395 | 0.15 | 0.15 | 0.15 | 0.15 | 0.15 | From eQ_Lib.dat in MASControl 2017
D17_MLI_Sales_LF_Yr | Lighting | FRACTION | Wknd | 2014-01-01 | 2014-12-31 | Constant | 0.05 | [23 empty] | From eQ_Lib.dat in MASControl 2017
D17_MLI_Sales_LF_Yr | Lighting | FRACTION | WntrDsn | 2014-01-01 | 2014-12-31 | Constant | 0 | [23 empty] | From eQ_Lib.dat in MASControl 2017
D17_MLI_Sales_LF_Yr | Lighting | FRACTION | SmrDsn | 2014-01-01 | 2014-12-31 | Constant | 1 | [23 empty] | From eQ_Lib.dat in MASControl 2017
D17_MLI_Sales_LF_Yr | Lighting | FRACTION | Hol | 2014-01-01 | 2014-12-31 | Constant | 0.05 | [23 empty] | From eQ_Lib.dat in MASControl 2017
D17_MLI_Stock_CFL_Yr | Lighting | FRACTION | Default¦Wkdy | 2014-01-01 | 2014-12-31 | Hourly | 0.15 | 0.15 | 0.15 | 0.15 | 0.15 | 0.8211 | 0.8211 | 0.9 | 0.9 | 0.9 | 0.9 | 0.9 | 0.9 | 0.9 | 0.9 | 0.9 | 0.9 | 0.4263 | 0.2289 | 0.15 | 0.15 | 0.15 | 0.15 | 0.15 | From eQ_Lib.dat in MASControl 2017
D17_MLI_Stock_CFL_Yr | Lighting | FRACTION | Wknd | 2014-01-01 | 2014-12-31 | Constant | 0.05 | [23 empty] | From eQ_Lib.dat in MASControl 2017
D17_MLI_Stock_CFL_Yr | Lighting | FRACTION | WntrDsn | 2014-01-01 | 2014-12-31 | Constant | 0 | [23 empty] | From eQ_Lib.dat in MASControl 2017
D17_MLI_Stock_CFL_Yr | Lighting | FRACTION | SmrDsn | 2014-01-01 | 2014-12-31 | Constant | 1 | [23 empty] | From eQ_Lib.dat in MASControl 2017
D17_MLI_Stock_CFL_Yr | Lighting | FRACTION | Hol | 2014-01-01 | 2014-12-31 | Constant | 0.05 | [23 empty] | From eQ_Lib.dat in MASControl 2017
D17_MLI_Stock_HB_Yr | Lighting | FRACTION | Default¦Wkdy | 2014-01-01 | 2014-12-31 | Hourly | 0.15 | 0.15 | 0.15 | 0.15 | 0.15 | 0.8211 | 0.8211 | 0.9 | 0.9 | 0.9 | 0.9 | 0.9 | 0.9 | 0.9 | 0.9 | 0.9 | 0.9 | 0.4263 | 0.2289 | 0.15 | 0.15 | 0.15 | 0.15 | 0.15 | From eQ_Lib.dat in MASControl 2017
D17_MLI_Stock_HB_Yr | Lighting | FRACTION | Wknd | 2014-01-01 | 2014-12-31 | Constant | 0.05 | [23 empty] | From eQ_Lib.dat in MASControl 2017
D17_MLI_Stock_HB_Yr | Lighting | FRACTION | WntrDsn | 2014-01-01 | 2014-12-31 | Constant | 0 | [23 empty] | From eQ_Lib.dat in MASControl 2017
D17_MLI_Stock_HB_Yr | Lighting | FRACTION | SmrDsn | 2014-01-01 | 2014-12-31 | Constant | 1 | [23 empty] | From eQ_Lib.dat in MASControl 2017
D17_MLI_Stock_HB_Yr | Lighting | FRACTION | Hol | 2014-01-01 | 2014-12-31 | Constant | 0.05 | [23 empty] | From eQ_Lib.dat in MASControl 2017
D17_MLI_Stock_LF_Yr | Lighting | FRACTION | Default¦Wkdy | 2014-01-01 | 2014-12-31 | Hourly | 0.15 | 0.15 | 0.15 | 0.15 | 0.15 | 0.8211 | 0.8211 | 0.9 | 0.9 | 0.9 | 0.9 | 0.9 | 0.9 | 0.9 | 0.9 | 0.9 | 0.9 | 0.4263 | 0.2289 | 0.15 | 0.15 | 0.15 | 0.15 | 0.15 | From eQ_Lib.dat in MASControl 2017
D17_MLI_Stock_LF_Yr | Lighting | FRACTION | Wknd | 2014-01-01 | 2014-12-31 | Constant | 0.05 | [23 empty] | From eQ_Lib.dat in MASControl 2017
D17_MLI_Stock_LF_Yr | Lighting | FRACTION | WntrDsn | 2014-01-01 | 2014-12-31 | Constant | 0 | [23 empty] | From eQ_Lib.dat in MASControl 2017
D17_MLI_Stock_LF_Yr | Lighting | FRACTION | SmrDsn | 2014-01-01 | 2014-12-31 | Constant | 1 | [23 empty] | From eQ_Lib.dat in MASControl 2017
D17_MLI_Stock_LF_Yr | Lighting | FRACTION | Hol | 2014-01-01 | 2014-12-31 | Constant | 0.05 | [23 empty] | From eQ_Lib.dat in MASControl 2017
D17_MLI_Work_CFL_Yr | Lighting | FRACTION | Default¦Wkdy | 2014-01-01 | 2014-12-31 | Hourly | 0.15 | 0.15 | 0.15 | 0.15 | 0.15 | 0.15 | 0.2842 | 0.8211 | 1 | 1 | 1 | 1 | 0.8211 | 1 | 1 | 1 | 0.7763 | 0.5974 | 0.2395 | 0.15 | 0.15 | 0.15 | 0.15 | 0.15 | From eQ_Lib.dat in MASControl 2017
D17_MLI_Work_CFL_Yr | Lighting | FRACTION | Wknd | 2014-01-01 | 2014-12-31 | Constant | 0.05 | [23 empty] | From eQ_Lib.dat in MASControl 2017
D17_MLI_Work_CFL_Yr | Lighting | FRACTION | WntrDsn | 2014-01-01 | 2014-12-31 | Constant | 0 | [23 empty] | From eQ_Lib.dat in MASControl 2017
D17_MLI_Work_CFL_Yr | Lighting | FRACTION | SmrDsn | 2014-01-01 | 2014-12-31 | Constant | 1 | [23 empty] | From eQ_Lib.dat in MASControl 2017
D17_MLI_Work_CFL_Yr | Lighting | FRACTION | Hol | 2014-01-01 | 2014-12-31 | Constant | 0.05 | [23 empty] | From eQ_Lib.dat in MASControl 2017
D17_MLI_Work_HB_Yr | Lighting | FRACTION | Default¦Wkdy | 2014-01-01 | 2014-12-31 | Hourly | 0.15 | 0.15 | 0.15 | 0.15 | 0.15 | 0.15 | 0.2842 | 0.8211 | 1 | 1 | 1 | 1 | 0.8211 | 1 | 1 | 1 | 0.7763 | 0.5974 | 0.2395 | 0.15 | 0.15 | 0.15 | 0.15 | 0.15 | From eQ_Lib.dat in MASControl 2017
D17_MLI_Work_HB_Yr | Lighting | FRACTION | Wknd | 2014-01-01 | 2014-12-31 | Constant | 0.05 | [23 empty] | From eQ_Lib.dat in MASControl 2017
D17_MLI_Work_HB_Yr | Lighting | FRACTION | WntrDsn | 2014-01-01 | 2014-12-31 | Constant | 0 | [23 empty] | From eQ_Lib.dat in MASControl 2017
D17_MLI_Work_HB_Yr | Lighting | FRACTION | SmrDsn | 2014-01-01 | 2014-12-31 | Constant | 1 | [23 empty] | From eQ_Lib.dat in MASControl 2017
D17_MLI_Work_HB_Yr | Lighting | FRACTION | Hol | 2014-01-01 | 2014-12-31 | Constant | 0.05 | [23 empty] | From eQ_Lib.dat in MASControl 2017
D17_MLI_Work_LF_Yr | Lighting | FRACTION | Default¦Wkdy | 2014-01-01 | 2014-12-31 | Hourly | 0.15 | 0.15 | 0.15 | 0.15 | 0.15 | 0.15 | 0.2842 | 0.8211 | 1 | 1 | 1 | 1 | 0.8211 | 1 | 1 | 1 | 0.7763 | 0.5974 | 0.2395 | 0.15 | 0.15 | 0.15 | 0.15 | 0.15 | From eQ_Lib.dat in MASControl 2017
D17_MLI_Work_LF_Yr | Lighting | FRACTION | Wknd | 2014-01-01 | 2014-12-31 | Constant | 0.05 | [23 empty] | From eQ_Lib.dat in MASControl 2017
D17_MLI_Work_LF_Yr | Lighting | FRACTION | WntrDsn | 2014-01-01 | 2014-12-31 | Constant | 0 | [23 empty] | From eQ_Lib.dat in MASControl 2017
D17_MLI_Work_LF_Yr | Lighting | FRACTION | SmrDsn | 2014-01-01 | 2014-12-31 | Constant | 1 | [23 empty] | From eQ_Lib.dat in MASControl 2017
D17_MLI_Work_LF_Yr | Lighting | FRACTION | Hol | 2014-01-01 | 2014-12-31 | Constant | 0.05 | [23 empty] | From eQ_Lib.dat in MASControl 2017
D17_Mtl_Break_CFL_Yr | Lighting | FRACTION | SmrDsn | 2014-01-01 | 2014-12-31 | Constant | 1 | [23 empty] | From eQ_Lib.dat in MASControl 2017
D17_Mtl_Break_CFL_Yr | Lighting | FRACTION | WntrDsn | 2014-01-01 | 2014-12-31 | Constant | 0 | [23 empty] | From eQ_Lib.dat in MASControl 2017
D17_Mtl_Break_CFL_Yr | Lighting | FRACTION | Default¦Hol | 2014-01-01 | 2014-12-31 | Constant | 0.9 | [23 empty] | From eQ_Lib.dat in MASControl 2017
D17_Mtl_Break_LF_Yr | Lighting | FRACTION | SmrDsn | 2014-01-01 | 2014-12-31 | Constant | 1 | [23 empty] | From eQ_Lib.dat in MASControl 2017
D17_Mtl_Break_LF_Yr | Lighting | FRACTION | WntrDsn | 2014-01-01 | 2014-12-31 | Constant | 0 | [23 empty] | From eQ_Lib.dat in MASControl 2017
D17_Mtl_Break_LF_Yr | Lighting | FRACTION | Default¦Hol | 2014-01-01 | 2014-12-31 | Constant | 0.9 | [23 empty] | From eQ_Lib.dat in MASControl 2017
D17_Mtl_GRmCi_CFL_Yr | Lighting | FRACTION | SmrDsn | 2014-01-01 | 2014-12-31 | Constant | 1 | [23 empty] | From eQ_Lib.dat in MASControl 2017
D17_Mtl_GRmCi_CFL_Yr | Lighting | FRACTION | WntrDsn | 2014-01-01 | 2014-12-31 | Constant | 0 | [23 empty] | From eQ_Lib.dat in MASControl 2017
D17_Mtl_GRmCi_CFL_Yr | Lighting | FRACTION | Default¦Hol | 2014-01-01 | 2014-12-31 | Constant | 0.9 | [23 empty] | From eQ_Lib.dat in MASControl 2017
D17_Mtl_GRmCi_HB_Yr | Lighting | FRACTION | SmrDsn | 2014-01-01 | 2014-12-31 | Constant | 1 | [23 empty] | From eQ_Lib.dat in MASControl 2017
D17_Mtl_GRmCi_HB_Yr | Lighting | FRACTION | WntrDsn | 2014-01-01 | 2014-12-31 | Constant | 0 | [23 empty] | From eQ_Lib.dat in MASControl 2017
D17_Mtl_GRmCi_HB_Yr | Lighting | FRACTION | Default¦Hol | 2014-01-01 | 2014-12-31 | Constant | 0.9 | [23 empty] | From eQ_Lib.dat in MASControl 2017
D17_Mtl_GRmCi_LF_Yr | Lighting | FRACTION | SmrDsn | 2014-01-01 | 2014-12-31 | Constant | 1 | [23 empty] | From eQ_Lib.dat in MASControl 2017
D17_Mtl_GRmCi_LF_Yr | Lighting | FRACTION | WntrDsn | 2014-01-01 | 2014-12-31 | Constant | 0 | [23 empty] | From eQ_Lib.dat in MASControl 2017
D17_Mtl_GRmCi_LF_Yr | Lighting | FRACTION | Default¦Hol | 2014-01-01 | 2014-12-31 | Constant | 0.9 | [23 empty] | From eQ_Lib.dat in MASControl 2017
D17_Mtl_GRmO_CFL_Yr | Lighting | FRACTION | SmrDsn | 2014-01-01 | 2014-12-31 | Constant | 1 | [23 empty] | From eQ_Lib.dat in MASControl 2017
D17_Mtl_GRmO_CFL_Yr | Lighting | FRACTION | WntrDsn | 2014-01-01 | 2014-12-31 | Constant | 0 | [23 empty] | From eQ_Lib.dat in MASControl 2017
D17_Mtl_GRmO_CFL_Yr | Lighting | FRACTION | Default¦Hol | 2014-01-01 | 2014-12-31 | Hourly | 0.0867 | 0.0632 | 0.0512 | 0.0443 | 0.0426 | 0.0609 | 0.0818 | 0.1227 | 0.1585 | 0.163 | 0.1695 | 0.1465 | 0.1343 | 0.1325 | 0.1212 | 0.1062 | 0.1295 | 0.1545 | 0.1916 | 0.2064 | 0.2116 | 0.2088 | 0.1843 | 0.1285 | From eQ_Lib.dat in MASControl 2017
D17_Mtl_GRmO_LF_Yr | Lighting | FRACTION | SmrDsn | 2014-01-01 | 2014-12-31 | Constant | 1 | [23 empty] | From eQ_Lib.dat in MASControl 2017
D17_Mtl_GRmO_LF_Yr | Lighting | FRACTION | WntrDsn | 2014-01-01 | 2014-12-31 | Constant | 0 | [23 empty] | From eQ_Lib.dat in MASControl 2017
D17_Mtl_GRmO_LF_Yr | Lighting | FRACTION | Default¦Hol | 2014-01-01 | 2014-12-31 | Hourly | 0.0867 | 0.0632 | 0.0512 | 0.0443 | 0.0426 | 0.0609 | 0.0818 | 0.1227 | 0.1585 | 0.163 | 0.1695 | 0.1465 | 0.1343 | 0.1325 | 0.1212 | 0.1062 | 0.1295 | 0.1545 | 0.1916 | 0.2064 | 0.2116 | 0.2088 | 0.1843 | 0.1285 | From eQ_Lib.dat in MASControl 2017
D17_Mtl_GRmU_CFL_Yr | Lighting | FRACTION | SmrDsn | 2014-01-01 | 2014-12-31 | Constant | 1 | [23 empty] | From eQ_Lib.dat in MASControl 2017
D17_Mtl_GRmU_CFL_Yr | Lighting | FRACTION | WntrDsn | 2014-01-01 | 2014-12-31 | Constant | 0 | [23 empty] | From eQ_Lib.dat in MASControl 2017
D17_Mtl_GRmU_CFL_Yr | Lighting | FRACTION | Default¦Hol | 2014-01-01 | 2014-12-31 | Constant | 0 | [23 empty] | From eQ_Lib.dat in MASControl 2017
D17_Mtl_GRmU_LF_Yr | Lighting | FRACTION | SmrDsn | 2014-01-01 | 2014-12-31 | Constant | 1 | [23 empty] | From eQ_Lib.dat in MASControl 2017
D17_Mtl_GRmU_LF_Yr | Lighting | FRACTION | WntrDsn | 2014-01-01 | 2014-12-31 | Constant | 0 | [23 empty] | From eQ_Lib.dat in MASControl 2017
D17_Mtl_GRmU_LF_Yr | Lighting | FRACTION | Default¦Hol | 2014-01-01 | 2014-12-31 | Constant | 0 | [23 empty] | From eQ_Lib.dat in MASControl 2017
D17_Mtl_Laun_CFL_Yr | Lighting | FRACTION | SmrDsn | 2014-01-01 | 2014-12-31 | Constant | 1 | [23 empty] | From eQ_Lib.dat in MASControl 2017
D17_Mtl_Laun_CFL_Yr | Lighting | FRACTION | WntrDsn | 2014-01-01 | 2014-12-31 | Constant | 0 | [23 empty] | From eQ_Lib.dat in MASControl 2017
D17_Mtl_Laun_CFL_Yr | Lighting | FRACTION | Default¦Hol | 2014-01-01 | 2014-12-31 | Constant | 0.6 | [23 empty] | From eQ_Lib.dat in MASControl 2017
D17_Mtl_Laun_HB_Yr | Lighting | FRACTION | SmrDsn | 2014-01-01 | 2014-12-31 | Constant | 1 | [23 empty] | From eQ_Lib.dat in MASControl 2017
D17_Mtl_Laun_HB_Yr | Lighting | FRACTION | WntrDsn | 2014-01-01 | 2014-12-31 | Constant | 0 | [23 empty] | From eQ_Lib.dat in MASControl 2017
D17_Mtl_Laun_HB_Yr | Lighting | FRACTION | Default¦Hol | 2014-01-01 | 2014-12-31 | Constant | 0.6 | [23 empty] | From eQ_Lib.dat in MASControl 2017
D17_Mtl_Laun_LF_Yr | Lighting | FRACTION | SmrDsn | 2014-01-01 | 2014-12-31 | Constant | 1 | [23 empty] | From eQ_Lib.dat in MASControl 2017
D17_Mtl_Laun_LF_Yr | Lighting | FRACTION | WntrDsn | 2014-01-01 | 2014-12-31 | Constant | 0 | [23 empty] | From eQ_Lib.dat in MASControl 2017
D17_Mtl_Laun_LF_Yr | Lighting | FRACTION | Default¦Hol | 2014-01-01 | 2014-12-31 | Constant | 0.6 | [23 empty] | From eQ_Lib.dat in MASControl 2017
D17_Mtl_Mech_CFL_Yr | Lighting | FRACTION | SmrDsn | 2014-01-01 | 2014-12-31 | Constant | 1 | [23 empty] | From eQ_Lib.dat in MASControl 2017
D17_Mtl_Mech_CFL_Yr | Lighting | FRACTION | WntrDsn | 2014-01-01 | 2014-12-31 | Constant | 0 | [23 empty] | From eQ_Lib.dat in MASControl 2017
D17_Mtl_Mech_CFL_Yr | Lighting | FRACTION | Default¦Hol | 2014-01-01 | 2014-12-31 | Constant | 0.7 | [23 empty] | From eQ_Lib.dat in MASControl 2017
D17_Mtl_Mech_LF_Yr | Lighting | FRACTION | SmrDsn | 2014-01-01 | 2014-12-31 | Constant | 1 | [23 empty] | From eQ_Lib.dat in MASControl 2017
D17_Mtl_Mech_LF_Yr | Lighting | FRACTION | WntrDsn | 2014-01-01 | 2014-12-31 | Constant | 0 | [23 empty] | From eQ_Lib.dat in MASControl 2017
D17_Mtl_Mech_LF_Yr | Lighting | FRACTION | Default¦Hol | 2014-01-01 | 2014-12-31 | Constant | 0.7 | [23 empty] | From eQ_Lib.dat in MASControl 2017
D17_Mtl_OffGen_CFL_Yr | Lighting | FRACTION | SmrDsn | 2014-01-01 | 2014-12-31 | Constant | 1 | [23 empty] | From eQ_Lib.dat in MASControl 2017
D17_Mtl_OffGen_CFL_Yr | Lighting | FRACTION | WntrDsn | 2014-01-01 | 2014-12-31 | Constant | 0 | [23 empty] | From eQ_Lib.dat in MASControl 2017
D17_Mtl_OffGen_CFL_Yr | Lighting | FRACTION | Default¦Hol | 2014-01-01 | 2014-12-31 | Constant | 0.7 | [23 empty] | From eQ_Lib.dat in MASControl 2017
D17_Mtl_OffGen_HB_Yr | Lighting | FRACTION | SmrDsn | 2014-01-01 | 2014-12-31 | Constant | 1 | [23 empty] | From eQ_Lib.dat in MASControl 2017
D17_Mtl_OffGen_HB_Yr | Lighting | FRACTION | WntrDsn | 2014-01-01 | 2014-12-31 | Constant | 0 | [23 empty] | From eQ_Lib.dat in MASControl 2017
D17_Mtl_OffGen_HB_Yr | Lighting | FRACTION | Default¦Hol | 2014-01-01 | 2014-12-31 | Constant | 0.7 | [23 empty] | From eQ_Lib.dat in MASControl 2017
D17_Mtl_OffGen_LF_Yr | Lighting | FRACTION | SmrDsn | 2014-01-01 | 2014-12-31 | Constant | 1 | [23 empty] | From eQ_Lib.dat in MASControl 2017
D17_Mtl_OffGen_LF_Yr | Lighting | FRACTION | WntrDsn | 2014-01-01 | 2014-12-31 | Constant | 0 | [23 empty] | From eQ_Lib.dat in MASControl 2017
D17_Mtl_OffGen_LF_Yr | Lighting | FRACTION | Default¦Hol | 2014-01-01 | 2014-12-31 | Constant | 0.7 | [23 empty] | From eQ_Lib.dat in MASControl 2017
D17_Mtl_Restrm_CFL_Yr | Lighting | FRACTION | SmrDsn | 2014-01-01 | 2014-12-31 | Constant | 1 | [23 empty] | From eQ_Lib.dat in MASControl 2017
D17_Mtl_Restrm_CFL_Yr | Lighting | FRACTION | WntrDsn | 2014-01-01 | 2014-12-31 | Constant | 0 | [23 empty] | From eQ_Lib.dat in MASControl 2017
D17_Mtl_Restrm_CFL_Yr | Lighting | FRACTION | Default¦Hol | 2014-01-01 | 2014-12-31 | Constant | 0.7 | [23 empty] | From eQ_Lib.dat in MASControl 2017
D17_Mtl_Restrm_LF_Yr | Lighting | FRACTION | SmrDsn | 2014-01-01 | 2014-12-31 | Constant | 1 | [23 empty] | From eQ_Lib.dat in MASControl 2017
D17_Mtl_Restrm_LF_Yr | Lighting | FRACTION | WntrDsn | 2014-01-01 | 2014-12-31 | Constant | 0 | [23 empty] | From eQ_Lib.dat in MASControl 2017
D17_Mtl_Restrm_LF_Yr | Lighting | FRACTION | Default¦Hol | 2014-01-01 | 2014-12-31 | Constant | 0.7 | [23 empty] | From eQ_Lib.dat in MASControl 2017
D17_Mtl_StCond_CFL_Yr | Lighting | FRACTION | SmrDsn | 2014-01-01 | 2014-12-31 | Constant | 1 | [23 empty] | From eQ_Lib.dat in MASControl 2017
D17_Mtl_StCond_CFL_Yr | Lighting | FRACTION | WntrDsn | 2014-01-01 | 2014-12-31 | Constant | 0 | [23 empty] | From eQ_Lib.dat in MASControl 2017
D17_Mtl_StCond_CFL_Yr | Lighting | FRACTION | Default¦Hol | 2014-01-01 | 2014-12-31 | Constant | 0.7 | [23 empty] | From eQ_Lib.dat in MASControl 2017
D17_Mtl_StCond_LF_Yr | Lighting | FRACTION | SmrDsn | 2014-01-01 | 2014-12-31 | Constant | 1 | [23 empty] | From eQ_Lib.dat in MASControl 2017
D17_Mtl_StCond_LF_Yr | Lighting | FRACTION | WntrDsn | 2014-01-01 | 2014-12-31 | Constant | 0 | [23 empty] | From eQ_Lib.dat in MASControl 2017
D17_Mtl_StCond_LF_Yr | Lighting | FRACTION | Default¦Hol | 2014-01-01 | 2014-12-31 | Constant | 0.7 | [23 empty] | From eQ_Lib.dat in MASControl 2017
D17_Nrs_Cordr_CFL_Yr | Lighting | FRACTION | SmrDsn | 2014-01-01 | 2014-12-31 | Constant | 1 | [23 empty] | From eQ_Lib.dat in MASControl 2017
D17_Nrs_Cordr_CFL_Yr | Lighting | FRACTION | WntrDsn | 2014-01-01 | 2014-12-31 | Constant | 0 | [23 empty] | From eQ_Lib.dat in MASControl 2017
D17_Nrs_Cordr_CFL_Yr | Lighting | FRACTION | Default¦Hol | 2014-01-01 | 2014-12-31 | Constant | 0.9 | [23 empty] | From eQ_Lib.dat in MASControl 2017
D17_Nrs_Cordr_LF_Yr | Lighting | FRACTION | SmrDsn | 2014-01-01 | 2014-12-31 | Constant | 1 | [23 empty] | From eQ_Lib.dat in MASControl 2017
D17_Nrs_Cordr_LF_Yr | Lighting | FRACTION | WntrDsn | 2014-01-01 | 2014-12-31 | Constant | 0 | [23 empty] | From eQ_Lib.dat in MASControl 2017
D17_Nrs_Cordr_LF_Yr | Lighting | FRACTION | Default¦Hol | 2014-01-01 | 2014-12-31 | Constant | 0.9 | [23 empty] | From eQ_Lib.dat in MASControl 2017
D17_Nrs_Din_CFL_Yr | Lighting | FRACTION | SmrDsn | 2014-01-01 | 2014-12-31 | Constant | 1 | [23 empty] | From eQ_Lib.dat in MASControl 2017
D17_Nrs_Din_CFL_Yr | Lighting | FRACTION | WntrDsn | 2014-01-01 | 2014-12-31 | Constant | 0 | [23 empty] | From eQ_Lib.dat in MASControl 2017
D17_Nrs_Din_CFL_Yr | Lighting | FRACTION | Default¦Hol | 2014-01-01 | 2014-12-31 | Hourly | 0.1 | 0.1 | 0.1 | 0.1 | 0.1 | 0.1 | 0.1 | 0.675 | 0.675 | 0.675 | 0.675 | 0.675 | 0.675 | 0.675 | 0.675 | 0.675 | 0.675 | 0.675 | 0.675 | 0.675 | 0.675 | 0.1 | 0.1 | 0.1 | From eQ_Lib.dat in MASControl 2017
D17_Nrs_Din_HB_Yr | Lighting | FRACTION | SmrDsn | 2014-01-01 | 2014-12-31 | Constant | 1 | [23 empty] | From eQ_Lib.dat in MASControl 2017
D17_Nrs_Din_HB_Yr | Lighting | FRACTION | WntrDsn | 2014-01-01 | 2014-12-31 | Constant | 0 | [23 empty] | From eQ_Lib.dat in MASControl 2017
D17_Nrs_Din_HB_Yr | Lighting | FRACTION | Default¦Hol | 2014-01-01 | 2014-12-31 | Hourly | 0.1 | 0.1 | 0.1 | 0.1 | 0.1 | 0.1 | 0.1 | 0.675 | 0.675 | 0.675 | 0.675 | 0.675 | 0.675 | 0.675 | 0.675 | 0.675 | 0.675 | 0.675 | 0.675 | 0.675 | 0.675 | 0.1 | 0.1 | 0.1 | From eQ_Lib.dat in MASControl 2017
D17_Nrs_Din_LF_Yr | Lighting | FRACTION | SmrDsn | 2014-01-01 | 2014-12-31 | Constant | 1 | [23 empty] | From eQ_Lib.dat in MASControl 2017
D17_Nrs_Din_LF_Yr | Lighting | FRACTION | WntrDsn | 2014-01-01 | 2014-12-31 | Constant | 0 | [23 empty] | From eQ_Lib.dat in MASControl 2017
D17_Nrs_Din_LF_Yr | Lighting | FRACTION | Default¦Hol | 2014-01-01 | 2014-12-31 | Hourly | 0.1 | 0.1 | 0.1 | 0.1 | 0.1 | 0.1 | 0.1 | 0.675 | 0.675 | 0.675 | 0.675 | 0.675 | 0.675 | 0.675 | 0.675 | 0.675 | 0.675 | 0.675 | 0.675 | 0.675 | 0.675 | 0.1 | 0.1 | 0.1 | From eQ_Lib.dat in MASControl 2017
D17_Nrs_Ktchn_CFL_Yr | Lighting | FRACTION | SmrDsn | 2014-01-01 | 2014-12-31 | Constant | 1 | [23 empty] | From eQ_Lib.dat in MASControl 2017
D17_Nrs_Ktchn_CFL_Yr | Lighting | FRACTION | WntrDsn | 2014-01-01 | 2014-12-31 | Constant | 0 | [23 empty] | From eQ_Lib.dat in MASControl 2017
D17_Nrs_Ktchn_CFL_Yr | Lighting | FRACTION | Default¦Hol | 2014-01-01 | 2014-12-31 | Hourly | 0.1 | 0.1 | 0.1 | 0.1 | 0.1 | 0.1 | 0.1 | 0.675 | 0.675 | 0.675 | 0.675 | 0.675 | 0.675 | 0.675 | 0.675 | 0.675 | 0.675 | 0.675 | 0.675 | 0.675 | 0.675 | 0.1 | 0.1 | 0.1 | From eQ_Lib.dat in MASControl 2017
D17_Nrs_Ktchn_LF_Yr | Lighting | FRACTION | SmrDsn | 2014-01-01 | 2014-12-31 | Constant | 1 | [23 empty] | From eQ_Lib.dat in MASControl 2017
D17_Nrs_Ktchn_LF_Yr | Lighting | FRACTION | WntrDsn | 2014-01-01 | 2014-12-31 | Constant | 0 | [23 empty] | From eQ_Lib.dat in MASControl 2017
D17_Nrs_Ktchn_LF_Yr | Lighting | FRACTION | Default¦Hol | 2014-01-01 | 2014-12-31 | Hourly | 0.1 | 0.1 | 0.1 | 0.1 | 0.1 | 0.1 | 0.1 | 0.675 | 0.675 | 0.675 | 0.675 | 0.675 | 0.675 | 0.675 | 0.675 | 0.675 | 0.675 | 0.675 | 0.675 | 0.675 | 0.675 | 0.1 | 0.1 | 0.1 | From eQ_Lib.dat in MASControl 2017
D17_Nrs_Laun_CFL_Yr | Lighting | FRACTION | SmrDsn | 2014-01-01 | 2014-12-31 | Constant | 1 | [23 empty] | From eQ_Lib.dat in MASControl 2017
D17_Nrs_Laun_CFL_Yr | Lighting | FRACTION | WntrDsn | 2014-01-01 | 2014-12-31 | Constant | 0 | [23 empty] | From eQ_Lib.dat in MASControl 2017
D17_Nrs_Laun_CFL_Yr | Lighting | FRACTION | Default¦Hol | 2014-01-01 | 2014-12-31 | Hourly | 0.1 | 0.1 | 0.1 | 0.1 | 0.1 | 0.1 | 0.1 | 0.7 | 0.7 | 0.7 | 0.7 | 0.7 | 0.7 | 0.7 | 0.7 | 0.7 | 0.7 | 0.7 | 0.7 | 0.7 | 0.7 | 0.1 | 0.1 | 0.1 | From eQ_Lib.dat in MASControl 2017
D17_Nrs_Laun_LF_Yr | Lighting | FRACTION | SmrDsn | 2014-01-01 | 2014-12-31 | Constant | 1 | [23 empty] | From eQ_Lib.dat in MASControl 2017
D17_Nrs_Laun_LF_Yr | Lighting | FRACTION | WntrDsn | 2014-01-01 | 2014-12-31 | Constant | 0 | [23 empty] | From eQ_Lib.dat in MASControl 2017
D17_Nrs_Laun_LF_Yr | Lighting | FRACTION | Default¦Hol | 2014-01-01 | 2014-12-31 | Hourly | 0.1 | 0.1 | 0.1 | 0.1 | 0.1 | 0.1 | 0.1 | 0.7 | 0.7 | 0.7 | 0.7 | 0.7 | 0.7 | 0.7 | 0.7 | 0.7 | 0.7 | 0.7 | 0.7 | 0.7 | 0.7 | 0.1 | 0.1 | 0.1 | From eQ_Lib.dat in MASControl 2017
D17_Nrs_LobWt_CFL_Yr | Lighting | FRACTION | SmrDsn | 2014-01-01 | 2014-12-31 | Constant | 1 | [23 empty] | From eQ_Lib.dat in MASControl 2017
D17_Nrs_LobWt_CFL_Yr | Lighting | FRACTION | WntrDsn | 2014-01-01 | 2014-12-31 | Constant | 0 | [23 empty] | From eQ_Lib.dat in MASControl 2017
D17_Nrs_LobWt_CFL_Yr | Lighting | FRACTION | Default¦Hol | 2014-01-01 | 2014-12-31 | Constant | 0.9 | [23 empty] | From eQ_Lib.dat in MASControl 2017
D17_Nrs_LobWt_LF_Yr | Lighting | FRACTION | SmrDsn | 2014-01-01 | 2014-12-31 | Constant | 1 | [23 empty] | From eQ_Lib.dat in MASControl 2017
D17_Nrs_LobWt_LF_Yr | Lighting | FRACTION | WntrDsn | 2014-01-01 | 2014-12-31 | Constant | 0 | [23 empty] | From eQ_Lib.dat in MASControl 2017
D17_Nrs_LobWt_LF_Yr | Lighting | FRACTION | Default¦Hol | 2014-01-01 | 2014-12-31 | Constant | 0.9 | [23 empty] | From eQ_Lib.dat in MASControl 2017
D17_Nrs_Mech_CFL_Yr | Lighting | FRACTION | SmrDsn | 2014-01-01 | 2014-12-31 | Constant | 1 | [23 empty] | From eQ_Lib.dat in MASControl 2017
D17_Nrs_Mech_CFL_Yr | Lighting | FRACTION | WntrDsn | 2014-01-01 | 2014-12-31 | Constant | 0 | [23 empty] | From eQ_Lib.dat in MASControl 2017
D17_Nrs_Mech_CFL_Yr | Lighting | FRACTION | Default¦Hol | 2014-01-01 | 2014-12-31 | Hourly | 0.1 | 0.1 | 0.1 | 0.1 | 0.1 | 0.1 | 0.1 | 0.1 | 0.7 | 0.7 | 0.7 | 0.7 | 0.7 | 0.7 | 0.7 | 0.7 | 0.7 | 0.7 | 0.7 | 0.7 | 0.7 | 0.1 | 0.1 | 0.1 | From eQ_Lib.dat in MASControl 2017
D17_Nrs_Mech_LF_Yr | Lighting | FRACTION | SmrDsn | 2014-01-01 | 2014-12-31 | Constant | 1 | [23 empty] | From eQ_Lib.dat in MASControl 2017
D17_Nrs_Mech_LF_Yr | Lighting | FRACTION | WntrDsn | 2014-01-01 | 2014-12-31 | Constant | 0 | [23 empty] | From eQ_Lib.dat in MASControl 2017
D17_Nrs_Mech_LF_Yr | Lighting | FRACTION | Default¦Hol | 2014-01-01 | 2014-12-31 | Hourly | 0.1 | 0.1 | 0.1 | 0.1 | 0.1 | 0.1 | 0.1 | 0.1 | 0.7 | 0.7 | 0.7 | 0.7 | 0.7 | 0.7 | 0.7 | 0.7 | 0.7 | 0.7 | 0.7 | 0.7 | 0.7 | 0.1 | 0.1 | 0.1 | From eQ_Lib.dat in MASControl 2017
D17_Nrs_OffGen_CFL_Yr | Lighting | FRACTION | SmrDsn | 2014-01-01 | 2014-12-31 | Constant | 1 | [23 empty] | From eQ_Lib.dat in MASControl 2017
D17_Nrs_OffGen_CFL_Yr | Lighting | FRACTION | WntrDsn | 2014-01-01 | 2014-12-31 | Constant | 0 | [23 empty] | From eQ_Lib.dat in MASControl 2017
D17_Nrs_OffGen_CFL_Yr | Lighting | FRACTION | Default¦Hol | 2014-01-01 | 2014-12-31 | Hourly | 0.1 | 0.1 | 0.1 | 0.1 | 0.1 | 0.1 | 0.1 | 0.7 | 0.7 | 0.7 | 0.7 | 0.7 | 0.7 | 0.7 | 0.7 | 0.7 | 0.7 | 0.7 | 0.7 | 0.7 | 0.7 | 0.1 | 0.1 | 0.1 | From eQ_Lib.dat in MASControl 2017
D17_Nrs_OffGen_LF_Yr | Lighting | FRACTION | SmrDsn | 2014-01-01 | 2014-12-31 | Constant | 1 | [23 empty] | From eQ_Lib.dat in MASControl 2017
D17_Nrs_OffGen_LF_Yr | Lighting | FRACTION | WntrDsn | 2014-01-01 | 2014-12-31 | Constant | 0 | [23 empty] | From eQ_Lib.dat in MASControl 2017
D17_Nrs_OffGen_LF_Yr | Lighting | FRACTION | Default¦Hol | 2014-01-01 | 2014-12-31 | Hourly | 0.1 | 0.1 | 0.1 | 0.1 | 0.1 | 0.1 | 0.1 | 0.7 | 0.7 | 0.7 | 0.7 | 0.7 | 0.7 | 0.7 | 0.7 | 0.7 | 0.7 | 0.7 | 0.7 | 0.7 | 0.7 | 0.1 | 0.1 | 0.1 | From eQ_Lib.dat in MASControl 2017
D17_Nrs_Patient_CFL_Yr | Lighting | FRACTION | SmrDsn | 2014-01-01 | 2014-12-31 | Constant | 1 | [23 empty] | From eQ_Lib.dat in MASControl 2017
D17_Nrs_Patient_CFL_Yr | Lighting | FRACTION | WntrDsn | 2014-01-01 | 2014-12-31 | Constant | 0 | [23 empty] | From eQ_Lib.dat in MASControl 2017
D17_Nrs_Patient_CFL_Yr | Lighting | FRACTION | Default¦Hol | 2014-01-01 | 2014-12-31 | Hourly | 0.15 | 0.15 | 0.15 | 0.15 | 0.15 | 0.54 | 0.8 | 0.6267 | 0.6267 | 0.6267 | 0.6267 | 0.6267 | 0.6267 | 0.6267 | 0.6267 | 0.6267 | 0.6267 | 0.6267 | 0.6267 | 0.6267 | 0.6267 | 0.54 | 0.28 | 0.28 | From eQ_Lib.dat in MASControl 2017
D17_Nrs_Patient_LF_Yr | Lighting | FRACTION | SmrDsn | 2014-01-01 | 2014-12-31 | Constant | 1 | [23 empty] | From eQ_Lib.dat in MASControl 2017
D17_Nrs_Patient_LF_Yr | Lighting | FRACTION | WntrDsn | 2014-01-01 | 2014-12-31 | Constant | 0 | [23 empty] | From eQ_Lib.dat in MASControl 2017
D17_Nrs_Patient_LF_Yr | Lighting | FRACTION | Default¦Hol | 2014-01-01 | 2014-12-31 | Hourly | 0.15 | 0.15 | 0.15 | 0.15 | 0.15 | 0.54 | 0.8 | 0.6267 | 0.6267 | 0.6267 | 0.6267 | 0.6267 | 0.6267 | 0.6267 | 0.6267 | 0.6267 | 0.6267 | 0.6267 | 0.6267 | 0.6267 | 0.6267 | 0.54 | 0.28 | 0.28 | From eQ_Lib.dat in MASControl 2017
D17_Nrs_Restrm_CFL_Yr | Lighting | FRACTION | SmrDsn | 2014-01-01 | 2014-12-31 | Constant | 1 | [23 empty] | From eQ_Lib.dat in MASControl 2017
D17_Nrs_Restrm_CFL_Yr | Lighting | FRACTION | WntrDsn | 2014-01-01 | 2014-12-31 | Constant | 0 | [23 empty] | From eQ_Lib.dat in MASControl 2017
D17_Nrs_Restrm_CFL_Yr | Lighting | FRACTION | Default¦Hol | 2014-01-01 | 2014-12-31 | Constant | 0.9 | [23 empty] | From eQ_Lib.dat in MASControl 2017
D17_Nrs_Restrm_LF_Yr | Lighting | FRACTION | SmrDsn | 2014-01-01 | 2014-12-31 | Constant | 1 | [23 empty] | From eQ_Lib.dat in MASControl 2017
D17_Nrs_Restrm_LF_Yr | Lighting | FRACTION | WntrDsn | 2014-01-01 | 2014-12-31 | Constant | 0 | [23 empty] | From eQ_Lib.dat in MASControl 2017
D17_Nrs_Restrm_LF_Yr | Lighting | FRACTION | Default¦Hol | 2014-01-01 | 2014-12-31 | Constant | 0.9 | [23 empty] | From eQ_Lib.dat in MASControl 2017
D17_Nrs_StCond_CFL_Yr | Lighting | FRACTION | SmrDsn | 2014-01-01 | 2014-12-31 | Constant | 1 | [23 empty] | From eQ_Lib.dat in MASControl 2017
D17_Nrs_StCond_CFL_Yr | Lighting | FRACTION | WntrDsn | 2014-01-01 | 2014-12-31 | Constant | 0 | [23 empty] | From eQ_Lib.dat in MASControl 2017
D17_Nrs_StCond_CFL_Yr | Lighting | FRACTION | Default¦Hol | 2014-01-01 | 2014-12-31 | Hourly | 0.1 | 0.1 | 0.1 | 0.1 | 0.1 | 0.1 | 0.1 | 0.7 | 0.7 | 0.7 | 0.7 | 0.7 | 0.7 | 0.7 | 0.7 | 0.7 | 0.7 | 0.7 | 0.7 | 0.7 | 0.7 | 0.1 | 0.1 | 0.1 | From eQ_Lib.dat in MASControl 2017
D17_Nrs_StCond_LF_Yr | Lighting | FRACTION | SmrDsn | 2014-01-01 | 2014-12-31 | Constant | 1 | [23 empty] | From eQ_Lib.dat in MASControl 2017
D17_Nrs_StCond_LF_Yr | Lighting | FRACTION | WntrDsn | 2014-01-01 | 2014-12-31 | Constant | 0 | [23 empty] | From eQ_Lib.dat in MASControl 2017
D17_Nrs_StCond_LF_Yr | Lighting | FRACTION | Default¦Hol | 2014-01-01 | 2014-12-31 | Hourly | 0.1 | 0.1 | 0.1 | 0.1 | 0.1 | 0.1 | 0.1 | 0.7 | 0.7 | 0.7 | 0.7 | 0.7 | 0.7 | 0.7 | 0.7 | 0.7 | 0.7 | 0.7 | 0.7 | 0.7 | 0.7 | 0.1 | 0.1 | 0.1 | From eQ_Lib.dat in MASControl 2017
D17_OfL_Break_CFL_Yr | Lighting | FRACTION | Default¦Wkdy | 2014-01-01 | 2014-12-31 | Hourly | 0.055 | 0.055 | 0.055 | 0.055 | 0.11 | 0.18 | 0.28 | 0.45 | 0.7 | 0.73 | 0.73 | 0.73 | 0.73 | 0.73 | 0.73 | 0.73 | 0.67 | 0.57 | 0.43 | 0.3 | 0.2 | 0.15 | 0.1 | 0.1 | From eQ_Lib.dat in MASControl 2017
D17_OfL_Break_CFL_Yr | Lighting | FRACTION | Wknd | 2014-01-01 | 2014-12-31 | Hourly | 0.05 | 0.05 | 0.05 | 0.05 | 0.05 | 0.05 | 0.05 | 0.2147 | 0.25 | 0.25 | 0.25 | 0.25 | 0.25 | 0.25 | 0.25 | 0.25 | 0.25 | 0.05 | 0.05 | 0.05 | 0.05 | 0.05 | 0.05 | 0.05 | From eQ_Lib.dat in MASControl 2017
D17_OfL_Break_CFL_Yr | Lighting | FRACTION | WntrDsn | 2014-01-01 | 2014-12-31 | Constant | 0 | [23 empty] | From eQ_Lib.dat in MASControl 2017
D17_OfL_Break_CFL_Yr | Lighting | FRACTION | SmrDsn | 2014-01-01 | 2014-12-31 | Constant | 1 | [23 empty] | From eQ_Lib.dat in MASControl 2017
D17_OfL_Break_CFL_Yr | Lighting | FRACTION | Hol | 2014-01-01 | 2014-12-31 | Hourly | 0.05 | 0.05 | 0.05 | 0.05 | 0.05 | 0.05 | 0.05 | 0.2147 | 0.25 | 0.25 | 0.25 | 0.25 | 0.25 | 0.25 | 0.25 | 0.25 | 0.25 | 0.05 | 0.05 | 0.05 | 0.05 | 0.05 | 0.05 | 0.05 | From eQ_Lib.dat in MASControl 2017
D17_OfL_Break_LF_Yr | Lighting | FRACTION | Default¦Wkdy | 2014-01-01 | 2014-12-31 | Hourly | 0.055 | 0.055 | 0.055 | 0.055 | 0.11 | 0.18 | 0.28 | 0.45 | 0.7 | 0.73 | 0.73 | 0.73 | 0.73 | 0.73 | 0.73 | 0.73 | 0.67 | 0.57 | 0.43 | 0.3 | 0.2 | 0.15 | 0.1 | 0.1 | From eQ_Lib.dat in MASControl 2017
D17_OfL_Break_LF_Yr | Lighting | FRACTION | Wknd | 2014-01-01 | 2014-12-31 | Hourly | 0.05 | 0.05 | 0.05 | 0.05 | 0.05 | 0.05 | 0.05 | 0.2147 | 0.25 | 0.25 | 0.25 | 0.25 | 0.25 | 0.25 | 0.25 | 0.25 | 0.25 | 0.05 | 0.05 | 0.05 | 0.05 | 0.05 | 0.05 | 0.05 | From eQ_Lib.dat in MASControl 2017
D17_OfL_Break_LF_Yr | Lighting | FRACTION | WntrDsn | 2014-01-01 | 2014-12-31 | Constant | 0 | [23 empty] | From eQ_Lib.dat in MASControl 2017
D17_OfL_Break_LF_Yr | Lighting | FRACTION | SmrDsn | 2014-01-01 | 2014-12-31 | Constant | 1 | [23 empty] | From eQ_Lib.dat in MASControl 2017
D17_OfL_Break_LF_Yr | Lighting | FRACTION | Hol | 2014-01-01 | 2014-12-31 | Hourly | 0.05 | 0.05 | 0.05 | 0.05 | 0.05 | 0.05 | 0.05 | 0.2147 | 0.25 | 0.25 | 0.25 | 0.25 | 0.25 | 0.25 | 0.25 | 0.25 | 0.25 | 0.05 | 0.05 | 0.05 | 0.05 | 0.05 | 0.05 | 0.05 | From eQ_Lib.dat in MASControl 2017
D17_OfL_Conf_CFL_Yr | Lighting | FRACTION | Default¦Wkdy | 2014-01-01 | 2014-12-31 | Hourly | 0.055 | 0.055 | 0.055 | 0.055 | 0.11 | 0.18 | 0.28 | 0.45 | 0.7 | 0.73 | 0.73 | 0.73 | 0.73 | 0.73 | 0.73 | 0.73 | 0.67 | 0.57 | 0.43 | 0.3 | 0.2 | 0.15 | 0.1 | 0.1 | From eQ_Lib.dat in MASControl 2017
D17_OfL_Conf_CFL_Yr | Lighting | FRACTION | Wknd | 2014-01-01 | 2014-12-31 | Hourly | 0.05 | 0.05 | 0.05 | 0.05 | 0.05 | 0.05 | 0.05 | 0.2147 | 0.25 | 0.25 | 0.25 | 0.25 | 0.25 | 0.25 | 0.25 | 0.25 | 0.25 | 0.05 | 0.05 | 0.05 | 0.05 | 0.05 | 0.05 | 0.05 | From eQ_Lib.dat in MASControl 2017
D17_OfL_Conf_CFL_Yr | Lighting | FRACTION | WntrDsn | 2014-01-01 | 2014-12-31 | Constant | 0 | [23 empty] | From eQ_Lib.dat in MASControl 2017
D17_OfL_Conf_CFL_Yr | Lighting | FRACTION | SmrDsn | 2014-01-01 | 2014-12-31 | Constant | 1 | [23 empty] | From eQ_Lib.dat in MASControl 2017
D17_OfL_Conf_CFL_Yr | Lighting | FRACTION | Hol | 2014-01-01 | 2014-12-31 | Hourly | 0.05 | 0.05 | 0.05 | 0.05 | 0.05 | 0.05 | 0.05 | 0.2147 | 0.25 | 0.25 | 0.25 | 0.25 | 0.25 | 0.25 | 0.25 | 0.25 | 0.25 | 0.05 | 0.05 | 0.05 | 0.05 | 0.05 | 0.05 | 0.05 | From eQ_Lib.dat in MASControl 2017
D17_OfL_Conf_LF_Yr | Lighting | FRACTION | Default¦Wkdy | 2014-01-01 | 2014-12-31 | Hourly | 0.055 | 0.055 | 0.055 | 0.055 | 0.11 | 0.18 | 0.28 | 0.45 | 0.7 | 0.73 | 0.73 | 0.73 | 0.73 | 0.73 | 0.73 | 0.73 | 0.67 | 0.57 | 0.43 | 0.3 | 0.2 | 0.15 | 0.1 | 0.1 | From eQ_Lib.dat in MASControl 2017
D17_OfL_Conf_LF_Yr | Lighting | FRACTION | Wknd | 2014-01-01 | 2014-12-31 | Hourly | 0.05 | 0.05 | 0.05 | 0.05 | 0.05 | 0.05 | 0.05 | 0.2147 | 0.25 | 0.25 | 0.25 | 0.25 | 0.25 | 0.25 | 0.25 | 0.25 | 0.25 | 0.05 | 0.05 | 0.05 | 0.05 | 0.05 | 0.05 | 0.05 | From eQ_Lib.dat in MASControl 2017
D17_OfL_Conf_LF_Yr | Lighting | FRACTION | WntrDsn | 2014-01-01 | 2014-12-31 | Constant | 0 | [23 empty] | From eQ_Lib.dat in MASControl 2017
D17_OfL_Conf_LF_Yr | Lighting | FRACTION | SmrDsn | 2014-01-01 | 2014-12-31 | Constant | 1 | [23 empty] | From eQ_Lib.dat in MASControl 2017
D17_OfL_Conf_LF_Yr | Lighting | FRACTION | Hol | 2014-01-01 | 2014-12-31 | Hourly | 0.05 | 0.05 | 0.05 | 0.05 | 0.05 | 0.05 | 0.05 | 0.2147 | 0.25 | 0.25 | 0.25 | 0.25 | 0.25 | 0.25 | 0.25 | 0.25 | 0.25 | 0.05 | 0.05 | 0.05 | 0.05 | 0.05 | 0.05 | 0.05 | From eQ_Lib.dat in MASControl 2017
D17_OfL_CopyRm_CFL_Yr | Lighting | FRACTION | Default¦Wkdy | 2014-01-01 | 2014-12-31 | Hourly | 0.055 | 0.055 | 0.055 | 0.055 | 0.11 | 0.18 | 0.28 | 0.45 | 0.7 | 0.73 | 0.73 | 0.73 | 0.73 | 0.73 | 0.73 | 0.73 | 0.67 | 0.57 | 0.43 | 0.3 | 0.2 | 0.15 | 0.1 | 0.1 | From eQ_Lib.dat in MASControl 2017
D17_OfL_CopyRm_CFL_Yr | Lighting | FRACTION | Wknd | 2014-01-01 | 2014-12-31 | Hourly | 0.05 | 0.05 | 0.05 | 0.05 | 0.05 | 0.05 | 0.05 | 0.2147 | 0.25 | 0.25 | 0.25 | 0.25 | 0.25 | 0.25 | 0.25 | 0.25 | 0.25 | 0.05 | 0.05 | 0.05 | 0.05 | 0.05 | 0.05 | 0.05 | From eQ_Lib.dat in MASControl 2017
D17_OfL_CopyRm_CFL_Yr | Lighting | FRACTION | WntrDsn | 2014-01-01 | 2014-12-31 | Constant | 0 | [23 empty] | From eQ_Lib.dat in MASControl 2017
D17_OfL_CopyRm_CFL_Yr | Lighting | FRACTION | SmrDsn | 2014-01-01 | 2014-12-31 | Constant | 1 | [23 empty] | From eQ_Lib.dat in MASControl 2017
D17_OfL_CopyRm_CFL_Yr | Lighting | FRACTION | Hol | 2014-01-01 | 2014-12-31 | Hourly | 0.05 | 0.05 | 0.05 | 0.05 | 0.05 | 0.05 | 0.05 | 0.2147 | 0.25 | 0.25 | 0.25 | 0.25 | 0.25 | 0.25 | 0.25 | 0.25 | 0.25 | 0.05 | 0.05 | 0.05 | 0.05 | 0.05 | 0.05 | 0.05 | From eQ_Lib.dat in MASControl 2017
D17_OfL_CopyRm_LF_Yr | Lighting | FRACTION | Default¦Wkdy | 2014-01-01 | 2014-12-31 | Hourly | 0.055 | 0.055 | 0.055 | 0.055 | 0.11 | 0.18 | 0.28 | 0.45 | 0.7 | 0.73 | 0.73 | 0.73 | 0.73 | 0.73 | 0.73 | 0.73 | 0.67 | 0.57 | 0.43 | 0.3 | 0.2 | 0.15 | 0.1 | 0.1 | From eQ_Lib.dat in MASControl 2017
D17_OfL_CopyRm_LF_Yr | Lighting | FRACTION | Wknd | 2014-01-01 | 2014-12-31 | Hourly | 0.05 | 0.05 | 0.05 | 0.05 | 0.05 | 0.05 | 0.05 | 0.2147 | 0.25 | 0.25 | 0.25 | 0.25 | 0.25 | 0.25 | 0.25 | 0.25 | 0.25 | 0.05 | 0.05 | 0.05 | 0.05 | 0.05 | 0.05 | 0.05 | From eQ_Lib.dat in MASControl 2017
D17_OfL_CopyRm_LF_Yr | Lighting | FRACTION | WntrDsn | 2014-01-01 | 2014-12-31 | Constant | 0 | [23 empty] | From eQ_Lib.dat in MASControl 2017
D17_OfL_CopyRm_LF_Yr | Lighting | FRACTION | SmrDsn | 2014-01-01 | 2014-12-31 | Constant | 1 | [23 empty] | From eQ_Lib.dat in MASControl 2017
D17_OfL_CopyRm_LF_Yr | Lighting | FRACTION | Hol | 2014-01-01 | 2014-12-31 | Hourly | 0.05 | 0.05 | 0.05 | 0.05 | 0.05 | 0.05 | 0.05 | 0.2147 | 0.25 | 0.25 | 0.25 | 0.25 | 0.25 | 0.25 | 0.25 | 0.25 | 0.25 | 0.05 | 0.05 | 0.05 | 0.05 | 0.05 | 0.05 | 0.05 | From eQ_Lib.dat in MASControl 2017
D17_OfL_Cordr_CFL_Yr | Lighting | FRACTION | Default¦Wkdy | 2014-01-01 | 2014-12-31 | Hourly | 0.055 | 0.055 | 0.055 | 0.055 | 0.11 | 0.18 | 0.28 | 0.45 | 0.7 | 0.73 | 0.73 | 0.73 | 0.73 | 0.73 | 0.73 | 0.73 | 0.67 | 0.57 | 0.43 | 0.3 | 0.2 | 0.15 | 0.1 | 0.1 | From eQ_Lib.dat in MASControl 2017
D17_OfL_Cordr_CFL_Yr | Lighting | FRACTION | Wknd | 2014-01-01 | 2014-12-31 | Hourly | 0.05 | 0.05 | 0.05 | 0.05 | 0.05 | 0.05 | 0.05 | 0.2147 | 0.25 | 0.25 | 0.25 | 0.25 | 0.25 | 0.25 | 0.25 | 0.25 | 0.25 | 0.05 | 0.05 | 0.05 | 0.05 | 0.05 | 0.05 | 0.05 | From eQ_Lib.dat in MASControl 2017
D17_OfL_Cordr_CFL_Yr | Lighting | FRACTION | WntrDsn | 2014-01-01 | 2014-12-31 | Constant | 0 | [23 empty] | From eQ_Lib.dat in MASControl 2017
D17_OfL_Cordr_CFL_Yr | Lighting | FRACTION | SmrDsn | 2014-01-01 | 2014-12-31 | Constant | 1 | [23 empty] | From eQ_Lib.dat in MASControl 2017
D17_OfL_Cordr_CFL_Yr | Lighting | FRACTION | Hol | 2014-01-01 | 2014-12-31 | Hourly | 0.05 | 0.05 | 0.05 | 0.05 | 0.05 | 0.05 | 0.05 | 0.2147 | 0.25 | 0.25 | 0.25 | 0.25 | 0.25 | 0.25 | 0.25 | 0.25 | 0.25 | 0.05 | 0.05 | 0.05 | 0.05 | 0.05 | 0.05 | 0.05 | From eQ_Lib.dat in MASControl 2017
D17_OfL_Cordr_LF_Yr | Lighting | FRACTION | Default¦Wkdy | 2014-01-01 | 2014-12-31 | Hourly | 0.055 | 0.055 | 0.055 | 0.055 | 0.11 | 0.18 | 0.28 | 0.45 | 0.7 | 0.73 | 0.73 | 0.73 | 0.73 | 0.73 | 0.73 | 0.73 | 0.67 | 0.57 | 0.43 | 0.3 | 0.2 | 0.15 | 0.1 | 0.1 | From eQ_Lib.dat in MASControl 2017
D17_OfL_Cordr_LF_Yr | Lighting | FRACTION | Wknd | 2014-01-01 | 2014-12-31 | Hourly | 0.05 | 0.05 | 0.05 | 0.05 | 0.05 | 0.05 | 0.05 | 0.2147 | 0.25 | 0.25 | 0.25 | 0.25 | 0.25 | 0.25 | 0.25 | 0.25 | 0.25 | 0.05 | 0.05 | 0.05 | 0.05 | 0.05 | 0.05 | 0.05 | From eQ_Lib.dat in MASControl 2017
D17_OfL_Cordr_LF_Yr | Lighting | FRACTION | WntrDsn | 2014-01-01 | 2014-12-31 | Constant | 0 | [23 empty] | From eQ_Lib.dat in MASControl 2017
D17_OfL_Cordr_LF_Yr | Lighting | FRACTION | SmrDsn | 2014-01-01 | 2014-12-31 | Constant | 1 | [23 empty] | From eQ_Lib.dat in MASControl 2017
D17_OfL_Cordr_LF_Yr | Lighting | FRACTION | Hol | 2014-01-01 | 2014-12-31 | Hourly | 0.05 | 0.05 | 0.05 | 0.05 | 0.05 | 0.05 | 0.05 | 0.2147 | 0.25 | 0.25 | 0.25 | 0.25 | 0.25 | 0.25 | 0.25 | 0.25 | 0.25 | 0.05 | 0.05 | 0.05 | 0.05 | 0.05 | 0.05 | 0.05 | From eQ_Lib.dat in MASControl 2017
D17_OfL_LobWt_CFL_Yr | Lighting | FRACTION | Default¦Wkdy | 2014-01-01 | 2014-12-31 | Hourly | 0.055 | 0.055 | 0.055 | 0.055 | 0.11 | 0.18 | 0.28 | 0.45 | 0.7 | 0.73 | 0.73 | 0.73 | 0.73 | 0.73 | 0.73 | 0.73 | 0.67 | 0.57 | 0.43 | 0.3 | 0.2 | 0.15 | 0.1 | 0.1 | From eQ_Lib.dat in MASControl 2017
D17_OfL_LobWt_CFL_Yr | Lighting | FRACTION | Wknd | 2014-01-01 | 2014-12-31 | Hourly | 0.05 | 0.05 | 0.05 | 0.05 | 0.05 | 0.05 | 0.05 | 0.2147 | 0.25 | 0.25 | 0.25 | 0.25 | 0.25 | 0.25 | 0.25 | 0.25 | 0.25 | 0.05 | 0.05 | 0.05 | 0.05 | 0.05 | 0.05 | 0.05 | From eQ_Lib.dat in MASControl 2017
D17_OfL_LobWt_CFL_Yr | Lighting | FRACTION | WntrDsn | 2014-01-01 | 2014-12-31 | Constant | 0 | [23 empty] | From eQ_Lib.dat in MASControl 2017
D17_OfL_LobWt_CFL_Yr | Lighting | FRACTION | SmrDsn | 2014-01-01 | 2014-12-31 | Constant | 1 | [23 empty] | From eQ_Lib.dat in MASControl 2017
D17_OfL_LobWt_CFL_Yr | Lighting | FRACTION | Hol | 2014-01-01 | 2014-12-31 | Hourly | 0.05 | 0.05 | 0.05 | 0.05 | 0.05 | 0.05 | 0.05 | 0.2147 | 0.25 | 0.25 | 0.25 | 0.25 | 0.25 | 0.25 | 0.25 | 0.25 | 0.25 | 0.05 | 0.05 | 0.05 | 0.05 | 0.05 | 0.05 | 0.05 | From eQ_Lib.dat in MASControl 2017
D17_OfL_LobWt_HB_Yr | Lighting | FRACTION | Default¦Wkdy | 2014-01-01 | 2014-12-31 | Hourly | 0.055 | 0.055 | 0.055 | 0.055 | 0.11 | 0.18 | 0.28 | 0.45 | 0.7 | 0.73 | 0.73 | 0.73 | 0.73 | 0.73 | 0.73 | 0.73 | 0.67 | 0.57 | 0.43 | 0.3 | 0.2 | 0.15 | 0.1 | 0.1 | From eQ_Lib.dat in MASControl 2017
D17_OfL_LobWt_HB_Yr | Lighting | FRACTION | Wknd | 2014-01-01 | 2014-12-31 | Hourly | 0.05 | 0.05 | 0.05 | 0.05 | 0.05 | 0.05 | 0.05 | 0.2147 | 0.25 | 0.25 | 0.25 | 0.25 | 0.25 | 0.25 | 0.25 | 0.25 | 0.25 | 0.05 | 0.05 | 0.05 | 0.05 | 0.05 | 0.05 | 0.05 | From eQ_Lib.dat in MASControl 2017
D17_OfL_LobWt_HB_Yr | Lighting | FRACTION | WntrDsn | 2014-01-01 | 2014-12-31 | Constant | 0 | [23 empty] | From eQ_Lib.dat in MASControl 2017
D17_OfL_LobWt_HB_Yr | Lighting | FRACTION | SmrDsn | 2014-01-01 | 2014-12-31 | Constant | 1 | [23 empty] | From eQ_Lib.dat in MASControl 2017
D17_OfL_LobWt_HB_Yr | Lighting | FRACTION | Hol | 2014-01-01 | 2014-12-31 | Hourly | 0.05 | 0.05 | 0.05 | 0.05 | 0.05 | 0.05 | 0.05 | 0.2147 | 0.25 | 0.25 | 0.25 | 0.25 | 0.25 | 0.25 | 0.25 | 0.25 | 0.25 | 0.05 | 0.05 | 0.05 | 0.05 | 0.05 | 0.05 | 0.05 | From eQ_Lib.dat in MASControl 2017
D17_OfL_LobWt_LF_Yr | Lighting | FRACTION | Default¦Wkdy | 2014-01-01 | 2014-12-31 | Hourly | 0.055 | 0.055 | 0.055 | 0.055 | 0.11 | 0.18 | 0.28 | 0.45 | 0.7 | 0.73 | 0.73 | 0.73 | 0.73 | 0.73 | 0.73 | 0.73 | 0.67 | 0.57 | 0.43 | 0.3 | 0.2 | 0.15 | 0.1 | 0.1 | From eQ_Lib.dat in MASControl 2017
D17_OfL_LobWt_LF_Yr | Lighting | FRACTION | Wknd | 2014-01-01 | 2014-12-31 | Hourly | 0.05 | 0.05 | 0.05 | 0.05 | 0.05 | 0.05 | 0.05 | 0.2147 | 0.25 | 0.25 | 0.25 | 0.25 | 0.25 | 0.25 | 0.25 | 0.25 | 0.25 | 0.05 | 0.05 | 0.05 | 0.05 | 0.05 | 0.05 | 0.05 | From eQ_Lib.dat in MASControl 2017
D17_OfL_LobWt_LF_Yr | Lighting | FRACTION | WntrDsn | 2014-01-01 | 2014-12-31 | Constant | 0 | [23 empty] | From eQ_Lib.dat in MASControl 2017
D17_OfL_LobWt_LF_Yr | Lighting | FRACTION | SmrDsn | 2014-01-01 | 2014-12-31 | Constant | 1 | [23 empty] | From eQ_Lib.dat in MASControl 2017
D17_OfL_LobWt_LF_Yr | Lighting | FRACTION | Hol | 2014-01-01 | 2014-12-31 | Hourly | 0.05 | 0.05 | 0.05 | 0.05 | 0.05 | 0.05 | 0.05 | 0.2147 | 0.25 | 0.25 | 0.25 | 0.25 | 0.25 | 0.25 | 0.25 | 0.25 | 0.25 | 0.05 | 0.05 | 0.05 | 0.05 | 0.05 | 0.05 | 0.05 | From eQ_Lib.dat in MASControl 2017
D17_OfL_Mech_CFL_Yr | Lighting | FRACTION | Default¦Wkdy | 2014-01-01 | 2014-12-31 | Hourly | 0.055 | 0.055 | 0.055 | 0.055 | 0.11 | 0.18 | 0.28 | 0.45 | 0.7 | 0.73 | 0.73 | 0.73 | 0.73 | 0.73 | 0.73 | 0.73 | 0.67 | 0.57 | 0.43 | 0.3 | 0.2 | 0.15 | 0.1 | 0.1 | From eQ_Lib.dat in MASControl 2017
D17_OfL_Mech_CFL_Yr | Lighting | FRACTION | Wknd | 2014-01-01 | 2014-12-31 | Hourly | 0.05 | 0.05 | 0.05 | 0.05 | 0.05 | 0.05 | 0.05 | 0.2147 | 0.25 | 0.25 | 0.25 | 0.25 | 0.25 | 0.25 | 0.25 | 0.25 | 0.25 | 0.05 | 0.05 | 0.05 | 0.05 | 0.05 | 0.05 | 0.05 | From eQ_Lib.dat in MASControl 2017
D17_OfL_Mech_CFL_Yr | Lighting | FRACTION | WntrDsn | 2014-01-01 | 2014-12-31 | Constant | 0 | [23 empty] | From eQ_Lib.dat in MASControl 2017
D17_OfL_Mech_CFL_Yr | Lighting | FRACTION | SmrDsn | 2014-01-01 | 2014-12-31 | Constant | 1 | [23 empty] | From eQ_Lib.dat in MASControl 2017
D17_OfL_Mech_CFL_Yr | Lighting | FRACTION | Hol | 2014-01-01 | 2014-12-31 | Hourly | 0.05 | 0.05 | 0.05 | 0.05 | 0.05 | 0.05 | 0.05 | 0.2147 | 0.25 | 0.25 | 0.25 | 0.25 | 0.25 | 0.25 | 0.25 | 0.25 | 0.25 | 0.05 | 0.05 | 0.05 | 0.05 | 0.05 | 0.05 | 0.05 | From eQ_Lib.dat in MASControl 2017
D17_OfL_Mech_LF_Yr | Lighting | FRACTION | Default¦Wkdy | 2014-01-01 | 2014-12-31 | Hourly | 0.055 | 0.055 | 0.055 | 0.055 | 0.11 | 0.18 | 0.28 | 0.45 | 0.7 | 0.73 | 0.73 | 0.73 | 0.73 | 0.73 | 0.73 | 0.73 | 0.67 | 0.57 | 0.43 | 0.3 | 0.2 | 0.15 | 0.1 | 0.1 | From eQ_Lib.dat in MASControl 2017
D17_OfL_Mech_LF_Yr | Lighting | FRACTION | Wknd | 2014-01-01 | 2014-12-31 | Hourly | 0.05 | 0.05 | 0.05 | 0.05 | 0.05 | 0.05 | 0.05 | 0.2147 | 0.25 | 0.25 | 0.25 | 0.25 | 0.25 | 0.25 | 0.25 | 0.25 | 0.25 | 0.05 | 0.05 | 0.05 | 0.05 | 0.05 | 0.05 | 0.05 | From eQ_Lib.dat in MASControl 2017
D17_OfL_Mech_LF_Yr | Lighting | FRACTION | WntrDsn | 2014-01-01 | 2014-12-31 | Constant | 0 | [23 empty] | From eQ_Lib.dat in MASControl 2017
D17_OfL_Mech_LF_Yr | Lighting | FRACTION | SmrDsn | 2014-01-01 | 2014-12-31 | Constant | 1 | [23 empty] | From eQ_Lib.dat in MASControl 2017
D17_OfL_Mech_LF_Yr | Lighting | FRACTION | Hol | 2014-01-01 | 2014-12-31 | Hourly | 0.05 | 0.05 | 0.05 | 0.05 | 0.05 | 0.05 | 0.05 | 0.2147 | 0.25 | 0.25 | 0.25 | 0.25 | 0.25 | 0.25 | 0.25 | 0.25 | 0.25 | 0.05 | 0.05 | 0.05 | 0.05 | 0.05 | 0.05 | 0.05 | From eQ_Lib.dat in MASControl 2017
D17_OfL_OffOpn_CFL_Yr | Lighting | FRACTION | Default¦Wkdy | 2014-01-01 | 2014-12-31 | Hourly | 0.2 | 0.2 | 0.2 | 0.2 | 0.22 | 0.3 | 0.42 | 0.55 | 0.65 | 0.7 | 0.74 | 0.74 | 0.74 | 0.74 | 0.74 | 0.7 | 0.64 | 0.5 | 0.42 | 0.3 | 0.25 | 0.22 | 0.2 | 0.2 | From eQ_Lib.dat in MASControl 2017
D17_OfL_OffOpn_CFL_Yr | Lighting | FRACTION | Wknd | 2014-01-01 | 2014-12-31 | Hourly | 0.2 | 0.2 | 0.2 | 0.2 | 0.2 | 0.2 | 0.2 | 0.22 | 0.25 | 0.3 | 0.32 | 0.32 | 0.32 | 0.32 | 0.32 | 0.32 | 0.29 | 0.25 | 0.22 | 0.2 | 0.2 | 0.2 | 0.2 | 0.2 | From eQ_Lib.dat in MASControl 2017
D17_OfL_OffOpn_CFL_Yr | Lighting | FRACTION | WntrDsn | 2014-01-01 | 2014-12-31 | Constant | 0 | [23 empty] | From eQ_Lib.dat in MASControl 2017
D17_OfL_OffOpn_CFL_Yr | Lighting | FRACTION | SmrDsn | 2014-01-01 | 2014-12-31 | Constant | 1 | [23 empty] | From eQ_Lib.dat in MASControl 2017
D17_OfL_OffOpn_CFL_Yr | Lighting | FRACTION | Hol | 2014-01-01 | 2014-12-31 | Hourly | 0.1 | 0.1 | 0.1 | 0.1 | 0.1 | 0.1 | 0.1 | 0.2167 | 0.32 | 0.32 | 0.32 | 0.32 | 0.32 | 0.32 | 0.32 | 0.32 | 0.32 | 0.1 | 0.1 | 0.1 | 0.1 | 0.1 | 0.1 | 0.05 | From eQ_Lib.dat in MASControl 2017
D17_OfL_OffOpn_HB_Yr | Lighting | FRACTION | Default¦Wkdy | 2014-01-01 | 2014-12-31 | Hourly | 0.2 | 0.2 | 0.2 | 0.2 | 0.22 | 0.3 | 0.42 | 0.55 | 0.7 | 0.74 | 0.74 | 0.74 | 0.74 | 0.74 | 0.74 | 0.7 | 0.64 | 0.5 | 0.42 | 0.3 | 0.25 | 0.22 | 0.2 | 0.1 | From eQ_Lib.dat in MASControl 2017
D17_OfL_OffOpn_HB_Yr | Lighting | FRACTION | Wknd | 2014-01-01 | 2014-12-31 | Hourly | 0.2 | 0.2 | 0.2 | 0.2 | 0.2 | 0.2 | 0.2 | 0.22 | 0.25 | 0.3 | 0.32 | 0.32 | 0.32 | 0.32 | 0.32 | 0.32 | 0.29 | 0.25 | 0.22 | 0.2 | 0.2 | 0.2 | 0.2 | 0.05 | From eQ_Lib.dat in MASControl 2017
D17_OfL_OffOpn_HB_Yr | Lighting | FRACTION | WntrDsn | 2014-01-01 | 2014-12-31 | Constant | 0 | [23 empty] | From eQ_Lib.dat in MASControl 2017
D17_OfL_OffOpn_HB_Yr | Lighting | FRACTION | SmrDsn | 2014-01-01 | 2014-12-31 | Constant | 1 | [23 empty] | From eQ_Lib.dat in MASControl 2017
D17_OfL_OffOpn_HB_Yr | Lighting | FRACTION | Hol | 2014-01-01 | 2014-12-31 | Hourly | 0.1 | 0.1 | 0.1 | 0.1 | 0.1 | 0.1 | 0.1 | 0.2167 | 0.32 | 0.32 | 0.32 | 0.32 | 0.32 | 0.32 | 0.32 | 0.32 | 0.32 | 0.1 | 0.1 | 0.1 | 0.1 | 0.1 | 0.1 | 0.05 | From eQ_Lib.dat in MASControl 2017
D17_OfL_OffOpn_LF_Yr | Lighting | FRACTION | Default¦Wkdy | 2014-01-01 | 2014-12-31 | Hourly | 0.2 | 0.2 | 0.2 | 0.2 | 0.22 | 0.3 | 0.42 | 0.55 | 0.7 | 0.74 | 0.74 | 0.74 | 0.74 | 0.74 | 0.74 | 0.7 | 0.64 | 0.5 | 0.42 | 0.3 | 0.25 | 0.22 | 0.2 | 0.1 | From eQ_Lib.dat in MASControl 2017
D17_OfL_OffOpn_LF_Yr | Lighting | FRACTION | Wknd | 2014-01-01 | 2014-12-31 | Hourly | 0.2 | 0.2 | 0.2 | 0.2 | 0.2 | 0.2 | 0.2 | 0.22 | 0.25 | 0.3 | 0.32 | 0.32 | 0.32 | 0.32 | 0.32 | 0.32 | 0.29 | 0.25 | 0.22 | 0.2 | 0.2 | 0.2 | 0.2 | 0.05 | From eQ_Lib.dat in MASControl 2017
D17_OfL_OffOpn_LF_Yr | Lighting | FRACTION | WntrDsn | 2014-01-01 | 2014-12-31 | Constant | 0 | [23 empty] | From eQ_Lib.dat in MASControl 2017
D17_OfL_OffOpn_LF_Yr | Lighting | FRACTION | SmrDsn | 2014-01-01 | 2014-12-31 | Constant | 1 | [23 empty] | From eQ_Lib.dat in MASControl 2017
D17_OfL_OffOpn_LF_Yr | Lighting | FRACTION | Hol | 2014-01-01 | 2014-12-31 | Hourly | 0.1 | 0.1 | 0.1 | 0.1 | 0.1 | 0.1 | 0.1 | 0.2167 | 0.32 | 0.32 | 0.32 | 0.32 | 0.32 | 0.32 | 0.32 | 0.32 | 0.32 | 0.1 | 0.1 | 0.1 | 0.1 | 0.1 | 0.1 | 0.05 | From eQ_Lib.dat in MASControl 2017
D17_OfL_OffSm_CFL_Yr | Lighting | FRACTION | Default¦Wkdy | 2014-01-01 | 2014-12-31 | Hourly | 0.2 | 0.2 | 0.2 | 0.2 | 0.22 | 0.3 | 0.42 | 0.55 | 0.7 | 0.74 | 0.74 | 0.74 | 0.74 | 0.74 | 0.74 | 0.7 | 0.64 | 0.5 | 0.42 | 0.3 | 0.25 | 0.22 | 0.2 | 0.1 | From eQ_Lib.dat in MASControl 2017
D17_OfL_OffSm_CFL_Yr | Lighting | FRACTION | Wknd | 2014-01-01 | 2014-12-31 | Hourly | 0.2 | 0.2 | 0.2 | 0.2 | 0.2 | 0.2 | 0.2 | 0.22 | 0.25 | 0.3 | 0.32 | 0.32 | 0.32 | 0.32 | 0.32 | 0.32 | 0.29 | 0.25 | 0.22 | 0.2 | 0.2 | 0.2 | 0.2 | 0.05 | From eQ_Lib.dat in MASControl 2017
D17_OfL_OffSm_CFL_Yr | Lighting | FRACTION | WntrDsn | 2014-01-01 | 2014-12-31 | Constant | 0 | [23 empty] | From eQ_Lib.dat in MASControl 2017
D17_OfL_OffSm_CFL_Yr | Lighting | FRACTION | SmrDsn | 2014-01-01 | 2014-12-31 | Constant | 1 | [23 empty] | From eQ_Lib.dat in MASControl 2017
D17_OfL_OffSm_CFL_Yr | Lighting | FRACTION | Hol | 2014-01-01 | 2014-12-31 | Hourly | 0.1 | 0.1 | 0.1 | 0.1 | 0.1 | 0.1 | 0.1 | 0.2167 | 0.32 | 0.32 | 0.32 | 0.32 | 0.32 | 0.32 | 0.32 | 0.32 | 0.32 | 0.1 | 0.1 | 0.1 | 0.1 | 0.1 | 0.1 | 0.05 | From eQ_Lib.dat in MASControl 2017
D17_OfL_OffSm_LF_Yr | Lighting | FRACTION | Default¦Wkdy | 2014-01-01 | 2014-12-31 | Hourly | 0.2 | 0.2 | 0.2 | 0.2 | 0.22 | 0.3 | 0.42 | 0.55 | 0.7 | 0.74 | 0.74 | 0.74 | 0.74 | 0.74 | 0.74 | 0.7 | 0.64 | 0.5 | 0.42 | 0.3 | 0.25 | 0.22 | 0.2 | 0.1 | From eQ_Lib.dat in MASControl 2017
D17_OfL_OffSm_LF_Yr | Lighting | FRACTION | Wknd | 2014-01-01 | 2014-12-31 | Hourly | 0.2 | 0.2 | 0.2 | 0.2 | 0.2 | 0.2 | 0.2 | 0.22 | 0.25 | 0.3 | 0.32 | 0.32 | 0.32 | 0.32 | 0.32 | 0.32 | 0.29 | 0.25 | 0.22 | 0.2 | 0.2 | 0.2 | 0.2 | 0.05 | From eQ_Lib.dat in MASControl 2017
D17_OfL_OffSm_LF_Yr | Lighting | FRACTION | WntrDsn | 2014-01-01 | 2014-12-31 | Constant | 0 | [23 empty] | From eQ_Lib.dat in MASControl 2017
D17_OfL_OffSm_LF_Yr | Lighting | FRACTION | SmrDsn | 2014-01-01 | 2014-12-31 | Constant | 1 | [23 empty] | From eQ_Lib.dat in MASControl 2017
D17_OfL_OffSm_LF_Yr | Lighting | FRACTION | Hol | 2014-01-01 | 2014-12-31 | Hourly | 0.1 | 0.1 | 0.1 | 0.1 | 0.1 | 0.1 | 0.1 | 0.2167 | 0.32 | 0.32 | 0.32 | 0.32 | 0.32 | 0.32 | 0.32 | 0.32 | 0.32 | 0.1 | 0.1 | 0.1 | 0.1 | 0.1 | 0.1 | 0.1 | From eQ_Lib.dat in MASControl 2017
D17_OfL_Restrm_CFL_Yr | Lighting | FRACTION | Default¦Wkdy | 2014-01-01 | 2014-12-31 | Hourly | 0.055 | 0.055 | 0.055 | 0.055 | 0.11 | 0.18 | 0.28 | 0.45 | 0.7 | 0.73 | 0.73 | 0.73 | 0.73 | 0.73 | 0.73 | 0.73 | 0.67 | 0.57 | 0.43 | 0.3 | 0.2 | 0.15 | 0.1 | 0.1 | From eQ_Lib.dat in MASControl 2017
D17_OfL_Restrm_CFL_Yr | Lighting | FRACTION | Wknd | 2014-01-01 | 2014-12-31 | Hourly | 0.05 | 0.05 | 0.05 | 0.05 | 0.05 | 0.05 | 0.05 | 0.2147 | 0.25 | 0.25 | 0.25 | 0.25 | 0.25 | 0.25 | 0.25 | 0.25 | 0.25 | 0.05 | 0.05 | 0.05 | 0.05 | 0.05 | 0.05 | 0.05 | From eQ_Lib.dat in MASControl 2017
D17_OfL_Restrm_CFL_Yr | Lighting | FRACTION | WntrDsn | 2014-01-01 | 2014-12-31 | Constant | 0 | [23 empty] | From eQ_Lib.dat in MASControl 2017
D17_OfL_Restrm_CFL_Yr | Lighting | FRACTION | SmrDsn | 2014-01-01 | 2014-12-31 | Constant | 1 | [23 empty] | From eQ_Lib.dat in MASControl 2017
D17_OfL_Restrm_CFL_Yr | Lighting | FRACTION | Hol | 2014-01-01 | 2014-12-31 | Hourly | 0.05 | 0.05 | 0.05 | 0.05 | 0.05 | 0.05 | 0.05 | 0.2147 | 0.25 | 0.25 | 0.25 | 0.25 | 0.25 | 0.25 | 0.25 | 0.25 | 0.25 | 0.05 | 0.05 | 0.05 | 0.05 | 0.05 | 0.05 | 0.05 | From eQ_Lib.dat in MASControl 2017
D17_OfL_Restrm_LF_Yr | Lighting | FRACTION | Default¦Wkdy | 2014-01-01 | 2014-12-31 | Hourly | 0.055 | 0.055 | 0.055 | 0.055 | 0.11 | 0.18 | 0.28 | 0.45 | 0.7 | 0.73 | 0.73 | 0.73 | 0.73 | 0.73 | 0.73 | 0.73 | 0.67 | 0.57 | 0.43 | 0.3 | 0.2 | 0.15 | 0.1 | 0.1 | From eQ_Lib.dat in MASControl 2017
D17_OfL_Restrm_LF_Yr | Lighting | FRACTION | Wknd | 2014-01-01 | 2014-12-31 | Hourly | 0.05 | 0.05 | 0.05 | 0.05 | 0.05 | 0.05 | 0.05 | 0.2147 | 0.25 | 0.25 | 0.25 | 0.25 | 0.25 | 0.25 | 0.25 | 0.25 | 0.25 | 0.05 | 0.05 | 0.05 | 0.05 | 0.05 | 0.05 | 0.05 | From eQ_Lib.dat in MASControl 2017
D17_OfL_Restrm_LF_Yr | Lighting | FRACTION | WntrDsn | 2014-01-01 | 2014-12-31 | Constant | 0 | [23 empty] | From eQ_Lib.dat in MASControl 2017
D17_OfL_Restrm_LF_Yr | Lighting | FRACTION | SmrDsn | 2014-01-01 | 2014-12-31 | Constant | 1 | [23 empty] | From eQ_Lib.dat in MASControl 2017
D17_OfL_Restrm_LF_Yr | Lighting | FRACTION | Hol | 2014-01-01 | 2014-12-31 | Hourly | 0.05 | 0.05 | 0.05 | 0.05 | 0.05 | 0.05 | 0.05 | 0.2147 | 0.25 | 0.25 | 0.25 | 0.25 | 0.25 | 0.25 | 0.25 | 0.25 | 0.25 | 0.05 | 0.05 | 0.05 | 0.05 | 0.05 | 0.05 | 0.05 | From eQ_Lib.dat in MASControl 2017
D17_OfL_StCond_CFL_Yr | Lighting | FRACTION | Default¦Wkdy | 2014-01-01 | 2014-12-31 | Hourly | 0.055 | 0.055 | 0.055 | 0.055 | 0.11 | 0.18 | 0.28 | 0.45 | 0.7 | 0.73 | 0.73 | 0.73 | 0.73 | 0.73 | 0.73 | 0.73 | 0.67 | 0.57 | 0.43 | 0.3 | 0.2 | 0.15 | 0.1 | 0.1 | From eQ_Lib.dat in MASControl 2017
D17_OfL_StCond_CFL_Yr | Lighting | FRACTION | Wknd | 2014-01-01 | 2014-12-31 | Hourly | 0.05 | 0.05 | 0.05 | 0.05 | 0.05 | 0.05 | 0.05 | 0.2147 | 0.25 | 0.25 | 0.25 | 0.25 | 0.25 | 0.25 | 0.25 | 0.25 | 0.25 | 0.05 | 0.05 | 0.05 | 0.05 | 0.05 | 0.05 | 0.05 | From eQ_Lib.dat in MASControl 2017
D17_OfL_StCond_CFL_Yr | Lighting | FRACTION | WntrDsn | 2014-01-01 | 2014-12-31 | Constant | 0 | [23 empty] | From eQ_Lib.dat in MASControl 2017
D17_OfL_StCond_CFL_Yr | Lighting | FRACTION | SmrDsn | 2014-01-01 | 2014-12-31 | Constant | 1 | [23 empty] | From eQ_Lib.dat in MASControl 2017
D17_OfL_StCond_CFL_Yr | Lighting | FRACTION | Hol | 2014-01-01 | 2014-12-31 | Hourly | 0.05 | 0.05 | 0.05 | 0.05 | 0.05 | 0.05 | 0.05 | 0.2147 | 0.25 | 0.25 | 0.25 | 0.25 | 0.25 | 0.25 | 0.25 | 0.25 | 0.25 | 0.05 | 0.05 | 0.05 | 0.05 | 0.05 | 0.05 | 0.05 | From eQ_Lib.dat in MASControl 2017
D17_OfL_StCond_LF_Yr | Lighting | FRACTION | Default¦Wkdy | 2014-01-01 | 2014-12-31 | Hourly | 0.055 | 0.055 | 0.055 | 0.055 | 0.11 | 0.18 | 0.28 | 0.45 | 0.7 | 0.73 | 0.73 | 0.73 | 0.73 | 0.73 | 0.73 | 0.73 | 0.67 | 0.57 | 0.43 | 0.3 | 0.2 | 0.15 | 0.1 | 0.1 | From eQ_Lib.dat in MASControl 2017
D17_OfL_StCond_LF_Yr | Lighting | FRACTION | Wknd | 2014-01-01 | 2014-12-31 | Hourly | 0.05 | 0.05 | 0.05 | 0.05 | 0.05 | 0.05 | 0.05 | 0.2147 | 0.25 | 0.25 | 0.25 | 0.25 | 0.25 | 0.25 | 0.25 | 0.25 | 0.25 | 0.05 | 0.05 | 0.05 | 0.05 | 0.05 | 0.05 | 0.05 | From eQ_Lib.dat in MASControl 2017
D17_OfL_StCond_LF_Yr | Lighting | FRACTION | WntrDsn | 2014-01-01 | 2014-12-31 | Constant | 0 | [23 empty] | From eQ_Lib.dat in MASControl 2017
D17_OfL_StCond_LF_Yr | Lighting | FRACTION | SmrDsn | 2014-01-01 | 2014-12-31 | Constant | 1 | [23 empty] | From eQ_Lib.dat in MASControl 2017
D17_OfL_StCond_LF_Yr | Lighting | FRACTION | Hol | 2014-01-01 | 2014-12-31 | Hourly | 0.05 | 0.05 | 0.05 | 0.05 | 0.05 | 0.05 | 0.05 | 0.2147 | 0.25 | 0.25 | 0.25 | 0.25 | 0.25 | 0.25 | 0.25 | 0.25 | 0.25 | 0.05 | 0.05 | 0.05 | 0.05 | 0.05 | 0.05 | 0.05 | From eQ_Lib.dat in MASControl 2017
D17_OfS_Break_CFL_Yr | Lighting | FRACTION | Default¦Wkdy | 2014-01-01 | 2014-12-31 | Hourly | 0.055 | 0.055 | 0.055 | 0.055 | 0.11 | 0.16 | 0.26 | 0.5 | 0.67 | 0.74 | 0.74 | 0.74 | 0.74 | 0.74 | 0.74 | 0.7 | 0.64 | 0.5 | 0.31 | 0.22 | 0.18 | 0.14 | 0.1 | 0.1 | From eQ_Lib.dat in MASControl 2017
D17_OfS_Break_CFL_Yr | Lighting | FRACTION | Wknd | 2014-01-01 | 2014-12-31 | Hourly | 0.05 | 0.05 | 0.05 | 0.05 | 0.05 | 0.05 | 0.05 | 0.2167 | 0.32 | 0.32 | 0.32 | 0.32 | 0.32 | 0.32 | 0.32 | 0.32 | 0.32 | 0.05 | 0.05 | 0.05 | 0.05 | 0.05 | 0.05 | 0.05 | From eQ_Lib.dat in MASControl 2017
D17_OfS_Break_CFL_Yr | Lighting | FRACTION | WntrDsn | 2014-01-01 | 2014-12-31 | Constant | 0 | [23 empty] | From eQ_Lib.dat in MASControl 2017
D17_OfS_Break_CFL_Yr | Lighting | FRACTION | SmrDsn | 2014-01-01 | 2014-12-31 | Constant | 1 | [23 empty] | From eQ_Lib.dat in MASControl 2017
D17_OfS_Break_CFL_Yr | Lighting | FRACTION | Hol | 2014-01-01 | 2014-12-31 | Hourly | 0.05 | 0.05 | 0.05 | 0.05 | 0.05 | 0.05 | 0.05 | 0.2167 | 0.32 | 0.32 | 0.32 | 0.32 | 0.32 | 0.32 | 0.32 | 0.32 | 0.32 | 0.05 | 0.05 | 0.05 | 0.05 | 0.05 | 0.05 | 0.05 | From eQ_Lib.dat in MASControl 2017
D17_OfS_Break_LF_Yr | Lighting | FRACTION | Default¦Wkdy | 2014-01-01 | 2014-12-31 | Hourly | 0.055 | 0.055 | 0.055 | 0.055 | 0.11 | 0.16 | 0.26 | 0.5 | 0.67 | 0.74 | 0.74 | 0.74 | 0.74 | 0.74 | 0.74 | 0.7 | 0.64 | 0.5 | 0.31 | 0.22 | 0.18 | 0.14 | 0.1 | 0.1 | From eQ_Lib.dat in MASControl 2017
D17_OfS_Break_LF_Yr | Lighting | FRACTION | Wknd | 2014-01-01 | 2014-12-31 | Hourly | 0.05 | 0.05 | 0.05 | 0.05 | 0.05 | 0.05 | 0.05 | 0.2167 | 0.32 | 0.32 | 0.32 | 0.32 | 0.32 | 0.32 | 0.32 | 0.32 | 0.32 | 0.05 | 0.05 | 0.05 | 0.05 | 0.05 | 0.05 | 0.05 | From eQ_Lib.dat in MASControl 2017
D17_OfS_Break_LF_Yr | Lighting | FRACTION | WntrDsn | 2014-01-01 | 2014-12-31 | Constant | 0 | [23 empty] | From eQ_Lib.dat in MASControl 2017
D17_OfS_Break_LF_Yr | Lighting | FRACTION | SmrDsn | 2014-01-01 | 2014-12-31 | Constant | 1 | [23 empty] | From eQ_Lib.dat in MASControl 2017
D17_OfS_Break_LF_Yr | Lighting | FRACTION | Hol | 2014-01-01 | 2014-12-31 | Hourly | 0.05 | 0.05 | 0.05 | 0.05 | 0.05 | 0.05 | 0.05 | 0.2167 | 0.32 | 0.32 | 0.32 | 0.32 | 0.32 | 0.32 | 0.32 | 0.32 | 0.32 | 0.05 | 0.05 | 0.05 | 0.05 | 0.05 | 0.05 | 0.05 | From eQ_Lib.dat in MASControl 2017
D17_OfS_CompDC_CFL_Yr | Lighting | FRACTION | Default¦Wkdy | 2014-01-01 | 2014-12-31 | Hourly | 0.055 | 0.055 | 0.055 | 0.055 | 0.11 | 0.16 | 0.26 | 0.5 | 0.67 | 0.74 | 0.74 | 0.74 | 0.74 | 0.74 | 0.74 | 0.7 | 0.64 | 0.5 | 0.31 | 0.22 | 0.18 | 0.14 | 0.1 | 0.1 | From eQ_Lib.dat in MASControl 2017
D17_OfS_CompDC_CFL_Yr | Lighting | FRACTION | Wknd | 2014-01-01 | 2014-12-31 | Hourly | 0.05 | 0.05 | 0.05 | 0.05 | 0.05 | 0.05 | 0.05 | 0.2167 | 0.32 | 0.32 | 0.32 | 0.32 | 0.32 | 0.32 | 0.32 | 0.32 | 0.32 | 0.05 | 0.05 | 0.05 | 0.05 | 0.05 | 0.05 | 0.05 | From eQ_Lib.dat in MASControl 2017
D17_OfS_CompDC_CFL_Yr | Lighting | FRACTION | WntrDsn | 2014-01-01 | 2014-12-31 | Constant | 0 | [23 empty] | From eQ_Lib.dat in MASControl 2017
D17_OfS_CompDC_CFL_Yr | Lighting | FRACTION | SmrDsn | 2014-01-01 | 2014-12-31 | Constant | 1 | [23 empty] | From eQ_Lib.dat in MASControl 2017
D17_OfS_CompDC_CFL_Yr | Lighting | FRACTION | Hol | 2014-01-01 | 2014-12-31 | Hourly | 0.05 | 0.05 | 0.05 | 0.05 | 0.05 | 0.05 | 0.05 | 0.2167 | 0.32 | 0.32 | 0.32 | 0.32 | 0.32 | 0.32 | 0.32 | 0.32 | 0.32 | 0.05 | 0.05 | 0.05 | 0.05 | 0.05 | 0.05 | 0.05 | From eQ_Lib.dat in MASControl 2017
D17_OfS_CompDC_LF_Yr | Lighting | FRACTION | Default¦Wkdy | 2014-01-01 | 2014-12-31 | Hourly | 0.055 | 0.055 | 0.055 | 0.055 | 0.11 | 0.16 | 0.26 | 0.5 | 0.67 | 0.74 | 0.74 | 0.74 | 0.74 | 0.74 | 0.74 | 0.7 | 0.64 | 0.5 | 0.31 | 0.22 | 0.18 | 0.14 | 0.1 | 0.1 | From eQ_Lib.dat in MASControl 2017
D17_OfS_CompDC_LF_Yr | Lighting | FRACTION | Wknd | 2014-01-01 | 2014-12-31 | Hourly | 0.05 | 0.05 | 0.05 | 0.05 | 0.05 | 0.05 | 0.05 | 0.2167 | 0.32 | 0.32 | 0.32 | 0.32 | 0.32 | 0.32 | 0.32 | 0.32 | 0.32 | 0.05 | 0.05 | 0.05 | 0.05 | 0.05 | 0.05 | 0.05 | From eQ_Lib.dat in MASControl 2017
D17_OfS_CompDC_LF_Yr | Lighting | FRACTION | WntrDsn | 2014-01-01 | 2014-12-31 | Constant | 0 | [23 empty] | From eQ_Lib.dat in MASControl 2017
D17_OfS_CompDC_LF_Yr | Lighting | FRACTION | SmrDsn | 2014-01-01 | 2014-12-31 | Constant | 1 | [23 empty] | From eQ_Lib.dat in MASControl 2017
D17_OfS_CompDC_LF_Yr | Lighting | FRACTION | Hol | 2014-01-01 | 2014-12-31 | Hourly | 0.05 | 0.05 | 0.05 | 0.05 | 0.05 | 0.05 | 0.05 | 0.2167 | 0.32 | 0.32 | 0.32 | 0.32 | 0.32 | 0.32 | 0.32 | 0.32 | 0.32 | 0.05 | 0.05 | 0.05 | 0.05 | 0.05 | 0.05 | 0.05 | From eQ_Lib.dat in MASControl 2017
D17_OfS_Conf_CFL_Yr | Lighting | FRACTION | Default¦Wkdy | 2014-01-01 | 2014-12-31 | Hourly | 0.055 | 0.055 | 0.055 | 0.055 | 0.11 | 0.16 | 0.26 | 0.5 | 0.67 | 0.74 | 0.74 | 0.74 | 0.74 | 0.74 | 0.74 | 0.7 | 0.64 | 0.5 | 0.31 | 0.22 | 0.18 | 0.14 | 0.1 | 0.1 | From eQ_Lib.dat in MASControl 2017
D17_OfS_Conf_CFL_Yr | Lighting | FRACTION | Wknd | 2014-01-01 | 2014-12-31 | Hourly | 0.05 | 0.05 | 0.05 | 0.05 | 0.05 | 0.05 | 0.05 | 0.2167 | 0.32 | 0.32 | 0.32 | 0.32 | 0.32 | 0.32 | 0.32 | 0.32 | 0.32 | 0.05 | 0.05 | 0.05 | 0.05 | 0.05 | 0.05 | 0.05 | From eQ_Lib.dat in MASControl 2017
D17_OfS_Conf_CFL_Yr | Lighting | FRACTION | WntrDsn | 2014-01-01 | 2014-12-31 | Constant | 0 | [23 empty] | From eQ_Lib.dat in MASControl 2017
D17_OfS_Conf_CFL_Yr | Lighting | FRACTION | SmrDsn | 2014-01-01 | 2014-12-31 | Constant | 1 | [23 empty] | From eQ_Lib.dat in MASControl 2017
D17_OfS_Conf_CFL_Yr | Lighting | FRACTION | Hol | 2014-01-01 | 2014-12-31 | Hourly | 0.05 | 0.05 | 0.05 | 0.05 | 0.05 | 0.05 | 0.05 | 0.2167 | 0.32 | 0.32 | 0.32 | 0.32 | 0.32 | 0.32 | 0.32 | 0.32 | 0.32 | 0.05 | 0.05 | 0.05 | 0.05 | 0.05 | 0.05 | 0.05 | From eQ_Lib.dat in MASControl 2017
D17_OfS_Conf_LF_Yr | Lighting | FRACTION | Default¦Wkdy | 2014-01-01 | 2014-12-31 | Hourly | 0.055 | 0.055 | 0.055 | 0.055 | 0.11 | 0.16 | 0.26 | 0.5 | 0.67 | 0.74 | 0.74 | 0.74 | 0.74 | 0.74 | 0.74 | 0.7 | 0.64 | 0.5 | 0.31 | 0.22 | 0.18 | 0.14 | 0.1 | 0.1 | From eQ_Lib.dat in MASControl 2017
D17_OfS_Conf_LF_Yr | Lighting | FRACTION | Wknd | 2014-01-01 | 2014-12-31 | Hourly | 0.05 | 0.05 | 0.05 | 0.05 | 0.05 | 0.05 | 0.05 | 0.2167 | 0.32 | 0.32 | 0.32 | 0.32 | 0.32 | 0.32 | 0.32 | 0.32 | 0.32 | 0.05 | 0.05 | 0.05 | 0.05 | 0.05 | 0.05 | 0.05 | From eQ_Lib.dat in MASControl 2017
D17_OfS_Conf_LF_Yr | Lighting | FRACTION | WntrDsn | 2014-01-01 | 2014-12-31 | Constant | 0 | [23 empty] | From eQ_Lib.dat in MASControl 2017
D17_OfS_Conf_LF_Yr | Lighting | FRACTION | SmrDsn | 2014-01-01 | 2014-12-31 | Constant | 1 | [23 empty] | From eQ_Lib.dat in MASControl 2017
D17_OfS_Conf_LF_Yr | Lighting | FRACTION | Hol | 2014-01-01 | 2014-12-31 | Hourly | 0.05 | 0.05 | 0.05 | 0.05 | 0.05 | 0.05 | 0.05 | 0.2167 | 0.32 | 0.32 | 0.32 | 0.32 | 0.32 | 0.32 | 0.32 | 0.32 | 0.32 | 0.05 | 0.05 | 0.05 | 0.05 | 0.05 | 0.05 | 0.05 | From eQ_Lib.dat in MASControl 2017
D17_OfS_CopyRm_CFL_Yr | Lighting | FRACTION | Default¦Wkdy | 2014-01-01 | 2014-12-31 | Hourly | 0.055 | 0.055 | 0.055 | 0.055 | 0.11 | 0.16 | 0.26 | 0.5 | 0.67 | 0.74 | 0.74 | 0.74 | 0.74 | 0.74 | 0.74 | 0.7 | 0.64 | 0.5 | 0.31 | 0.22 | 0.18 | 0.14 | 0.1 | 0.1 | From eQ_Lib.dat in MASControl 2017
D17_OfS_CopyRm_CFL_Yr | Lighting | FRACTION | Wknd | 2014-01-01 | 2014-12-31 | Hourly | 0.05 | 0.05 | 0.05 | 0.05 | 0.05 | 0.05 | 0.05 | 0.2167 | 0.32 | 0.32 | 0.32 | 0.32 | 0.32 | 0.32 | 0.32 | 0.32 | 0.32 | 0.05 | 0.05 | 0.05 | 0.05 | 0.05 | 0.05 | 0.05 | From eQ_Lib.dat in MASControl 2017
D17_OfS_CopyRm_CFL_Yr | Lighting | FRACTION | WntrDsn | 2014-01-01 | 2014-12-31 | Constant | 0 | [23 empty] | From eQ_Lib.dat in MASControl 2017
D17_OfS_CopyRm_CFL_Yr | Lighting | FRACTION | SmrDsn | 2014-01-01 | 2014-12-31 | Constant | 1 | [23 empty] | From eQ_Lib.dat in MASControl 2017
D17_OfS_CopyRm_CFL_Yr | Lighting | FRACTION | Hol | 2014-01-01 | 2014-12-31 | Hourly | 0.05 | 0.05 | 0.05 | 0.05 | 0.05 | 0.05 | 0.05 | 0.2167 | 0.32 | 0.32 | 0.32 | 0.32 | 0.32 | 0.32 | 0.32 | 0.32 | 0.32 | 0.05 | 0.05 | 0.05 | 0.05 | 0.05 | 0.05 | 0.05 | From eQ_Lib.dat in MASControl 2017
D17_OfS_CopyRm_LF_Yr | Lighting | FRACTION | Default¦Wkdy | 2014-01-01 | 2014-12-31 | Hourly | 0.055 | 0.055 | 0.055 | 0.055 | 0.11 | 0.16 | 0.26 | 0.5 | 0.67 | 0.74 | 0.74 | 0.74 | 0.74 | 0.74 | 0.74 | 0.7 | 0.64 | 0.5 | 0.31 | 0.22 | 0.18 | 0.14 | 0.1 | 0.1 | From eQ_Lib.dat in MASControl 2017
D17_OfS_CopyRm_LF_Yr | Lighting | FRACTION | Wknd | 2014-01-01 | 2014-12-31 | Hourly | 0.05 | 0.05 | 0.05 | 0.05 | 0.05 | 0.05 | 0.05 | 0.2167 | 0.32 | 0.32 | 0.32 | 0.32 | 0.32 | 0.32 | 0.32 | 0.32 | 0.32 | 0.05 | 0.05 | 0.05 | 0.05 | 0.05 | 0.05 | 0.05 | From eQ_Lib.dat in MASControl 2017
D17_OfS_CopyRm_LF_Yr | Lighting | FRACTION | WntrDsn | 2014-01-01 | 2014-12-31 | Constant | 0 | [23 empty] | From eQ_Lib.dat in MASControl 2017
D17_OfS_CopyRm_LF_Yr | Lighting | FRACTION | SmrDsn | 2014-01-01 | 2014-12-31 | Constant | 1 | [23 empty] | From eQ_Lib.dat in MASControl 2017
D17_OfS_CopyRm_LF_Yr | Lighting | FRACTION | Hol | 2014-01-01 | 2014-12-31 | Hourly | 0.05 | 0.05 | 0.05 | 0.05 | 0.05 | 0.05 | 0.05 | 0.2167 | 0.32 | 0.32 | 0.32 | 0.32 | 0.32 | 0.32 | 0.32 | 0.32 | 0.32 | 0.05 | 0.05 | 0.05 | 0.05 | 0.05 | 0.05 | 0.05 | From eQ_Lib.dat in MASControl 2017
D17_OfS_Hall_CFL_Yr | Lighting | FRACTION | Default¦Wkdy | 2014-01-01 | 2014-12-31 | Hourly | 0.055 | 0.055 | 0.055 | 0.055 | 0.11 | 0.16 | 0.26 | 0.5 | 0.67 | 0.74 | 0.74 | 0.74 | 0.74 | 0.74 | 0.74 | 0.7 | 0.64 | 0.5 | 0.31 | 0.22 | 0.18 | 0.14 | 0.1 | 0.1 | From eQ_Lib.dat in MASControl 2017
D17_OfS_Hall_CFL_Yr | Lighting | FRACTION | Wknd | 2014-01-01 | 2014-12-31 | Hourly | 0.05 | 0.05 | 0.05 | 0.05 | 0.05 | 0.05 | 0.05 | 0.2167 | 0.32 | 0.32 | 0.32 | 0.32 | 0.32 | 0.32 | 0.32 | 0.32 | 0.32 | 0.05 | 0.05 | 0.05 | 0.05 | 0.05 | 0.05 | 0.05 | From eQ_Lib.dat in MASControl 2017
D17_OfS_Hall_CFL_Yr | Lighting | FRACTION | WntrDsn | 2014-01-01 | 2014-12-31 | Constant | 0 | [23 empty] | From eQ_Lib.dat in MASControl 2017
D17_OfS_Hall_CFL_Yr | Lighting | FRACTION | SmrDsn | 2014-01-01 | 2014-12-31 | Constant | 1 | [23 empty] | From eQ_Lib.dat in MASControl 2017
D17_OfS_Hall_CFL_Yr | Lighting | FRACTION | Hol | 2014-01-01 | 2014-12-31 | Hourly | 0.05 | 0.05 | 0.05 | 0.05 | 0.05 | 0.05 | 0.05 | 0.2167 | 0.32 | 0.32 | 0.32 | 0.32 | 0.32 | 0.32 | 0.32 | 0.32 | 0.32 | 0.05 | 0.05 | 0.05 | 0.05 | 0.05 | 0.05 | 0.05 | From eQ_Lib.dat in MASControl 2017
D17_OfS_Hall_LF_Yr | Lighting | FRACTION | Default¦Wkdy | 2014-01-01 | 2014-12-31 | Hourly | 0.055 | 0.055 | 0.055 | 0.055 | 0.11 | 0.16 | 0.26 | 0.5 | 0.67 | 0.74 | 0.74 | 0.74 | 0.74 | 0.74 | 0.74 | 0.7 | 0.64 | 0.5 | 0.31 | 0.22 | 0.18 | 0.14 | 0.1 | 0.1 | From eQ_Lib.dat in MASControl 2017
D17_OfS_Hall_LF_Yr | Lighting | FRACTION | Wknd | 2014-01-01 | 2014-12-31 | Hourly | 0.05 | 0.05 | 0.05 | 0.05 | 0.05 | 0.05 | 0.05 | 0.2167 | 0.32 | 0.32 | 0.32 | 0.32 | 0.32 | 0.32 | 0.32 | 0.32 | 0.32 | 0.05 | 0.05 | 0.05 | 0.05 | 0.05 | 0.05 | 0.05 | From eQ_Lib.dat in MASControl 2017
D17_OfS_Hall_LF_Yr | Lighting | FRACTION | WntrDsn | 2014-01-01 | 2014-12-31 | Constant | 0 | [23 empty] | From eQ_Lib.dat in MASControl 2017
D17_OfS_Hall_LF_Yr | Lighting | FRACTION | SmrDsn | 2014-01-01 | 2014-12-31 | Constant | 1 | [23 empty] | From eQ_Lib.dat in MASControl 2017
D17_OfS_Hall_LF_Yr | Lighting | FRACTION | Hol | 2014-01-01 | 2014-12-31 | Hourly | 0.05 | 0.05 | 0.05 | 0.05 | 0.05 | 0.05 | 0.05 | 0.2167 | 0.32 | 0.32 | 0.32 | 0.32 | 0.32 | 0.32 | 0.32 | 0.32 | 0.32 | 0.05 | 0.05 | 0.05 | 0.05 | 0.05 | 0.05 | 0.05 | From eQ_Lib.dat in MASControl 2017
D17_OfS_LobWt_CFL_Yr | Lighting | FRACTION | Default¦Wkdy | 2014-01-01 | 2014-12-31 | Hourly | 0.055 | 0.055 | 0.055 | 0.055 | 0.11 | 0.16 | 0.26 | 0.5 | 0.67 | 0.74 | 0.74 | 0.74 | 0.74 | 0.74 | 0.74 | 0.7 | 0.64 | 0.5 | 0.31 | 0.22 | 0.18 | 0.14 | 0.1 | 0.1 | From eQ_Lib.dat in MASControl 2017
D17_OfS_LobWt_CFL_Yr | Lighting | FRACTION | Wknd | 2014-01-01 | 2014-12-31 | Hourly | 0.05 | 0.05 | 0.05 | 0.05 | 0.05 | 0.05 | 0.05 | 0.2167 | 0.32 | 0.32 | 0.32 | 0.32 | 0.32 | 0.32 | 0.32 | 0.32 | 0.32 | 0.05 | 0.05 | 0.05 | 0.05 | 0.05 | 0.05 | 0.05 | From eQ_Lib.dat in MASControl 2017
D17_OfS_LobWt_CFL_Yr | Lighting | FRACTION | WntrDsn | 2014-01-01 | 2014-12-31 | Constant | 0 | [23 empty] | From eQ_Lib.dat in MASControl 2017
D17_OfS_LobWt_CFL_Yr | Lighting | FRACTION | SmrDsn | 2014-01-01 | 2014-12-31 | Constant | 1 | [23 empty] | From eQ_Lib.dat in MASControl 2017
D17_OfS_LobWt_CFL_Yr | Lighting | FRACTION | Hol | 2014-01-01 | 2014-12-31 | Hourly | 0.05 | 0.05 | 0.05 | 0.05 | 0.05 | 0.05 | 0.05 | 0.2167 | 0.32 | 0.32 | 0.32 | 0.32 | 0.32 | 0.32 | 0.32 | 0.32 | 0.32 | 0.05 | 0.05 | 0.05 | 0.05 | 0.05 | 0.05 | 0.05 | From eQ_Lib.dat in MASControl 2017
D17_OfS_LobWt_HB_Yr | Lighting | FRACTION | Default¦Wkdy | 2014-01-01 | 2014-12-31 | Hourly | 0.055 | 0.055 | 0.055 | 0.055 | 0.11 | 0.16 | 0.26 | 0.5 | 0.67 | 0.74 | 0.74 | 0.74 | 0.74 | 0.74 | 0.74 | 0.7 | 0.64 | 0.5 | 0.31 | 0.22 | 0.18 | 0.14 | 0.1 | 0.1 | From eQ_Lib.dat in MASControl 2017
D17_OfS_LobWt_HB_Yr | Lighting | FRACTION | Wknd | 2014-01-01 | 2014-12-31 | Hourly | 0.05 | 0.05 | 0.05 | 0.05 | 0.05 | 0.05 | 0.05 | 0.2167 | 0.32 | 0.32 | 0.32 | 0.32 | 0.32 | 0.32 | 0.32 | 0.32 | 0.32 | 0.05 | 0.05 | 0.05 | 0.05 | 0.05 | 0.05 | 0.05 | From eQ_Lib.dat in MASControl 2017
D17_OfS_LobWt_HB_Yr | Lighting | FRACTION | WntrDsn | 2014-01-01 | 2014-12-31 | Constant | 0 | [23 empty] | From eQ_Lib.dat in MASControl 2017
D17_OfS_LobWt_HB_Yr | Lighting | FRACTION | SmrDsn | 2014-01-01 | 2014-12-31 | Constant | 1 | [23 empty] | From eQ_Lib.dat in MASControl 2017
D17_OfS_LobWt_HB_Yr | Lighting | FRACTION | Hol | 2014-01-01 | 2014-12-31 | Hourly | 0.05 | 0.05 | 0.05 | 0.05 | 0.05 | 0.05 | 0.05 | 0.2167 | 0.32 | 0.32 | 0.32 | 0.32 | 0.32 | 0.32 | 0.32 | 0.32 | 0.32 | 0.05 | 0.05 | 0.05 | 0.05 | 0.05 | 0.05 | 0.05 | From eQ_Lib.dat in MASControl 2017
D17_OfS_LobWt_LF_Yr | Lighting | FRACTION | Default¦Wkdy | 2014-01-01 | 2014-12-31 | Hourly | 0.055 | 0.055 | 0.055 | 0.055 | 0.11 | 0.16 | 0.26 | 0.5 | 0.67 | 0.74 | 0.74 | 0.74 | 0.74 | 0.74 | 0.74 | 0.7 | 0.64 | 0.5 | 0.31 | 0.22 | 0.18 | 0.14 | 0.1 | 0.1 | From eQ_Lib.dat in MASControl 2017
D17_OfS_LobWt_LF_Yr | Lighting | FRACTION | Wknd | 2014-01-01 | 2014-12-31 | Hourly | 0.05 | 0.05 | 0.05 | 0.05 | 0.05 | 0.05 | 0.05 | 0.2167 | 0.32 | 0.32 | 0.32 | 0.32 | 0.32 | 0.32 | 0.32 | 0.32 | 0.32 | 0.05 | 0.05 | 0.05 | 0.05 | 0.05 | 0.05 | 0.05 | From eQ_Lib.dat in MASControl 2017
D17_OfS_LobWt_LF_Yr | Lighting | FRACTION | WntrDsn | 2014-01-01 | 2014-12-31 | Constant | 0 | [23 empty] | From eQ_Lib.dat in MASControl 2017
D17_OfS_LobWt_LF_Yr | Lighting | FRACTION | SmrDsn | 2014-01-01 | 2014-12-31 | Constant | 1 | [23 empty] | From eQ_Lib.dat in MASControl 2017
D17_OfS_LobWt_LF_Yr | Lighting | FRACTION | Hol | 2014-01-01 | 2014-12-31 | Hourly | 0.05 | 0.05 | 0.05 | 0.05 | 0.05 | 0.05 | 0.05 | 0.2167 | 0.32 | 0.32 | 0.32 | 0.32 | 0.32 | 0.32 | 0.32 | 0.32 | 0.32 | 0.05 | 0.05 | 0.05 | 0.05 | 0.05 | 0.05 | 0.05 | From eQ_Lib.dat in MASControl 2017
D17_OfS_Mech_CFL_Yr | Lighting | FRACTION | Default¦Wkdy | 2014-01-01 | 2014-12-31 | Hourly | 0.055 | 0.055 | 0.055 | 0.055 | 0.11 | 0.16 | 0.26 | 0.5 | 0.67 | 0.74 | 0.74 | 0.74 | 0.74 | 0.74 | 0.74 | 0.7 | 0.64 | 0.5 | 0.31 | 0.22 | 0.18 | 0.14 | 0.1 | 0.1 | From eQ_Lib.dat in MASControl 2017
D17_OfS_Mech_CFL_Yr | Lighting | FRACTION | Wknd | 2014-01-01 | 2014-12-31 | Hourly | 0.05 | 0.05 | 0.05 | 0.05 | 0.05 | 0.05 | 0.05 | 0.2167 | 0.32 | 0.32 | 0.32 | 0.32 | 0.32 | 0.32 | 0.32 | 0.32 | 0.32 | 0.05 | 0.05 | 0.05 | 0.05 | 0.05 | 0.05 | 0.05 | From eQ_Lib.dat in MASControl 2017
D17_OfS_Mech_CFL_Yr | Lighting | FRACTION | WntrDsn | 2014-01-01 | 2014-12-31 | Constant | 0 | [23 empty] | From eQ_Lib.dat in MASControl 2017
D17_OfS_Mech_CFL_Yr | Lighting | FRACTION | SmrDsn | 2014-01-01 | 2014-12-31 | Constant | 1 | [23 empty] | From eQ_Lib.dat in MASControl 2017
D17_OfS_Mech_CFL_Yr | Lighting | FRACTION | Hol | 2014-01-01 | 2014-12-31 | Hourly | 0.05 | 0.05 | 0.05 | 0.05 | 0.05 | 0.05 | 0.05 | 0.2167 | 0.32 | 0.32 | 0.32 | 0.32 | 0.32 | 0.32 | 0.32 | 0.32 | 0.32 | 0.05 | 0.05 | 0.05 | 0.05 | 0.05 | 0.05 | 0.05 | From eQ_Lib.dat in MASControl 2017
D17_OfS_Mech_LF_Yr | Lighting | FRACTION | Default¦Wkdy | 2014-01-01 | 2014-12-31 | Hourly | 0.055 | 0.055 | 0.055 | 0.055 | 0.11 | 0.16 | 0.26 | 0.5 | 0.67 | 0.74 | 0.74 | 0.74 | 0.74 | 0.74 | 0.74 | 0.7 | 0.64 | 0.5 | 0.31 | 0.22 | 0.18 | 0.14 | 0.1 | 0.1 | From eQ_Lib.dat in MASControl 2017
D17_OfS_Mech_LF_Yr | Lighting | FRACTION | Wknd | 2014-01-01 | 2014-12-31 | Hourly | 0.05 | 0.05 | 0.05 | 0.05 | 0.05 | 0.05 | 0.05 | 0.2167 | 0.32 | 0.32 | 0.32 | 0.32 | 0.32 | 0.32 | 0.32 | 0.32 | 0.32 | 0.05 | 0.05 | 0.05 | 0.05 | 0.05 | 0.05 | 0.05 | From eQ_Lib.dat in MASControl 2017
D17_OfS_Mech_LF_Yr | Lighting | FRACTION | WntrDsn | 2014-01-01 | 2014-12-31 | Constant | 0 | [23 empty] | From eQ_Lib.dat in MASControl 2017
D17_OfS_Mech_LF_Yr | Lighting | FRACTION | SmrDsn | 2014-01-01 | 2014-12-31 | Constant | 1 | [23 empty] | From eQ_Lib.dat in MASControl 2017
D17_OfS_Mech_LF_Yr | Lighting | FRACTION | Hol | 2014-01-01 | 2014-12-31 | Hourly | 0.05 | 0.05 | 0.05 | 0.05 | 0.05 | 0.05 | 0.05 | 0.2167 | 0.32 | 0.32 | 0.32 | 0.32 | 0.32 | 0.32 | 0.32 | 0.32 | 0.32 | 0.05 | 0.05 | 0.05 | 0.05 | 0.05 | 0.05 | 0.05 | From eQ_Lib.dat in MASControl 2017
D17_OfS_OffOpn_CFL_Yr | Lighting | FRACTION | Default¦Wkdy | 2014-01-01 | 2014-12-31 | Hourly | 0.2 | 0.2 | 0.2 | 0.2 | 0.22 | 0.3 | 0.42 | 0.55 | 0.65 | 0.7 | 0.74 | 0.74 | 0.74 | 0.74 | 0.74 | 0.7 | 0.64 | 0.5 | 0.42 | 0.3 | 0.25 | 0.22 | 0.2 | 0.2 | From eQ_Lib.dat in MASControl 2017
D17_OfS_OffOpn_CFL_Yr | Lighting | FRACTION | Wknd | 2014-01-01 | 2014-12-31 | Hourly | 0.2 | 0.2 | 0.2 | 0.2 | 0.2 | 0.2 | 0.2 | 0.22 | 0.25 | 0.3 | 0.32 | 0.32 | 0.32 | 0.32 | 0.32 | 0.32 | 0.29 | 0.25 | 0.22 | 0.2 | 0.2 | 0.2 | 0.2 | 0.2 | From eQ_Lib.dat in MASControl 2017
D17_OfS_OffOpn_CFL_Yr | Lighting | FRACTION | WntrDsn | 2014-01-01 | 2014-12-31 | Constant | 0 | [23 empty] | From eQ_Lib.dat in MASControl 2017
D17_OfS_OffOpn_CFL_Yr | Lighting | FRACTION | SmrDsn | 2014-01-01 | 2014-12-31 | Constant | 1 | [23 empty] | From eQ_Lib.dat in MASControl 2017
D17_OfS_OffOpn_CFL_Yr | Lighting | FRACTION | Hol | 2014-01-01 | 2014-12-31 | Hourly | 0.1 | 0.1 | 0.1 | 0.1 | 0.1 | 0.1 | 0.1 | 0.2167 | 0.32 | 0.32 | 0.32 | 0.32 | 0.32 | 0.32 | 0.32 | 0.32 | 0.32 | 0.1 | 0.1 | 0.1 | 0.1 | 0.1 | 0.1 | 0.1 | From eQ_Lib.dat in MASControl 2017
D17_OfS_OffOpn_HB_Yr | Lighting | FRACTION | Default¦Wkdy | 2014-01-01 | 2014-12-31 | Hourly | 0.2 | 0.2 | 0.2 | 0.2 | 0.22 | 0.3 | 0.42 | 0.55 | 0.7 | 0.74 | 0.74 | 0.74 | 0.74 | 0.74 | 0.74 | 0.7 | 0.64 | 0.5 | 0.42 | 0.3 | 0.25 | 0.22 | 0.2 | 0.2 | From eQ_Lib.dat in MASControl 2017
D17_OfS_OffOpn_HB_Yr | Lighting | FRACTION | Wknd | 2014-01-01 | 2014-12-31 | Hourly | 0.2 | 0.2 | 0.2 | 0.2 | 0.2 | 0.2 | 0.2 | 0.22 | 0.25 | 0.3 | 0.32 | 0.32 | 0.32 | 0.32 | 0.32 | 0.32 | 0.29 | 0.25 | 0.22 | 0.2 | 0.2 | 0.2 | 0.2 | 0.2 | From eQ_Lib.dat in MASControl 2017
D17_OfS_OffOpn_HB_Yr | Lighting | FRACTION | WntrDsn | 2014-01-01 | 2014-12-31 | Constant | 0 | [23 empty] | From eQ_Lib.dat in MASControl 2017
D17_OfS_OffOpn_HB_Yr | Lighting | FRACTION | SmrDsn | 2014-01-01 | 2014-12-31 | Constant | 1 | [23 empty] | From eQ_Lib.dat in MASControl 2017
D17_OfS_OffOpn_HB_Yr | Lighting | FRACTION | Hol | 2014-01-01 | 2014-12-31 | Hourly | 0.1 | 0.1 | 0.1 | 0.1 | 0.1 | 0.1 | 0.1 | 0.2167 | 0.32 | 0.32 | 0.32 | 0.32 | 0.32 | 0.32 | 0.32 | 0.32 | 0.32 | 0.1 | 0.1 | 0.1 | 0.1 | 0.1 | 0.1 | 0.1 | From eQ_Lib.dat in MASControl 2017
D17_OfS_OffOpn_LF_Yr | Lighting | FRACTION | Default¦Wkdy | 2014-01-01 | 2014-12-31 | Hourly | 0.2 | 0.2 | 0.2 | 0.2 | 0.22 | 0.3 | 0.42 | 0.55 | 0.7 | 0.74 | 0.74 | 0.74 | 0.74 | 0.74 | 0.74 | 0.7 | 0.64 | 0.5 | 0.42 | 0.3 | 0.25 | 0.22 | 0.2 | 0.2 | From eQ_Lib.dat in MASControl 2017
D17_OfS_OffOpn_LF_Yr | Lighting | FRACTION | Wknd | 2014-01-01 | 2014-12-31 | Hourly | 0.2 | 0.2 | 0.2 | 0.2 | 0.2 | 0.2 | 0.2 | 0.22 | 0.25 | 0.3 | 0.32 | 0.32 | 0.32 | 0.32 | 0.32 | 0.32 | 0.29 | 0.25 | 0.22 | 0.2 | 0.2 | 0.2 | 0.2 | 0.2 | From eQ_Lib.dat in MASControl 2017
D17_OfS_OffOpn_LF_Yr | Lighting | FRACTION | WntrDsn | 2014-01-01 | 2014-12-31 | Constant | 0 | [23 empty] | From eQ_Lib.dat in MASControl 2017
D17_OfS_OffOpn_LF_Yr | Lighting | FRACTION | SmrDsn | 2014-01-01 | 2014-12-31 | Constant | 1 | [23 empty] | From eQ_Lib.dat in MASControl 2017
D17_OfS_OffOpn_LF_Yr | Lighting | FRACTION | Hol | 2014-01-01 | 2014-12-31 | Hourly | 0.1 | 0.1 | 0.1 | 0.1 | 0.1 | 0.1 | 0.1 | 0.2167 | 0.32 | 0.32 | 0.32 | 0.32 | 0.32 | 0.32 | 0.32 | 0.32 | 0.32 | 0.1 | 0.1 | 0.1 | 0.1 | 0.1 | 0.1 | 0.1 | From eQ_Lib.dat in MASControl 2017
D17_OfS_OffSm_CFL_Yr | Lighting | FRACTION | Default¦Wkdy | 2014-01-01 | 2014-12-31 | Hourly | 0.2 | 0.2 | 0.2 | 0.2 | 0.22 | 0.3 | 0.42 | 0.55 | 0.7 | 0.74 | 0.74 | 0.74 | 0.74 | 0.74 | 0.74 | 0.7 | 0.64 | 0.5 | 0.42 | 0.3 | 0.25 | 0.22 | 0.2 | 0.2 | From eQ_Lib.dat in MASControl 2017
D17_OfS_OffSm_CFL_Yr | Lighting | FRACTION | Wknd | 2014-01-01 | 2014-12-31 | Hourly | 0.2 | 0.2 | 0.2 | 0.2 | 0.2 | 0.2 | 0.2 | 0.22 | 0.25 | 0.3 | 0.32 | 0.32 | 0.32 | 0.32 | 0.32 | 0.32 | 0.29 | 0.25 | 0.22 | 0.2 | 0.2 | 0.2 | 0.2 | 0.2 | From eQ_Lib.dat in MASControl 2017
D17_OfS_OffSm_CFL_Yr | Lighting | FRACTION | WntrDsn | 2014-01-01 | 2014-12-31 | Constant | 0 | [23 empty] | From eQ_Lib.dat in MASControl 2017
D17_OfS_OffSm_CFL_Yr | Lighting | FRACTION | SmrDsn | 2014-01-01 | 2014-12-31 | Constant | 1 | [23 empty] | From eQ_Lib.dat in MASControl 2017
D17_OfS_OffSm_CFL_Yr | Lighting | FRACTION | Hol | 2014-01-01 | 2014-12-31 | Hourly | 0.1 | 0.1 | 0.1 | 0.1 | 0.1 | 0.1 | 0.1 | 0.2167 | 0.32 | 0.32 | 0.32 | 0.32 | 0.32 | 0.32 | 0.32 | 0.32 | 0.32 | 0.1 | 0.1 | 0.1 | 0.1 | 0.1 | 0.1 | 0.1 | From eQ_Lib.dat in MASControl 2017
D17_OfS_OffSm_LF_Yr | Lighting | FRACTION | Default¦Wkdy | 2014-01-01 | 2014-12-31 | Hourly | 0.2 | 0.2 | 0.2 | 0.2 | 0.22 | 0.3 | 0.42 | 0.55 | 0.7 | 0.74 | 0.74 | 0.74 | 0.74 | 0.74 | 0.74 | 0.7 | 0.64 | 0.5 | 0.42 | 0.3 | 0.25 | 0.22 | 0.2 | 0.2 | From eQ_Lib.dat in MASControl 2017
D17_OfS_OffSm_LF_Yr | Lighting | FRACTION | Wknd | 2014-01-01 | 2014-12-31 | Hourly | 0.2 | 0.2 | 0.2 | 0.2 | 0.2 | 0.2 | 0.2 | 0.22 | 0.25 | 0.3 | 0.32 | 0.32 | 0.32 | 0.32 | 0.32 | 0.32 | 0.29 | 0.25 | 0.22 | 0.2 | 0.2 | 0.2 | 0.2 | 0.2 | From eQ_Lib.dat in MASControl 2017
D17_OfS_OffSm_LF_Yr | Lighting | FRACTION | WntrDsn | 2014-01-01 | 2014-12-31 | Constant | 0 | [23 empty] | From eQ_Lib.dat in MASControl 2017
D17_OfS_OffSm_LF_Yr | Lighting | FRACTION | SmrDsn | 2014-01-01 | 2014-12-31 | Constant | 1 | [23 empty] | From eQ_Lib.dat in MASControl 2017
D17_OfS_OffSm_LF_Yr | Lighting | FRACTION | Hol | 2014-01-01 | 2014-12-31 | Hourly | 0.1 | 0.1 | 0.1 | 0.1 | 0.1 | 0.1 | 0.1 | 0.2167 | 0.32 | 0.32 | 0.32 | 0.32 | 0.32 | 0.32 | 0.32 | 0.32 | 0.32 | 0.1 | 0.1 | 0.1 | 0.1 | 0.1 | 0.1 | 0.1 | From eQ_Lib.dat in MASControl 2017
D17_OfS_Restrm_CFL_Yr | Lighting | FRACTION | Default¦Wkdy | 2014-01-01 | 2014-12-31 | Hourly | 0.055 | 0.055 | 0.055 | 0.055 | 0.11 | 0.16 | 0.26 | 0.5 | 0.67 | 0.74 | 0.74 | 0.74 | 0.74 | 0.74 | 0.74 | 0.7 | 0.64 | 0.5 | 0.31 | 0.22 | 0.18 | 0.14 | 0.1 | 0.1 | From eQ_Lib.dat in MASControl 2017
D17_OfS_Restrm_CFL_Yr | Lighting | FRACTION | Wknd | 2014-01-01 | 2014-12-31 | Hourly | 0.05 | 0.05 | 0.05 | 0.05 | 0.05 | 0.05 | 0.05 | 0.2167 | 0.32 | 0.32 | 0.32 | 0.32 | 0.32 | 0.32 | 0.32 | 0.32 | 0.32 | 0.05 | 0.05 | 0.05 | 0.05 | 0.05 | 0.05 | 0.05 | From eQ_Lib.dat in MASControl 2017
D17_OfS_Restrm_CFL_Yr | Lighting | FRACTION | WntrDsn | 2014-01-01 | 2014-12-31 | Constant | 0 | [23 empty] | From eQ_Lib.dat in MASControl 2017
D17_OfS_Restrm_CFL_Yr | Lighting | FRACTION | SmrDsn | 2014-01-01 | 2014-12-31 | Constant | 1 | [23 empty] | From eQ_Lib.dat in MASControl 2017
D17_OfS_Restrm_CFL_Yr | Lighting | FRACTION | Hol | 2014-01-01 | 2014-12-31 | Hourly | 0.05 | 0.05 | 0.05 | 0.05 | 0.05 | 0.05 | 0.05 | 0.2167 | 0.32 | 0.32 | 0.32 | 0.32 | 0.32 | 0.32 | 0.32 | 0.32 | 0.32 | 0.05 | 0.05 | 0.05 | 0.05 | 0.05 | 0.05 | 0.05 | From eQ_Lib.dat in MASControl 2017
D17_OfS_Restrm_LF_Yr | Lighting | FRACTION | Default¦Wkdy | 2014-01-01 | 2014-12-31 | Hourly | 0.055 | 0.055 | 0.055 | 0.055 | 0.11 | 0.16 | 0.26 | 0.5 | 0.67 | 0.74 | 0.74 | 0.74 | 0.74 | 0.74 | 0.74 | 0.7 | 0.64 | 0.5 | 0.31 | 0.22 | 0.18 | 0.14 | 0.1 | 0.1 | From eQ_Lib.dat in MASControl 2017
D17_OfS_Restrm_LF_Yr | Lighting | FRACTION | Wknd | 2014-01-01 | 2014-12-31 | Hourly | 0.05 | 0.05 | 0.05 | 0.05 | 0.05 | 0.05 | 0.05 | 0.2167 | 0.32 | 0.32 | 0.32 | 0.32 | 0.32 | 0.32 | 0.32 | 0.32 | 0.32 | 0.05 | 0.05 | 0.05 | 0.05 | 0.05 | 0.05 | 0.05 | From eQ_Lib.dat in MASControl 2017
D17_OfS_Restrm_LF_Yr | Lighting | FRACTION | WntrDsn | 2014-01-01 | 2014-12-31 | Constant | 0 | [23 empty] | From eQ_Lib.dat in MASControl 2017
D17_OfS_Restrm_LF_Yr | Lighting | FRACTION | SmrDsn | 2014-01-01 | 2014-12-31 | Constant | 1 | [23 empty] | From eQ_Lib.dat in MASControl 2017
D17_OfS_Restrm_LF_Yr | Lighting | FRACTION | Hol | 2014-01-01 | 2014-12-31 | Hourly | 0.05 | 0.05 | 0.05 | 0.05 | 0.05 | 0.05 | 0.05 | 0.2167 | 0.32 | 0.32 | 0.32 | 0.32 | 0.32 | 0.32 | 0.32 | 0.32 | 0.32 | 0.05 | 0.05 | 0.05 | 0.05 | 0.05 | 0.05 | 0.05 | From eQ_Lib.dat in MASControl 2017
D17_OfS_StCond_CFL_Yr | Lighting | FRACTION | Default¦Wkdy | 2014-01-01 | 2014-12-31 | Hourly | 0.055 | 0.055 | 0.055 | 0.055 | 0.11 | 0.16 | 0.26 | 0.5 | 0.67 | 0.74 | 0.74 | 0.74 | 0.74 | 0.74 | 0.74 | 0.7 | 0.64 | 0.5 | 0.31 | 0.22 | 0.18 | 0.14 | 0.1 | 0.1 | From eQ_Lib.dat in MASControl 2017
D17_OfS_StCond_CFL_Yr | Lighting | FRACTION | Wknd | 2014-01-01 | 2014-12-31 | Hourly | 0.05 | 0.05 | 0.05 | 0.05 | 0.05 | 0.05 | 0.05 | 0.2167 | 0.32 | 0.32 | 0.32 | 0.32 | 0.32 | 0.32 | 0.32 | 0.32 | 0.32 | 0.05 | 0.05 | 0.05 | 0.05 | 0.05 | 0.05 | 0.05 | From eQ_Lib.dat in MASControl 2017
D17_OfS_StCond_CFL_Yr | Lighting | FRACTION | WntrDsn | 2014-01-01 | 2014-12-31 | Constant | 0 | [23 empty] | From eQ_Lib.dat in MASControl 2017
D17_OfS_StCond_CFL_Yr | Lighting | FRACTION | SmrDsn | 2014-01-01 | 2014-12-31 | Constant | 1 | [23 empty] | From eQ_Lib.dat in MASControl 2017
D17_OfS_StCond_CFL_Yr | Lighting | FRACTION | Hol | 2014-01-01 | 2014-12-31 | Hourly | 0.05 | 0.05 | 0.05 | 0.05 | 0.05 | 0.05 | 0.05 | 0.2167 | 0.32 | 0.32 | 0.32 | 0.32 | 0.32 | 0.32 | 0.32 | 0.32 | 0.32 | 0.05 | 0.05 | 0.05 | 0.05 | 0.05 | 0.05 | 0.05 | From eQ_Lib.dat in MASControl 2017
D17_OfS_StCond_LF_Yr | Lighting | FRACTION | Default¦Wkdy | 2014-01-01 | 2014-12-31 | Hourly | 0.055 | 0.055 | 0.055 | 0.055 | 0.11 | 0.16 | 0.26 | 0.5 | 0.67 | 0.74 | 0.74 | 0.74 | 0.74 | 0.74 | 0.74 | 0.7 | 0.64 | 0.5 | 0.31 | 0.22 | 0.18 | 0.14 | 0.1 | 0.1 | From eQ_Lib.dat in MASControl 2017
D17_OfS_StCond_LF_Yr | Lighting | FRACTION | Wknd | 2014-01-01 | 2014-12-31 | Hourly | 0.05 | 0.05 | 0.05 | 0.05 | 0.05 | 0.05 | 0.05 | 0.2167 | 0.32 | 0.32 | 0.32 | 0.32 | 0.32 | 0.32 | 0.32 | 0.32 | 0.32 | 0.05 | 0.05 | 0.05 | 0.05 | 0.05 | 0.05 | 0.05 | From eQ_Lib.dat in MASControl 2017
D17_OfS_StCond_LF_Yr | Lighting | FRACTION | WntrDsn | 2014-01-01 | 2014-12-31 | Constant | 0 | [23 empty] | From eQ_Lib.dat in MASControl 2017
D17_OfS_StCond_LF_Yr | Lighting | FRACTION | SmrDsn | 2014-01-01 | 2014-12-31 | Constant | 1 | [23 empty] | From eQ_Lib.dat in MASControl 2017
D17_OfS_StCond_LF_Yr | Lighting | FRACTION | Hol | 2014-01-01 | 2014-12-31 | Hourly | 0.05 | 0.05 | 0.05 | 0.05 | 0.05 | 0.05 | 0.05 | 0.2167 | 0.32 | 0.32 | 0.32 | 0.32 | 0.32 | 0.32 | 0.32 | 0.32 | 0.32 | 0.05 | 0.05 | 0.05 | 0.05 | 0.05 | 0.05 | 0.05 | From eQ_Lib.dat in MASControl 2017
D17_RFF_Cordr_CFL_Yr | Lighting | FRACTION | Default¦Wkdy | 2014-01-01 | 2014-12-31 | Hourly | 0.14 | 0.14 | 0.14 | 0.14 | 0.14 | 0.2482 | 0.3563 | 0.3924 | 0.3924 | 0.3924 | 0.6447 | 0.8125 | 0.8125 | 0.8125 | 0.8125 | 0.8125 | 0.8125 | 0.8125 | 0.8125 | 0.8125 | 0.8125 | 0.8125 | 0.6 | 0.6 | From eQ_Lib.dat in MASControl 2017
D17_RFF_Cordr_CFL_Yr | Lighting | FRACTION | Wknd | 2014-01-01 | 2014-12-31 | Hourly | 0.14 | 0.14 | 0.14 | 0.14 | 0.14 | 0.265 | 0.37 | 0.405 | 0.405 | 0.405 | 0.65 | 0.8125 | 0.8125 | 0.8125 | 0.8125 | 0.8125 | 0.8125 | 0.8125 | 0.8125 | 0.8125 | 0.8125 | 0.8125 | 0.6 | 0.6 | From eQ_Lib.dat in MASControl 2017
D17_RFF_Cordr_CFL_Yr | Lighting | FRACTION | WntrDsn | 2014-01-01 | 2014-12-31 | Constant | 0 | [23 empty] | From eQ_Lib.dat in MASControl 2017
D17_RFF_Cordr_CFL_Yr | Lighting | FRACTION | SmrDsn | 2014-01-01 | 2014-12-31 | Constant | 1 | [23 empty] | From eQ_Lib.dat in MASControl 2017
D17_RFF_Cordr_CFL_Yr | Lighting | FRACTION | Hol | 2014-01-01 | 2014-12-31 | Hourly | 0.14 | 0.14 | 0.14 | 0.14 | 0.14 | 0.265 | 0.37 | 0.405 | 0.405 | 0.405 | 0.65 | 0.8125 | 0.8125 | 0.8125 | 0.8125 | 0.8125 | 0.8125 | 0.8125 | 0.8125 | 0.8125 | 0.8125 | 0.8125 | 0.6 | 0.6 | From eQ_Lib.dat in MASControl 2017
D17_RFF_Cordr_LF_Yr | Lighting | FRACTION | Default¦Wkdy | 2014-01-01 | 2014-12-31 | Hourly | 0.14 | 0.14 | 0.14 | 0.14 | 0.14 | 0.2482 | 0.3563 | 0.3924 | 0.3924 | 0.3924 | 0.6447 | 0.8125 | 0.8125 | 0.8125 | 0.8125 | 0.8125 | 0.8125 | 0.8125 | 0.8125 | 0.8125 | 0.8125 | 0.8125 | 0.6 | 0.6 | From eQ_Lib.dat in MASControl 2017
D17_RFF_Cordr_LF_Yr | Lighting | FRACTION | Wknd | 2014-01-01 | 2014-12-31 | Hourly | 0.14 | 0.14 | 0.14 | 0.14 | 0.14 | 0.265 | 0.37 | 0.405 | 0.405 | 0.405 | 0.65 | 0.8125 | 0.8125 | 0.8125 | 0.8125 | 0.8125 | 0.8125 | 0.8125 | 0.8125 | 0.8125 | 0.8125 | 0.8125 | 0.6 | 0.6 | From eQ_Lib.dat in MASControl 2017
D17_RFF_Cordr_LF_Yr | Lighting | FRACTION | WntrDsn | 2014-01-01 | 2014-12-31 | Constant | 0 | [23 empty] | From eQ_Lib.dat in MASControl 2017
D17_RFF_Cordr_LF_Yr | Lighting | FRACTION | SmrDsn | 2014-01-01 | 2014-12-31 | Constant | 1 | [23 empty] | From eQ_Lib.dat in MASControl 2017
D17_RFF_Cordr_LF_Yr | Lighting | FRACTION | Hol | 2014-01-01 | 2014-12-31 | Hourly | 0.14 | 0.14 | 0.14 | 0.14 | 0.14 | 0.265 | 0.37 | 0.405 | 0.405 | 0.405 | 0.65 | 0.8125 | 0.8125 | 0.8125 | 0.8125 | 0.8125 | 0.8125 | 0.8125 | 0.8125 | 0.8125 | 0.8125 | 0.8125 | 0.6 | 0.6 | From eQ_Lib.dat in MASControl 2017
D17_RFF_Din_CFL_Yr | Lighting | FRACTION | Default¦Wkdy | 2014-01-01 | 2014-12-31 | Hourly | 0.14 | 0.14 | 0.14 | 0.14 | 0.14 | 0.2482 | 0.3563 | 0.3924 | 0.3924 | 0.3924 | 0.6447 | 0.8125 | 0.8125 | 0.8125 | 0.8125 | 0.8125 | 0.8125 | 0.8125 | 0.8125 | 0.8125 | 0.8125 | 0.8125 | 0.6 | 0.6 | From eQ_Lib.dat in MASControl 2017
D17_RFF_Din_CFL_Yr | Lighting | FRACTION | Wknd | 2014-01-01 | 2014-12-31 | Hourly | 0.14 | 0.14 | 0.14 | 0.14 | 0.14 | 0.265 | 0.37 | 0.405 | 0.405 | 0.405 | 0.65 | 0.8125 | 0.8125 | 0.8125 | 0.8125 | 0.8125 | 0.8125 | 0.8125 | 0.8125 | 0.8125 | 0.8125 | 0.8125 | 0.6 | 0.6 | From eQ_Lib.dat in MASControl 2017
D17_RFF_Din_CFL_Yr | Lighting | FRACTION | WntrDsn | 2014-01-01 | 2014-12-31 | Constant | 0 | [23 empty] | From eQ_Lib.dat in MASControl 2017
D17_RFF_Din_CFL_Yr | Lighting | FRACTION | SmrDsn | 2014-01-01 | 2014-12-31 | Constant | 1 | [23 empty] | From eQ_Lib.dat in MASControl 2017
D17_RFF_Din_CFL_Yr | Lighting | FRACTION | Hol | 2014-01-01 | 2014-12-31 | Hourly | 0.14 | 0.14 | 0.14 | 0.14 | 0.14 | 0.265 | 0.37 | 0.405 | 0.405 | 0.405 | 0.65 | 0.8125 | 0.8125 | 0.8125 | 0.8125 | 0.8125 | 0.8125 | 0.8125 | 0.8125 | 0.8125 | 0.8125 | 0.8125 | 0.6 | 0.6 | From eQ_Lib.dat in MASControl 2017
D17_RFF_Din_HB_Yr | Lighting | FRACTION | Default¦Wkdy | 2014-01-01 | 2014-12-31 | Hourly | 0.14 | 0.14 | 0.14 | 0.14 | 0.14 | 0.2482 | 0.3563 | 0.3924 | 0.3924 | 0.3924 | 0.6447 | 0.8125 | 0.8125 | 0.8125 | 0.8125 | 0.8125 | 0.8125 | 0.8125 | 0.8125 | 0.8125 | 0.8125 | 0.8125 | 0.6 | 0.6 | From eQ_Lib.dat in MASControl 2017
D17_RFF_Din_HB_Yr | Lighting | FRACTION | Wknd | 2014-01-01 | 2014-12-31 | Hourly | 0.14 | 0.14 | 0.14 | 0.14 | 0.14 | 0.265 | 0.37 | 0.405 | 0.405 | 0.405 | 0.65 | 0.8125 | 0.8125 | 0.8125 | 0.8125 | 0.8125 | 0.8125 | 0.8125 | 0.8125 | 0.8125 | 0.8125 | 0.8125 | 0.6 | 0.6 | From eQ_Lib.dat in MASControl 2017
D17_RFF_Din_HB_Yr | Lighting | FRACTION | WntrDsn | 2014-01-01 | 2014-12-31 | Constant | 0 | [23 empty] | From eQ_Lib.dat in MASControl 2017
D17_RFF_Din_HB_Yr | Lighting | FRACTION | SmrDsn | 2014-01-01 | 2014-12-31 | Constant | 1 | [23 empty] | From eQ_Lib.dat in MASControl 2017
D17_RFF_Din_HB_Yr | Lighting | FRACTION | Hol | 2014-01-01 | 2014-12-31 | Hourly | 0.14 | 0.14 | 0.14 | 0.14 | 0.14 | 0.265 | 0.37 | 0.405 | 0.405 | 0.405 | 0.65 | 0.8125 | 0.8125 | 0.8125 | 0.8125 | 0.8125 | 0.8125 | 0.8125 | 0.8125 | 0.8125 | 0.8125 | 0.8125 | 0.6 | 0.6 | From eQ_Lib.dat in MASControl 2017
D17_RFF_Din_LF_Yr | Lighting | FRACTION | Default¦Wkdy | 2014-01-01 | 2014-12-31 | Hourly | 0.14 | 0.14 | 0.14 | 0.14 | 0.14 | 0.2482 | 0.3563 | 0.3924 | 0.3924 | 0.3924 | 0.6447 | 0.8125 | 0.8125 | 0.8125 | 0.8125 | 0.8125 | 0.8125 | 0.8125 | 0.8125 | 0.8125 | 0.8125 | 0.8125 | 0.6 | 0.6 | From eQ_Lib.dat in MASControl 2017
D17_RFF_Din_LF_Yr | Lighting | FRACTION | Wknd | 2014-01-01 | 2014-12-31 | Hourly | 0.14 | 0.14 | 0.14 | 0.14 | 0.14 | 0.265 | 0.37 | 0.405 | 0.405 | 0.405 | 0.65 | 0.8125 | 0.8125 | 0.8125 | 0.8125 | 0.8125 | 0.8125 | 0.8125 | 0.8125 | 0.8125 | 0.8125 | 0.8125 | 0.6 | 0.6 | From eQ_Lib.dat in MASControl 2017
D17_RFF_Din_LF_Yr | Lighting | FRACTION | WntrDsn | 2014-01-01 | 2014-12-31 | Constant | 0 | [23 empty] | From eQ_Lib.dat in MASControl 2017
D17_RFF_Din_LF_Yr | Lighting | FRACTION | SmrDsn | 2014-01-01 | 2014-12-31 | Constant | 1 | [23 empty] | From eQ_Lib.dat in MASControl 2017
D17_RFF_Din_LF_Yr | Lighting | FRACTION | Hol | 2014-01-01 | 2014-12-31 | Hourly | 0.14 | 0.14 | 0.14 | 0.14 | 0.14 | 0.265 | 0.37 | 0.405 | 0.405 | 0.405 | 0.65 | 0.8125 | 0.8125 | 0.8125 | 0.8125 | 0.8125 | 0.8125 | 0.8125 | 0.8125 | 0.8125 | 0.8125 | 0.8125 | 0.6 | 0.6 | From eQ_Lib.dat in MASControl 2017
D17_RFF_Ktchn_CFL_Yr | Lighting | FRACTION | SmrDsn | 2014-01-01 | 2014-12-31 | Constant | 1 | [23 empty] | From eQ_Lib.dat in MASControl 2017
D17_RFF_Ktchn_CFL_Yr | Lighting | FRACTION | WntrDsn | 2014-01-01 | 2014-12-31 | Constant | 0 | [23 empty] | From eQ_Lib.dat in MASControl 2017
D17_RFF_Ktchn_CFL_Yr | Lighting | FRACTION | Default¦Hol | 2014-01-01 | 2014-12-31 | Hourly | 0.05 | 0.05 | 0.05 | 0.05 | 0.3 | 0.3 | 0.3395 | 0.3711 | 0.3711 | 0.3711 | 0.5921 | 0.8125 | 0.8125 | 0.8125 | 0.8125 | 0.8125 | 0.8125 | 0.8125 | 0.8125 | 0.8125 | 0.8125 | 0.8125 | 0.7 | 0.7 | From eQ_Lib.dat in MASControl 2017
D17_RFF_Ktchn_Elec_Yr | Equipment | FRACTION | Default¦Wkdy | 2014-01-01 | 2014-12-31 | Hourly | 0.1 | 0.1 | 0.1 | 0.1 | 0.1 | 0.1 | 0.35 | 0.35 | 0.25 | 0.25 | 0.35 | 0.35 | 0.35 | 0.35 | 0.25 | 0.25 | 0.25 | 0.35 | 0.35 | 0.35 | 0.25 | 0.25 | 0.25 | 0.25 | From eQ_Lib.dat in MASControl 2017
D17_RFF_Ktchn_Elec_Yr | Equipment | FRACTION | Wknd | 2014-01-01 | 2014-12-31 | Hourly | 0.1 | 0.1 | 0.1 | 0.1 | 0.1 | 0.1 | 0.35 | 0.35 | 0.25 | 0.25 | 0.35 | 0.35 | 0.35 | 0.35 | 0.25 | 0.25 | 0.25 | 0.35 | 0.35 | 0.35 | 0.25 | 0.25 | 0.25 | 0.25 | From eQ_Lib.dat in MASControl 2017
D17_RFF_Ktchn_Elec_Yr | Equipment | FRACTION | WntrDsn | 2014-01-01 | 2014-12-31 | Constant | 0 | [23 empty] | From eQ_Lib.dat in MASControl 2017
D17_RFF_Ktchn_Elec_Yr | Equipment | FRACTION | SmrDsn | 2014-01-01 | 2014-12-31 | Constant | 1 | [23 empty] | From eQ_Lib.dat in MASControl 2017
D17_RFF_Ktchn_Elec_Yr | Equipment | FRACTION | Hol | 2014-01-01 | 2014-12-31 | Hourly | 0.1 | 0.1 | 0.1 | 0.1 | 0.1 | 0.1 | 0.35 | 0.35 | 0.25 | 0.25 | 0.35 | 0.35 | 0.35 | 0.35 | 0.25 | 0.25 | 0.25 | 0.35 | 0.35 | 0.35 | 0.25 | 0.25 | 0.25 | 0.25 | From eQ_Lib.dat in MASControl 2017
D17_RFF_Ktchn_Gas_Yr | Equipment | FRACTION | Default¦Wkdy | 2014-01-01 | 2014-12-31 | Hourly | 0.02 | 0.02 | 0.02 | 0.02 | 0.02 | 0.03 | 0.09 | 0.14 | 0.1 | 0.1 | 0.22 | 0.27 | 0.24 | 0.21 | 0.14 | 0.13 | 0.15 | 0.17 | 0.17 | 0.17 | 0.15 | 0.14 | 0.12 | 0.02 | From eQ_Lib.dat in MASControl 2017
D17_RFF_Ktchn_Gas_Yr | Equipment | FRACTION | Wknd | 2014-01-01 | 2014-12-31 | Hourly | 0.02 | 0.02 | 0.02 | 0.02 | 0.02 | 0.03 | 0.09 | 0.14 | 0.1 | 0.1 | 0.22 | 0.27 | 0.24 | 0.21 | 0.14 | 0.13 | 0.15 | 0.17 | 0.17 | 0.17 | 0.15 | 0.14 | 0.12 | 0.02 | From eQ_Lib.dat in MASControl 2017
D17_RFF_Ktchn_Gas_Yr | Equipment | FRACTION | WntrDsn | 2014-01-01 | 2014-12-31 | Constant | 0 | [23 empty] | From eQ_Lib.dat in MASControl 2017
D17_RFF_Ktchn_Gas_Yr | Equipment | FRACTION | SmrDsn | 2014-01-01 | 2014-12-31 | Constant | 1 | [23 empty] | From eQ_Lib.dat in MASControl 2017
D17_RFF_Ktchn_Gas_Yr | Equipment | FRACTION | Hol | 2014-01-01 | 2014-12-31 | Hourly | 0.02 | 0.02 | 0.02 | 0.02 | 0.02 | 0.03 | 0.09 | 0.14 | 0.1 | 0.1 | 0.22 | 0.27 | 0.24 | 0.21 | 0.14 | 0.13 | 0.15 | 0.17 | 0.17 | 0.17 | 0.15 | 0.14 | 0.12 | 0.02 | From eQ_Lib.dat in MASControl 2017
D17_RFF_Ktchn_LF_Yr | Lighting | FRACTION | SmrDsn | 2014-01-01 | 2014-12-31 | Constant | 1 | [23 empty] | From eQ_Lib.dat in MASControl 2017
D17_RFF_Ktchn_LF_Yr | Lighting | FRACTION | WntrDsn | 2014-01-01 | 2014-12-31 | Constant | 0 | [23 empty] | From eQ_Lib.dat in MASControl 2017
D17_RFF_Ktchn_LF_Yr | Lighting | FRACTION | Default¦Hol | 2014-01-01 | 2014-12-31 | Hourly | 0.05 | 0.05 | 0.05 | 0.05 | 0.3 | 0.3 | 0.3395 | 0.3711 | 0.3711 | 0.3711 | 0.5921 | 0.8125 | 0.8125 | 0.8125 | 0.8125 | 0.8125 | 0.8125 | 0.8125 | 0.8125 | 0.8125 | 0.8125 | 0.8125 | 0.7 | 0.7 | From eQ_Lib.dat in MASControl 2017
D17_RFF_LobWt_CFL_Yr | Lighting | FRACTION | Default¦Wkdy | 2014-01-01 | 2014-12-31 | Hourly | 0.14 | 0.14 | 0.14 | 0.14 | 0.14 | 0.2482 | 0.3563 | 0.3924 | 0.3924 | 0.3924 | 0.6447 | 0.8125 | 0.8125 | 0.8125 | 0.8125 | 0.8125 | 0.8125 | 0.8125 | 0.8125 | 0.8125 | 0.8125 | 0.8125 | 0.6 | 0.6 | From eQ_Lib.dat in MASControl 2017
D17_RFF_LobWt_CFL_Yr | Lighting | FRACTION | Wknd | 2014-01-01 | 2014-12-31 | Hourly | 0.14 | 0.14 | 0.14 | 0.14 | 0.14 | 0.265 | 0.37 | 0.405 | 0.405 | 0.405 | 0.65 | 0.8125 | 0.8125 | 0.8125 | 0.8125 | 0.8125 | 0.8125 | 0.8125 | 0.8125 | 0.8125 | 0.8125 | 0.8125 | 0.6 | 0.6 | From eQ_Lib.dat in MASControl 2017
D17_RFF_LobWt_CFL_Yr | Lighting | FRACTION | WntrDsn | 2014-01-01 | 2014-12-31 | Constant | 0 | [23 empty] | From eQ_Lib.dat in MASControl 2017
D17_RFF_LobWt_CFL_Yr | Lighting | FRACTION | SmrDsn | 2014-01-01 | 2014-12-31 | Constant | 1 | [23 empty] | From eQ_Lib.dat in MASControl 2017
D17_RFF_LobWt_CFL_Yr | Lighting | FRACTION | Hol | 2014-01-01 | 2014-12-31 | Hourly | 0.14 | 0.14 | 0.14 | 0.14 | 0.14 | 0.265 | 0.37 | 0.405 | 0.405 | 0.405 | 0.65 | 0.8125 | 0.8125 | 0.8125 | 0.8125 | 0.8125 | 0.8125 | 0.8125 | 0.8125 | 0.8125 | 0.8125 | 0.8125 | 0.6 | 0.6 | From eQ_Lib.dat in MASControl 2017
D17_RFF_LobWt_HB_Yr | Lighting | FRACTION | Default¦Wkdy | 2014-01-01 | 2014-12-31 | Hourly | 0.14 | 0.14 | 0.14 | 0.14 | 0.14 | 0.2482 | 0.3563 | 0.3924 | 0.3924 | 0.3924 | 0.6447 | 0.8125 | 0.8125 | 0.8125 | 0.8125 | 0.8125 | 0.8125 | 0.8125 | 0.8125 | 0.8125 | 0.8125 | 0.8125 | 0.6 | 0.6 | From eQ_Lib.dat in MASControl 2017
D17_RFF_LobWt_HB_Yr | Lighting | FRACTION | Wknd | 2014-01-01 | 2014-12-31 | Hourly | 0.14 | 0.14 | 0.14 | 0.14 | 0.14 | 0.265 | 0.37 | 0.405 | 0.405 | 0.405 | 0.65 | 0.8125 | 0.8125 | 0.8125 | 0.8125 | 0.8125 | 0.8125 | 0.8125 | 0.8125 | 0.8125 | 0.8125 | 0.8125 | 0.6 | 0.6 | From eQ_Lib.dat in MASControl 2017
D17_RFF_LobWt_HB_Yr | Lighting | FRACTION | WntrDsn | 2014-01-01 | 2014-12-31 | Constant | 0 | [23 empty] | From eQ_Lib.dat in MASControl 2017
D17_RFF_LobWt_HB_Yr | Lighting | FRACTION | SmrDsn | 2014-01-01 | 2014-12-31 | Constant | 1 | [23 empty] | From eQ_Lib.dat in MASControl 2017
D17_RFF_LobWt_HB_Yr | Lighting | FRACTION | Hol | 2014-01-01 | 2014-12-31 | Hourly | 0.14 | 0.14 | 0.14 | 0.14 | 0.14 | 0.265 | 0.37 | 0.405 | 0.405 | 0.405 | 0.65 | 0.8125 | 0.8125 | 0.8125 | 0.8125 | 0.8125 | 0.8125 | 0.8125 | 0.8125 | 0.8125 | 0.8125 | 0.8125 | 0.6 | 0.6 | From eQ_Lib.dat in MASControl 2017
D17_RFF_LobWt_LF_Yr | Lighting | FRACTION | Default¦Wkdy | 2014-01-01 | 2014-12-31 | Hourly | 0.14 | 0.14 | 0.14 | 0.14 | 0.14 | 0.2482 | 0.3563 | 0.3924 | 0.3924 | 0.3924 | 0.6447 | 0.8125 | 0.8125 | 0.8125 | 0.8125 | 0.8125 | 0.8125 | 0.8125 | 0.8125 | 0.8125 | 0.8125 | 0.8125 | 0.6 | 0.6 | From eQ_Lib.dat in MASControl 2017
D17_RFF_LobWt_LF_Yr | Lighting | FRACTION | Wknd | 2014-01-01 | 2014-12-31 | Hourly | 0.14 | 0.14 | 0.14 | 0.14 | 0.14 | 0.265 | 0.37 | 0.405 | 0.405 | 0.405 | 0.65 | 0.8125 | 0.8125 | 0.8125 | 0.8125 | 0.8125 | 0.8125 | 0.8125 | 0.8125 | 0.8125 | 0.8125 | 0.8125 | 0.6 | 0.6 | From eQ_Lib.dat in MASControl 2017
D17_RFF_LobWt_LF_Yr | Lighting | FRACTION | WntrDsn | 2014-01-01 | 2014-12-31 | Constant | 0 | [23 empty] | From eQ_Lib.dat in MASControl 2017
D17_RFF_LobWt_LF_Yr | Lighting | FRACTION | SmrDsn | 2014-01-01 | 2014-12-31 | Constant | 1 | [23 empty] | From eQ_Lib.dat in MASControl 2017
D17_RFF_LobWt_LF_Yr | Lighting | FRACTION | Hol | 2014-01-01 | 2014-12-31 | Hourly | 0.14 | 0.14 | 0.14 | 0.14 | 0.14 | 0.265 | 0.37 | 0.405 | 0.405 | 0.405 | 0.65 | 0.8125 | 0.8125 | 0.8125 | 0.8125 | 0.8125 | 0.8125 | 0.8125 | 0.8125 | 0.8125 | 0.8125 | 0.8125 | 0.6 | 0.6 | From eQ_Lib.dat in MASControl 2017
D17_RFF_OffGen_CFL_Yr | Lighting | FRACTION | Default¦Wkdy | 2014-01-01 | 2014-12-31 | Hourly | 0.14 | 0.14 | 0.14 | 0.14 | 0.14 | 0.2482 | 0.3563 | 0.3924 | 0.3924 | 0.3924 | 0.6447 | 0.8125 | 0.8125 | 0.8125 | 0.8125 | 0.8125 | 0.8125 | 0.8125 | 0.8125 | 0.8125 | 0.8125 | 0.8125 | 0.6 | 0.6 | From eQ_Lib.dat in MASControl 2017
D17_RFF_OffGen_CFL_Yr | Lighting | FRACTION | Wknd | 2014-01-01 | 2014-12-31 | Hourly | 0.14 | 0.14 | 0.14 | 0.14 | 0.14 | 0.265 | 0.37 | 0.405 | 0.405 | 0.405 | 0.65 | 0.8125 | 0.8125 | 0.8125 | 0.8125 | 0.8125 | 0.8125 | 0.8125 | 0.8125 | 0.8125 | 0.8125 | 0.8125 | 0.6 | 0.6 | From eQ_Lib.dat in MASControl 2017
D17_RFF_OffGen_CFL_Yr | Lighting | FRACTION | WntrDsn | 2014-01-01 | 2014-12-31 | Constant | 0 | [23 empty] | From eQ_Lib.dat in MASControl 2017
D17_RFF_OffGen_CFL_Yr | Lighting | FRACTION | SmrDsn | 2014-01-01 | 2014-12-31 | Constant | 1 | [23 empty] | From eQ_Lib.dat in MASControl 2017
D17_RFF_OffGen_CFL_Yr | Lighting | FRACTION | Hol | 2014-01-01 | 2014-12-31 | Hourly | 0.14 | 0.14 | 0.14 | 0.14 | 0.14 | 0.265 | 0.37 | 0.405 | 0.405 | 0.405 | 0.65 | 0.8125 | 0.8125 | 0.8125 | 0.8125 | 0.8125 | 0.8125 | 0.8125 | 0.8125 | 0.8125 | 0.8125 | 0.8125 | 0.6 | 0.6 | From eQ_Lib.dat in MASControl 2017
D17_RFF_OffGen_LF_Yr | Lighting | FRACTION | Default¦Wkdy | 2014-01-01 | 2014-12-31 | Hourly | 0.14 | 0.14 | 0.14 | 0.14 | 0.14 | 0.2482 | 0.3563 | 0.3924 | 0.3924 | 0.3924 | 0.6447 | 0.8125 | 0.8125 | 0.8125 | 0.8125 | 0.8125 | 0.8125 | 0.8125 | 0.8125 | 0.8125 | 0.8125 | 0.8125 | 0.6 | 0.6 | From eQ_Lib.dat in MASControl 2017
D17_RFF_OffGen_LF_Yr | Lighting | FRACTION | Wknd | 2014-01-01 | 2014-12-31 | Hourly | 0.14 | 0.14 | 0.14 | 0.14 | 0.14 | 0.265 | 0.37 | 0.405 | 0.405 | 0.405 | 0.65 | 0.8125 | 0.8125 | 0.8125 | 0.8125 | 0.8125 | 0.8125 | 0.8125 | 0.8125 | 0.8125 | 0.8125 | 0.8125 | 0.6 | 0.6 | From eQ_Lib.dat in MASControl 2017
D17_RFF_OffGen_LF_Yr | Lighting | FRACTION | WntrDsn | 2014-01-01 | 2014-12-31 | Constant | 0 | [23 empty] | From eQ_Lib.dat in MASControl 2017
D17_RFF_OffGen_LF_Yr | Lighting | FRACTION | SmrDsn | 2014-01-01 | 2014-12-31 | Constant | 1 | [23 empty] | From eQ_Lib.dat in MASControl 2017
D17_RFF_OffGen_LF_Yr | Lighting | FRACTION | Hol | 2014-01-01 | 2014-12-31 | Hourly | 0.14 | 0.14 | 0.14 | 0.14 | 0.14 | 0.265 | 0.37 | 0.405 | 0.405 | 0.405 | 0.65 | 0.8125 | 0.8125 | 0.8125 | 0.8125 | 0.8125 | 0.8125 | 0.8125 | 0.8125 | 0.8125 | 0.8125 | 0.8125 | 0.6 | 0.6 | From eQ_Lib.dat in MASControl 2017
D17_RFF_Restrm_CFL_Yr | Lighting | FRACTION | Default¦Wkdy | 2014-01-01 | 2014-12-31 | Hourly | 0.14 | 0.14 | 0.14 | 0.14 | 0.14 | 0.2482 | 0.3563 | 0.3924 | 0.3924 | 0.3924 | 0.6447 | 0.8125 | 0.8125 | 0.8125 | 0.8125 | 0.8125 | 0.8125 | 0.8125 | 0.8125 | 0.8125 | 0.8125 | 0.8125 | 0.6 | 0.6 | From eQ_Lib.dat in MASControl 2017
D17_RFF_Restrm_CFL_Yr | Lighting | FRACTION | Wknd | 2014-01-01 | 2014-12-31 | Hourly | 0.14 | 0.14 | 0.14 | 0.14 | 0.14 | 0.265 | 0.37 | 0.405 | 0.405 | 0.405 | 0.65 | 0.8125 | 0.8125 | 0.8125 | 0.8125 | 0.8125 | 0.8125 | 0.8125 | 0.8125 | 0.8125 | 0.8125 | 0.8125 | 0.6 | 0.6 | From eQ_Lib.dat in MASControl 2017
D17_RFF_Restrm_CFL_Yr | Lighting | FRACTION | WntrDsn | 2014-01-01 | 2014-12-31 | Constant | 0 | [23 empty] | From eQ_Lib.dat in MASControl 2017
D17_RFF_Restrm_CFL_Yr | Lighting | FRACTION | SmrDsn | 2014-01-01 | 2014-12-31 | Constant | 1 | [23 empty] | From eQ_Lib.dat in MASControl 2017
D17_RFF_Restrm_CFL_Yr | Lighting | FRACTION | Hol | 2014-01-01 | 2014-12-31 | Hourly | 0.14 | 0.14 | 0.14 | 0.14 | 0.14 | 0.265 | 0.37 | 0.405 | 0.405 | 0.405 | 0.65 | 0.8125 | 0.8125 | 0.8125 | 0.8125 | 0.8125 | 0.8125 | 0.8125 | 0.8125 | 0.8125 | 0.8125 | 0.8125 | 0.6 | 0.6 | From eQ_Lib.dat in MASControl 2017
D17_RFF_Restrm_LF_Yr | Lighting | FRACTION | Default¦Wkdy | 2014-01-01 | 2014-12-31 | Hourly | 0.14 | 0.14 | 0.14 | 0.14 | 0.14 | 0.2482 | 0.3563 | 0.3924 | 0.3924 | 0.3924 | 0.6447 | 0.8125 | 0.8125 | 0.8125 | 0.8125 | 0.8125 | 0.8125 | 0.8125 | 0.8125 | 0.8125 | 0.8125 | 0.8125 | 0.6 | 0.6 | From eQ_Lib.dat in MASControl 2017
D17_RFF_Restrm_LF_Yr | Lighting | FRACTION | Wknd | 2014-01-01 | 2014-12-31 | Hourly | 0.14 | 0.14 | 0.14 | 0.14 | 0.14 | 0.265 | 0.37 | 0.405 | 0.405 | 0.405 | 0.65 | 0.8125 | 0.8125 | 0.8125 | 0.8125 | 0.8125 | 0.8125 | 0.8125 | 0.8125 | 0.8125 | 0.8125 | 0.8125 | 0.6 | 0.6 | From eQ_Lib.dat in MASControl 2017
D17_RFF_Restrm_LF_Yr | Lighting | FRACTION | WntrDsn | 2014-01-01 | 2014-12-31 | Constant | 0 | [23 empty] | From eQ_Lib.dat in MASControl 2017
D17_RFF_Restrm_LF_Yr | Lighting | FRACTION | SmrDsn | 2014-01-01 | 2014-12-31 | Constant | 1 | [23 empty] | From eQ_Lib.dat in MASControl 2017
D17_RFF_Restrm_LF_Yr | Lighting | FRACTION | Hol | 2014-01-01 | 2014-12-31 | Hourly | 0.14 | 0.14 | 0.14 | 0.14 | 0.14 | 0.265 | 0.37 | 0.405 | 0.405 | 0.405 | 0.65 | 0.8125 | 0.8125 | 0.8125 | 0.8125 | 0.8125 | 0.8125 | 0.8125 | 0.8125 | 0.8125 | 0.8125 | 0.8125 | 0.6 | 0.6 | From eQ_Lib.dat in MASControl 2017
D17_RFF_Stock_CFL_Yr | Lighting | FRACTION | SmrDsn | 2014-01-01 | 2014-12-31 | Constant | 1 | [23 empty] | From eQ_Lib.dat in MASControl 2017
D17_RFF_Stock_CFL_Yr | Lighting | FRACTION | WntrDsn | 2014-01-01 | 2014-12-31 | Constant | 0 | [23 empty] | From eQ_Lib.dat in MASControl 2017
D17_RFF_Stock_CFL_Yr | Lighting | FRACTION | Default¦Hol | 2014-01-01 | 2014-12-31 | Hourly | 0.05 | 0.05 | 0.05 | 0.05 | 0.3 | 0.3 | 0.3395 | 0.3711 | 0.3711 | 0.3711 | 0.5921 | 0.8125 | 0.8125 | 0.8125 | 0.8125 | 0.8125 | 0.8125 | 0.8125 | 0.8125 | 0.8125 | 0.8125 | 0.8125 | 0.7 | 0.7 | From eQ_Lib.dat in MASControl 2017
D17_RFF_Stock_LF_Yr | Lighting | FRACTION | SmrDsn | 2014-01-01 | 2014-12-31 | Constant | 1 | [23 empty] | From eQ_Lib.dat in MASControl 2017
D17_RFF_Stock_LF_Yr | Lighting | FRACTION | WntrDsn | 2014-01-01 | 2014-12-31 | Constant | 0 | [23 empty] | From eQ_Lib.dat in MASControl 2017
D17_RFF_Stock_LF_Yr | Lighting | FRACTION | Default¦Hol | 2014-01-01 | 2014-12-31 | Hourly | 0.05 | 0.05 | 0.05 | 0.05 | 0.3 | 0.3 | 0.3395 | 0.3711 | 0.3711 | 0.3711 | 0.5921 | 0.8125 | 0.8125 | 0.8125 | 0.8125 | 0.8125 | 0.8125 | 0.8125 | 0.8125 | 0.8125 | 0.8125 | 0.8125 | 0.7 | 0.7 | From eQ_Lib.dat in MASControl 2017
D17_RSD_Cordr_CFL_Yr | Lighting | FRACTION | Default¦Wkdy | 2014-01-01 | 2014-12-31 | Hourly | 0.14 | 0.14 | 0.14 | 0.14 | 0.14 | 0.14 | 0.14 | 0.4645 | 0.8 | 0.8 | 0.8 | 0.8 | 0.8 | 0.8 | 0.8 | 0.8 | 0.8 | 0.8 | 0.8 | 0.8 | 0.8 | 0.6087 | 0.4645 | 0.1761 | From eQ_Lib.dat in MASControl 2017
D17_RSD_Cordr_CFL_Yr | Lighting | FRACTION | Wknd | 2014-01-01 | 2014-12-31 | Hourly | 0.14 | 0.14 | 0.14 | 0.14 | 0.14 | 0.14 | 0.14 | 0.4645 | 0.8 | 0.8 | 0.8 | 0.8 | 0.8 | 0.8 | 0.8 | 0.8 | 0.8 | 0.8 | 0.8 | 0.8 | 0.8 | 0.8 | 0.475 | 0.475 | From eQ_Lib.dat in MASControl 2017
D17_RSD_Cordr_CFL_Yr | Lighting | FRACTION | WntrDsn | 2014-01-01 | 2014-12-31 | Constant | 0 | [23 empty] | From eQ_Lib.dat in MASControl 2017
D17_RSD_Cordr_CFL_Yr | Lighting | FRACTION | SmrDsn | 2014-01-01 | 2014-12-31 | Constant | 1 | [23 empty] | From eQ_Lib.dat in MASControl 2017
D17_RSD_Cordr_CFL_Yr | Lighting | FRACTION | Hol | 2014-01-01 | 2014-12-31 | Hourly | 0.14 | 0.14 | 0.14 | 0.14 | 0.14 | 0.14 | 0.14 | 0.4645 | 0.8 | 0.8 | 0.8 | 0.8 | 0.8 | 0.8 | 0.8 | 0.8 | 0.8 | 0.8 | 0.8 | 0.8 | 0.8 | 0.8 | 0.475 | 0.475 | From eQ_Lib.dat in MASControl 2017
D17_RSD_Cordr_LF_Yr | Lighting | FRACTION | Default¦Wkdy | 2014-01-01 | 2014-12-31 | Hourly | 0.14 | 0.14 | 0.14 | 0.14 | 0.14 | 0.14 | 0.14 | 0.4645 | 0.8 | 0.8 | 0.8 | 0.8 | 0.8 | 0.8 | 0.8 | 0.8 | 0.8 | 0.8 | 0.8 | 0.8 | 0.8 | 0.6087 | 0.4645 | 0.1761 | From eQ_Lib.dat in MASControl 2017
D17_RSD_Cordr_LF_Yr | Lighting | FRACTION | Wknd | 2014-01-01 | 2014-12-31 | Hourly | 0.14 | 0.14 | 0.14 | 0.14 | 0.14 | 0.14 | 0.14 | 0.4645 | 0.8 | 0.8 | 0.8 | 0.8 | 0.8 | 0.8 | 0.8 | 0.8 | 0.8 | 0.8 | 0.8 | 0.8 | 0.8 | 0.8 | 0.475 | 0.475 | From eQ_Lib.dat in MASControl 2017
D17_RSD_Cordr_LF_Yr | Lighting | FRACTION | WntrDsn | 2014-01-01 | 2014-12-31 | Constant | 0 | [23 empty] | From eQ_Lib.dat in MASControl 2017
D17_RSD_Cordr_LF_Yr | Lighting | FRACTION | SmrDsn | 2014-01-01 | 2014-12-31 | Constant | 1 | [23 empty] | From eQ_Lib.dat in MASControl 2017
D17_RSD_Cordr_LF_Yr | Lighting | FRACTION | Hol | 2014-01-01 | 2014-12-31 | Hourly | 0.14 | 0.14 | 0.14 | 0.14 | 0.14 | 0.14 | 0.14 | 0.4645 | 0.8 | 0.8 | 0.8 | 0.8 | 0.8 | 0.8 | 0.8 | 0.8 | 0.8 | 0.8 | 0.8 | 0.8 | 0.8 | 0.8 | 0.475 | 0.475 | From eQ_Lib.dat in MASControl 2017
D17_RSD_Din_CFL_Yr | Lighting | FRACTION | Default¦Wkdy | 2014-01-01 | 2014-12-31 | Hourly | 0.14 | 0.14 | 0.14 | 0.14 | 0.14 | 0.14 | 0.14 | 0.4645 | 0.8 | 0.8 | 0.8 | 0.8 | 0.8 | 0.8 | 0.8 | 0.8 | 0.8 | 0.8 | 0.8 | 0.8 | 0.8 | 0.6087 | 0.4645 | 0.1761 | From eQ_Lib.dat in MASControl 2017
D17_RSD_Din_CFL_Yr | Lighting | FRACTION | Wknd | 2014-01-01 | 2014-12-31 | Hourly | 0.14 | 0.14 | 0.14 | 0.14 | 0.14 | 0.14 | 0.14 | 0.4645 | 0.8 | 0.8 | 0.8 | 0.8 | 0.8 | 0.8 | 0.8 | 0.8 | 0.8 | 0.8 | 0.8 | 0.8 | 0.8 | 0.8 | 0.475 | 0.475 | From eQ_Lib.dat in MASControl 2017
D17_RSD_Din_CFL_Yr | Lighting | FRACTION | WntrDsn | 2014-01-01 | 2014-12-31 | Constant | 0 | [23 empty] | From eQ_Lib.dat in MASControl 2017
D17_RSD_Din_CFL_Yr | Lighting | FRACTION | SmrDsn | 2014-01-01 | 2014-12-31 | Constant | 1 | [23 empty] | From eQ_Lib.dat in MASControl 2017
D17_RSD_Din_CFL_Yr | Lighting | FRACTION | Hol | 2014-01-01 | 2014-12-31 | Hourly | 0.14 | 0.14 | 0.14 | 0.14 | 0.14 | 0.14 | 0.14 | 0.4645 | 0.8 | 0.8 | 0.8 | 0.8 | 0.8 | 0.8 | 0.8 | 0.8 | 0.8 | 0.8 | 0.8 | 0.8 | 0.8 | 0.8 | 0.475 | 0.475 | From eQ_Lib.dat in MASControl 2017
D17_RSD_Din_HB_Yr | Lighting | FRACTION | Default¦Wkdy | 2014-01-01 | 2014-12-31 | Hourly | 0.14 | 0.14 | 0.14 | 0.14 | 0.14 | 0.14 | 0.14 | 0.4645 | 0.8 | 0.8 | 0.8 | 0.8 | 0.8 | 0.8 | 0.8 | 0.8 | 0.8 | 0.8 | 0.8 | 0.8 | 0.8 | 0.6087 | 0.4645 | 0.1761 | From eQ_Lib.dat in MASControl 2017
D17_RSD_Din_HB_Yr | Lighting | FRACTION | Wknd | 2014-01-01 | 2014-12-31 | Hourly | 0.14 | 0.14 | 0.14 | 0.14 | 0.14 | 0.14 | 0.14 | 0.4645 | 0.8 | 0.8 | 0.8 | 0.8 | 0.8 | 0.8 | 0.8 | 0.8 | 0.8 | 0.8 | 0.8 | 0.8 | 0.8 | 0.8 | 0.475 | 0.475 | From eQ_Lib.dat in MASControl 2017
D17_RSD_Din_HB_Yr | Lighting | FRACTION | WntrDsn | 2014-01-01 | 2014-12-31 | Constant | 0 | [23 empty] | From eQ_Lib.dat in MASControl 2017
D17_RSD_Din_HB_Yr | Lighting | FRACTION | SmrDsn | 2014-01-01 | 2014-12-31 | Constant | 1 | [23 empty] | From eQ_Lib.dat in MASControl 2017
D17_RSD_Din_HB_Yr | Lighting | FRACTION | Hol | 2014-01-01 | 2014-12-31 | Hourly | 0.14 | 0.14 | 0.14 | 0.14 | 0.14 | 0.14 | 0.14 | 0.4645 | 0.8 | 0.8 | 0.8 | 0.8 | 0.8 | 0.8 | 0.8 | 0.8 | 0.8 | 0.8 | 0.8 | 0.8 | 0.8 | 0.8 | 0.475 | 0.475 | From eQ_Lib.dat in MASControl 2017
D17_RSD_Din_LF_Yr | Lighting | FRACTION | Default¦Wkdy | 2014-01-01 | 2014-12-31 | Hourly | 0.14 | 0.14 | 0.14 | 0.14 | 0.14 | 0.14 | 0.14 | 0.4645 | 0.8 | 0.8 | 0.8 | 0.8 | 0.8 | 0.8 | 0.8 | 0.8 | 0.8 | 0.8 | 0.8 | 0.8 | 0.8 | 0.6087 | 0.4645 | 0.1761 | From eQ_Lib.dat in MASControl 2017
D17_RSD_Din_LF_Yr | Lighting | FRACTION | Wknd | 2014-01-01 | 2014-12-31 | Hourly | 0.14 | 0.14 | 0.14 | 0.14 | 0.14 | 0.14 | 0.14 | 0.4645 | 0.8 | 0.8 | 0.8 | 0.8 | 0.8 | 0.8 | 0.8 | 0.8 | 0.8 | 0.8 | 0.8 | 0.8 | 0.8 | 0.8 | 0.475 | 0.475 | From eQ_Lib.dat in MASControl 2017
D17_RSD_Din_LF_Yr | Lighting | FRACTION | WntrDsn | 2014-01-01 | 2014-12-31 | Constant | 0 | [23 empty] | From eQ_Lib.dat in MASControl 2017
D17_RSD_Din_LF_Yr | Lighting | FRACTION | SmrDsn | 2014-01-01 | 2014-12-31 | Constant | 1 | [23 empty] | From eQ_Lib.dat in MASControl 2017
D17_RSD_Din_LF_Yr | Lighting | FRACTION | Hol | 2014-01-01 | 2014-12-31 | Hourly | 0.14 | 0.14 | 0.14 | 0.14 | 0.14 | 0.14 | 0.14 | 0.4645 | 0.8 | 0.8 | 0.8 | 0.8 | 0.8 | 0.8 | 0.8 | 0.8 | 0.8 | 0.8 | 0.8 | 0.8 | 0.8 | 0.8 | 0.475 | 0.475 | From eQ_Lib.dat in MASControl 2017
D17_RSD_Ktchn_CFL_Yr | Lighting | FRACTION | Default¦Wkdy | 2014-01-01 | 2014-12-31 | Hourly | 0.05 | 0.05 | 0.05 | 0.05 | 0.05 | 0.05 | 0.5 | 0.5 | 0.8 | 0.8 | 0.8 | 0.8 | 0.8 | 0.8 | 0.8 | 0.8 | 0.8 | 0.8 | 0.8 | 0.8 | 0.8 | 0.6087 | 0.5 | 0.2 | From eQ_Lib.dat in MASControl 2017
D17_RSD_Ktchn_CFL_Yr | Lighting | FRACTION | Wknd | 2014-01-01 | 2014-12-31 | Hourly | 0.05 | 0.05 | 0.05 | 0.05 | 0.05 | 0.05 | 0.5 | 0.5 | 0.8 | 0.8 | 0.8 | 0.8 | 0.8 | 0.8 | 0.8 | 0.8 | 0.8 | 0.8 | 0.8 | 0.8 | 0.8 | 0.8 | 0.5 | 0.5 | From eQ_Lib.dat in MASControl 2017
D17_RSD_Ktchn_CFL_Yr | Lighting | FRACTION | WntrDsn | 2014-01-01 | 2014-12-31 | Constant | 0 | [23 empty] | From eQ_Lib.dat in MASControl 2017
D17_RSD_Ktchn_CFL_Yr | Lighting | FRACTION | SmrDsn | 2014-01-01 | 2014-12-31 | Constant | 1 | [23 empty] | From eQ_Lib.dat in MASControl 2017
D17_RSD_Ktchn_CFL_Yr | Lighting | FRACTION | Hol | 2014-01-01 | 2014-12-31 | Hourly | 0.05 | 0.05 | 0.05 | 0.05 | 0.05 | 0.05 | 0.5 | 0.5 | 0.8 | 0.8 | 0.8 | 0.8 | 0.8 | 0.8 | 0.8 | 0.8 | 0.8 | 0.8 | 0.8 | 0.8 | 0.8 | 0.8 | 0.5 | 0.5 | From eQ_Lib.dat in MASControl 2017
D17_RSD_Ktchn_Elec_Yr | Equipment | FRACTION | Default¦Wkdy | 2014-01-01 | 2014-12-31 | Hourly | 0.1 | 0.1 | 0.1 | 0.1 | 0.1 | 0.1 | 0.25 | 0.35 | 0.35 | 0.25 | 0.35 | 0.35 | 0.35 | 0.25 | 0.25 | 0.25 | 0.35 | 0.35 | 0.35 | 0.25 | 0.25 | 0.25 | 0.25 | 0.25 | From eQ_Lib.dat in MASControl 2017
D17_RSD_Ktchn_Elec_Yr | Equipment | FRACTION | Wknd | 2014-01-01 | 2014-12-31 | Hourly | 0.1 | 0.1 | 0.1 | 0.1 | 0.1 | 0.1 | 0.25 | 0.35 | 0.35 | 0.25 | 0.35 | 0.35 | 0.35 | 0.25 | 0.25 | 0.25 | 0.35 | 0.35 | 0.35 | 0.25 | 0.25 | 0.25 | 0.25 | 0.25 | From eQ_Lib.dat in MASControl 2017
D17_RSD_Ktchn_Elec_Yr | Equipment | FRACTION | WntrDsn | 2014-01-01 | 2014-12-31 | Constant | 0 | [23 empty] | From eQ_Lib.dat in MASControl 2017
D17_RSD_Ktchn_Elec_Yr | Equipment | FRACTION | SmrDsn | 2014-01-01 | 2014-12-31 | Constant | 1 | [23 empty] | From eQ_Lib.dat in MASControl 2017
D17_RSD_Ktchn_Elec_Yr | Equipment | FRACTION | Hol | 2014-01-01 | 2014-12-31 | Hourly | 0.1 | 0.1 | 0.1 | 0.1 | 0.1 | 0.1 | 0.25 | 0.35 | 0.35 | 0.25 | 0.35 | 0.35 | 0.35 | 0.25 | 0.25 | 0.25 | 0.35 | 0.35 | 0.35 | 0.25 | 0.25 | 0.25 | 0.25 | 0.25 | From eQ_Lib.dat in MASControl 2017
D17_RSD_Ktchn_Gas_Yr | Equipment | FRACTION | Default¦Wkdy | 2014-01-01 | 2014-12-31 | Hourly | 0.02 | 0.02 | 0.02 | 0.02 | 0.02 | 0.05 | 0.1 | 0.15 | 0.2 | 0.15 | 0.25 | 0.25 | 0.25 | 0.2 | 0.15 | 0.2 | 0.3 | 0.3 | 0.3 | 0.2 | 0.2 | 0.15 | 0.1 | 0.05 | From eQ_Lib.dat in MASControl 2017
D17_RSD_Ktchn_Gas_Yr | Equipment | FRACTION | Wknd | 2014-01-01 | 2014-12-31 | Hourly | 0.02 | 0.02 | 0.02 | 0.02 | 0.02 | 0.05 | 0.1 | 0.15 | 0.2 | 0.15 | 0.25 | 0.25 | 0.25 | 0.2 | 0.15 | 0.2 | 0.3 | 0.3 | 0.3 | 0.2 | 0.2 | 0.15 | 0.1 | 0.05 | From eQ_Lib.dat in MASControl 2017
D17_RSD_Ktchn_Gas_Yr | Equipment | FRACTION | WntrDsn | 2014-01-01 | 2014-12-31 | Constant | 0 | [23 empty] | From eQ_Lib.dat in MASControl 2017
D17_RSD_Ktchn_Gas_Yr | Equipment | FRACTION | SmrDsn | 2014-01-01 | 2014-12-31 | Constant | 1 | [23 empty] | From eQ_Lib.dat in MASControl 2017
D17_RSD_Ktchn_Gas_Yr | Equipment | FRACTION | Hol | 2014-01-01 | 2014-12-31 | Hourly | 0.02 | 0.02 | 0.02 | 0.02 | 0.02 | 0.05 | 0.1 | 0.15 | 0.2 | 0.15 | 0.25 | 0.25 | 0.25 | 0.2 | 0.15 | 0.2 | 0.3 | 0.3 | 0.3 | 0.2 | 0.2 | 0.15 | 0.1 | 0.05 | From eQ_Lib.dat in MASControl 2017
D17_RSD_Ktchn_LF_Yr | Lighting | FRACTION | Default¦Wkdy | 2014-01-01 | 2014-12-31 | Hourly | 0.05 | 0.05 | 0.05 | 0.05 | 0.05 | 0.05 | 0.5 | 0.5 | 0.8 | 0.8 | 0.8 | 0.8 | 0.8 | 0.8 | 0.8 | 0.8 | 0.8 | 0.8 | 0.8 | 0.8 | 0.8 | 0.6087 | 0.5 | 0.2 | From eQ_Lib.dat in MASControl 2017
D17_RSD_Ktchn_LF_Yr | Lighting | FRACTION | Wknd | 2014-01-01 | 2014-12-31 | Hourly | 0.05 | 0.05 | 0.05 | 0.05 | 0.05 | 0.05 | 0.5 | 0.5 | 0.8 | 0.8 | 0.8 | 0.8 | 0.8 | 0.8 | 0.8 | 0.8 | 0.8 | 0.8 | 0.8 | 0.8 | 0.8 | 0.8 | 0.5 | 0.5 | From eQ_Lib.dat in MASControl 2017
D17_RSD_Ktchn_LF_Yr | Lighting | FRACTION | WntrDsn | 2014-01-01 | 2014-12-31 | Constant | 0 | [23 empty] | From eQ_Lib.dat in MASControl 2017
D17_RSD_Ktchn_LF_Yr | Lighting | FRACTION | SmrDsn | 2014-01-01 | 2014-12-31 | Constant | 1 | [23 empty] | From eQ_Lib.dat in MASControl 2017
D17_RSD_Ktchn_LF_Yr | Lighting | FRACTION | Hol | 2014-01-01 | 2014-12-31 | Hourly | 0.05 | 0.05 | 0.05 | 0.05 | 0.05 | 0.05 | 0.5 | 0.5 | 0.8 | 0.8 | 0.8 | 0.8 | 0.8 | 0.8 | 0.8 | 0.8 | 0.8 | 0.8 | 0.8 | 0.8 | 0.8 | 0.8 | 0.5 | 0.5 | From eQ_Lib.dat in MASControl 2017
D17_RSD_LobWt_CFL_Yr | Lighting | FRACTION | Default¦Wkdy | 2014-01-01 | 2014-12-31 | Hourly | 0.14 | 0.14 | 0.14 | 0.14 | 0.14 | 0.14 | 0.14 | 0.4645 | 0.8 | 0.8 | 0.8 | 0.8 | 0.8 | 0.8 | 0.8 | 0.8 | 0.8 | 0.8 | 0.8 | 0.8 | 0.8 | 0.6087 | 0.4645 | 0.1761 | From eQ_Lib.dat in MASControl 2017
D17_RSD_LobWt_CFL_Yr | Lighting | FRACTION | Wknd | 2014-01-01 | 2014-12-31 | Hourly | 0.14 | 0.14 | 0.14 | 0.14 | 0.14 | 0.14 | 0.14 | 0.4645 | 0.8 | 0.8 | 0.8 | 0.8 | 0.8 | 0.8 | 0.8 | 0.8 | 0.8 | 0.8 | 0.8 | 0.8 | 0.8 | 0.8 | 0.475 | 0.475 | From eQ_Lib.dat in MASControl 2017
D17_RSD_LobWt_CFL_Yr | Lighting | FRACTION | WntrDsn | 2014-01-01 | 2014-12-31 | Constant | 0 | [23 empty] | From eQ_Lib.dat in MASControl 2017
D17_RSD_LobWt_CFL_Yr | Lighting | FRACTION | SmrDsn | 2014-01-01 | 2014-12-31 | Constant | 1 | [23 empty] | From eQ_Lib.dat in MASControl 2017
D17_RSD_LobWt_CFL_Yr | Lighting | FRACTION | Hol | 2014-01-01 | 2014-12-31 | Hourly | 0.14 | 0.14 | 0.14 | 0.14 | 0.14 | 0.14 | 0.14 | 0.4645 | 0.8 | 0.8 | 0.8 | 0.8 | 0.8 | 0.8 | 0.8 | 0.8 | 0.8 | 0.8 | 0.8 | 0.8 | 0.8 | 0.8 | 0.475 | 0.475 | From eQ_Lib.dat in MASControl 2017
D17_RSD_LobWt_HB_Yr | Lighting | FRACTION | Default¦Wkdy | 2014-01-01 | 2014-12-31 | Hourly | 0.14 | 0.14 | 0.14 | 0.14 | 0.14 | 0.14 | 0.14 | 0.4645 | 0.8 | 0.8 | 0.8 | 0.8 | 0.8 | 0.8 | 0.8 | 0.8 | 0.8 | 0.8 | 0.8 | 0.8 | 0.8 | 0.6087 | 0.4645 | 0.1761 | From eQ_Lib.dat in MASControl 2017
D17_RSD_LobWt_HB_Yr | Lighting | FRACTION | Wknd | 2014-01-01 | 2014-12-31 | Hourly | 0.14 | 0.14 | 0.14 | 0.14 | 0.14 | 0.14 | 0.14 | 0.4645 | 0.8 | 0.8 | 0.8 | 0.8 | 0.8 | 0.8 | 0.8 | 0.8 | 0.8 | 0.8 | 0.8 | 0.8 | 0.8 | 0.8 | 0.475 | 0.475 | From eQ_Lib.dat in MASControl 2017
D17_RSD_LobWt_HB_Yr | Lighting | FRACTION | WntrDsn | 2014-01-01 | 2014-12-31 | Constant | 0 | [23 empty] | From eQ_Lib.dat in MASControl 2017
D17_RSD_LobWt_HB_Yr | Lighting | FRACTION | SmrDsn | 2014-01-01 | 2014-12-31 | Constant | 1 | [23 empty] | From eQ_Lib.dat in MASControl 2017
D17_RSD_LobWt_HB_Yr | Lighting | FRACTION | Hol | 2014-01-01 | 2014-12-31 | Hourly | 0.14 | 0.14 | 0.14 | 0.14 | 0.14 | 0.14 | 0.14 | 0.4645 | 0.8 | 0.8 | 0.8 | 0.8 | 0.8 | 0.8 | 0.8 | 0.8 | 0.8 | 0.8 | 0.8 | 0.8 | 0.8 | 0.8 | 0.475 | 0.475 | From eQ_Lib.dat in MASControl 2017
D17_RSD_LobWt_LF_Yr | Lighting | FRACTION | Default¦Wkdy | 2014-01-01 | 2014-12-31 | Hourly | 0.14 | 0.14 | 0.14 | 0.14 | 0.14 | 0.14 | 0.14 | 0.4645 | 0.8 | 0.8 | 0.8 | 0.8 | 0.8 | 0.8 | 0.8 | 0.8 | 0.8 | 0.8 | 0.8 | 0.8 | 0.8 | 0.6087 | 0.4645 | 0.1761 | From eQ_Lib.dat in MASControl 2017
D17_RSD_LobWt_LF_Yr | Lighting | FRACTION | Wknd | 2014-01-01 | 2014-12-31 | Hourly | 0.14 | 0.14 | 0.14 | 0.14 | 0.14 | 0.14 | 0.14 | 0.4645 | 0.8 | 0.8 | 0.8 | 0.8 | 0.8 | 0.8 | 0.8 | 0.8 | 0.8 | 0.8 | 0.8 | 0.8 | 0.8 | 0.8 | 0.475 | 0.475 | From eQ_Lib.dat in MASControl 2017
D17_RSD_LobWt_LF_Yr | Lighting | FRACTION | WntrDsn | 2014-01-01 | 2014-12-31 | Constant | 0 | [23 empty] | From eQ_Lib.dat in MASControl 2017
D17_RSD_LobWt_LF_Yr | Lighting | FRACTION | SmrDsn | 2014-01-01 | 2014-12-31 | Constant | 1 | [23 empty] | From eQ_Lib.dat in MASControl 2017
D17_RSD_LobWt_LF_Yr | Lighting | FRACTION | Hol | 2014-01-01 | 2014-12-31 | Hourly | 0.14 | 0.14 | 0.14 | 0.14 | 0.14 | 0.14 | 0.14 | 0.4645 | 0.8 | 0.8 | 0.8 | 0.8 | 0.8 | 0.8 | 0.8 | 0.8 | 0.8 | 0.8 | 0.8 | 0.8 | 0.8 | 0.8 | 0.475 | 0.475 | From eQ_Lib.dat in MASControl 2017
D17_RSD_OffGen_CFL_Yr | Lighting | FRACTION | Default¦Wkdy | 2014-01-01 | 2014-12-31 | Hourly | 0.14 | 0.14 | 0.14 | 0.14 | 0.14 | 0.14 | 0.14 | 0.4645 | 0.8 | 0.8 | 0.8 | 0.8 | 0.8 | 0.8 | 0.8 | 0.8 | 0.8 | 0.8 | 0.8 | 0.8 | 0.8 | 0.6087 | 0.4645 | 0.1761 | From eQ_Lib.dat in MASControl 2017
D17_RSD_OffGen_CFL_Yr | Lighting | FRACTION | Wknd | 2014-01-01 | 2014-12-31 | Hourly | 0.14 | 0.14 | 0.14 | 0.14 | 0.14 | 0.14 | 0.14 | 0.4645 | 0.8 | 0.8 | 0.8 | 0.8 | 0.8 | 0.8 | 0.8 | 0.8 | 0.8 | 0.8 | 0.8 | 0.8 | 0.8 | 0.8 | 0.475 | 0.475 | From eQ_Lib.dat in MASControl 2017
D17_RSD_OffGen_CFL_Yr | Lighting | FRACTION | WntrDsn | 2014-01-01 | 2014-12-31 | Constant | 0 | [23 empty] | From eQ_Lib.dat in MASControl 2017
D17_RSD_OffGen_CFL_Yr | Lighting | FRACTION | SmrDsn | 2014-01-01 | 2014-12-31 | Constant | 1 | [23 empty] | From eQ_Lib.dat in MASControl 2017
D17_RSD_OffGen_CFL_Yr | Lighting | FRACTION | Hol | 2014-01-01 | 2014-12-31 | Hourly | 0.14 | 0.14 | 0.14 | 0.14 | 0.14 | 0.14 | 0.14 | 0.4645 | 0.8 | 0.8 | 0.8 | 0.8 | 0.8 | 0.8 | 0.8 | 0.8 | 0.8 | 0.8 | 0.8 | 0.8 | 0.8 | 0.8 | 0.475 | 0.475 | From eQ_Lib.dat in MASControl 2017
D17_RSD_OffGen_LF_Yr | Lighting | FRACTION | Default¦Wkdy | 2014-01-01 | 2014-12-31 | Hourly | 0.14 | 0.14 | 0.14 | 0.14 | 0.14 | 0.14 | 0.14 | 0.4645 | 0.8 | 0.8 | 0.8 | 0.8 | 0.8 | 0.8 | 0.8 | 0.8 | 0.8 | 0.8 | 0.8 | 0.8 | 0.8 | 0.6087 | 0.4645 | 0.1761 | From eQ_Lib.dat in MASControl 2017
D17_RSD_OffGen_LF_Yr | Lighting | FRACTION | Wknd | 2014-01-01 | 2014-12-31 | Hourly | 0.14 | 0.14 | 0.14 | 0.14 | 0.14 | 0.14 | 0.14 | 0.4645 | 0.8 | 0.8 | 0.8 | 0.8 | 0.8 | 0.8 | 0.8 | 0.8 | 0.8 | 0.8 | 0.8 | 0.8 | 0.8 | 0.8 | 0.475 | 0.475 | From eQ_Lib.dat in MASControl 2017
D17_RSD_OffGen_LF_Yr | Lighting | FRACTION | WntrDsn | 2014-01-01 | 2014-12-31 | Constant | 0 | [23 empty] | From eQ_Lib.dat in MASControl 2017
D17_RSD_OffGen_LF_Yr | Lighting | FRACTION | SmrDsn | 2014-01-01 | 2014-12-31 | Constant | 1 | [23 empty] | From eQ_Lib.dat in MASControl 2017
D17_RSD_OffGen_LF_Yr | Lighting | FRACTION | Hol | 2014-01-01 | 2014-12-31 | Hourly | 0.14 | 0.14 | 0.14 | 0.14 | 0.14 | 0.14 | 0.14 | 0.4645 | 0.8 | 0.8 | 0.8 | 0.8 | 0.8 | 0.8 | 0.8 | 0.8 | 0.8 | 0.8 | 0.8 | 0.8 | 0.8 | 0.8 | 0.475 | 0.475 | From eQ_Lib.dat in MASControl 2017
D17_RSD_Restrm_CFL_Yr | Lighting | FRACTION | Default¦Wkdy | 2014-01-01 | 2014-12-31 | Hourly | 0.14 | 0.14 | 0.14 | 0.14 | 0.14 | 0.14 | 0.14 | 0.4645 | 0.8 | 0.8 | 0.8 | 0.8 | 0.8 | 0.8 | 0.8 | 0.8 | 0.8 | 0.8 | 0.8 | 0.8 | 0.8 | 0.6087 | 0.4645 | 0.1761 | From eQ_Lib.dat in MASControl 2017
D17_RSD_Restrm_CFL_Yr | Lighting | FRACTION | Wknd | 2014-01-01 | 2014-12-31 | Hourly | 0.14 | 0.14 | 0.14 | 0.14 | 0.14 | 0.14 | 0.14 | 0.4645 | 0.8 | 0.8 | 0.8 | 0.8 | 0.8 | 0.8 | 0.8 | 0.8 | 0.8 | 0.8 | 0.8 | 0.8 | 0.8 | 0.8 | 0.475 | 0.475 | From eQ_Lib.dat in MASControl 2017
D17_RSD_Restrm_CFL_Yr | Lighting | FRACTION | WntrDsn | 2014-01-01 | 2014-12-31 | Constant | 0 | [23 empty] | From eQ_Lib.dat in MASControl 2017
D17_RSD_Restrm_CFL_Yr | Lighting | FRACTION | SmrDsn | 2014-01-01 | 2014-12-31 | Constant | 1 | [23 empty] | From eQ_Lib.dat in MASControl 2017
D17_RSD_Restrm_CFL_Yr | Lighting | FRACTION | Hol | 2014-01-01 | 2014-12-31 | Hourly | 0.14 | 0.14 | 0.14 | 0.14 | 0.14 | 0.14 | 0.14 | 0.4645 | 0.8 | 0.8 | 0.8 | 0.8 | 0.8 | 0.8 | 0.8 | 0.8 | 0.8 | 0.8 | 0.8 | 0.8 | 0.8 | 0.8 | 0.475 | 0.475 | From eQ_Lib.dat in MASControl 2017
D17_RSD_Restrm_LF_Yr | Lighting | FRACTION | Default¦Wkdy | 2014-01-01 | 2014-12-31 | Hourly | 0.14 | 0.14 | 0.14 | 0.14 | 0.14 | 0.14 | 0.14 | 0.4645 | 0.8 | 0.8 | 0.8 | 0.8 | 0.8 | 0.8 | 0.8 | 0.8 | 0.8 | 0.8 | 0.8 | 0.8 | 0.8 | 0.6087 | 0.4645 | 0.1761 | From eQ_Lib.dat in MASControl 2017
D17_RSD_Restrm_LF_Yr | Lighting | FRACTION | Wknd | 2014-01-01 | 2014-12-31 | Hourly | 0.14 | 0.14 | 0.14 | 0.14 | 0.14 | 0.14 | 0.14 | 0.4645 | 0.8 | 0.8 | 0.8 | 0.8 | 0.8 | 0.8 | 0.8 | 0.8 | 0.8 | 0.8 | 0.8 | 0.8 | 0.8 | 0.8 | 0.475 | 0.475 | From eQ_Lib.dat in MASControl 2017
D17_RSD_Restrm_LF_Yr | Lighting | FRACTION | WntrDsn | 2014-01-01 | 2014-12-31 | Constant | 0 | [23 empty] | From eQ_Lib.dat in MASControl 2017
D17_RSD_Restrm_LF_Yr | Lighting | FRACTION | SmrDsn | 2014-01-01 | 2014-12-31 | Constant | 1 | [23 empty] | From eQ_Lib.dat in MASControl 2017
D17_RSD_Restrm_LF_Yr | Lighting | FRACTION | Hol | 2014-01-01 | 2014-12-31 | Hourly | 0.14 | 0.14 | 0.14 | 0.14 | 0.14 | 0.14 | 0.14 | 0.4645 | 0.8 | 0.8 | 0.8 | 0.8 | 0.8 | 0.8 | 0.8 | 0.8 | 0.8 | 0.8 | 0.8 | 0.8 | 0.8 | 0.8 | 0.475 | 0.475 | From eQ_Lib.dat in MASControl 2017
D17_RSD_Stock_CFL_Yr | Lighting | FRACTION | Default¦Wkdy | 2014-01-01 | 2014-12-31 | Hourly | 0.05 | 0.05 | 0.05 | 0.05 | 0.05 | 0.05 | 0.5 | 0.5 | 0.8 | 0.8 | 0.8 | 0.8 | 0.8 | 0.8 | 0.8 | 0.8 | 0.8 | 0.8 | 0.8 | 0.8 | 0.8 | 0.6087 | 0.5 | 0.2 | From eQ_Lib.dat in MASControl 2017
D17_RSD_Stock_CFL_Yr | Lighting | FRACTION | Wknd | 2014-01-01 | 2014-12-31 | Hourly | 0.05 | 0.05 | 0.05 | 0.05 | 0.05 | 0.05 | 0.5 | 0.5 | 0.8 | 0.8 | 0.8 | 0.8 | 0.8 | 0.8 | 0.8 | 0.8 | 0.8 | 0.8 | 0.8 | 0.8 | 0.8 | 0.8 | 0.5 | 0.5 | From eQ_Lib.dat in MASControl 2017
D17_RSD_Stock_CFL_Yr | Lighting | FRACTION | WntrDsn | 2014-01-01 | 2014-12-31 | Constant | 0 | [23 empty] | From eQ_Lib.dat in MASControl 2017
D17_RSD_Stock_CFL_Yr | Lighting | FRACTION | SmrDsn | 2014-01-01 | 2014-12-31 | Constant | 1 | [23 empty] | From eQ_Lib.dat in MASControl 2017
D17_RSD_Stock_CFL_Yr | Lighting | FRACTION | Hol | 2014-01-01 | 2014-12-31 | Hourly | 0.05 | 0.05 | 0.05 | 0.05 | 0.05 | 0.05 | 0.5 | 0.5 | 0.8 | 0.8 | 0.8 | 0.8 | 0.8 | 0.8 | 0.8 | 0.8 | 0.8 | 0.8 | 0.8 | 0.8 | 0.8 | 0.8 | 0.5 | 0.5 | From eQ_Lib.dat in MASControl 2017
D17_RSD_Stock_LF_Yr | Lighting | FRACTION | Default¦Wkdy | 2014-01-01 | 2014-12-31 | Hourly | 0.05 | 0.05 | 0.05 | 0.05 | 0.05 | 0.05 | 0.5 | 0.5 | 0.8 | 0.8 | 0.8 | 0.8 | 0.8 | 0.8 | 0.8 | 0.8 | 0.8 | 0.8 | 0.8 | 0.8 | 0.8 | 0.6087 | 0.5 | 0.2 | From eQ_Lib.dat in MASControl 2017
D17_RSD_Stock_LF_Yr | Lighting | FRACTION | Wknd | 2014-01-01 | 2014-12-31 | Hourly | 0.05 | 0.05 | 0.05 | 0.05 | 0.05 | 0.05 | 0.5 | 0.5 | 0.8 | 0.8 | 0.8 | 0.8 | 0.8 | 0.8 | 0.8 | 0.8 | 0.8 | 0.8 | 0.8 | 0.8 | 0.8 | 0.8 | 0.5 | 0.5 | From eQ_Lib.dat in MASControl 2017
D17_RSD_Stock_LF_Yr | Lighting | FRACTION | WntrDsn | 2014-01-01 | 2014-12-31 | Constant | 0 | [23 empty] | From eQ_Lib.dat in MASControl 2017
D17_RSD_Stock_LF_Yr | Lighting | FRACTION | SmrDsn | 2014-01-01 | 2014-12-31 | Constant | 1 | [23 empty] | From eQ_Lib.dat in MASControl 2017
D17_RSD_Stock_LF_Yr | Lighting | FRACTION | Hol | 2014-01-01 | 2014-12-31 | Hourly | 0.05 | 0.05 | 0.05 | 0.05 | 0.05 | 0.05 | 0.5 | 0.5 | 0.8 | 0.8 | 0.8 | 0.8 | 0.8 | 0.8 | 0.8 | 0.8 | 0.8 | 0.8 | 0.8 | 0.8 | 0.8 | 0.8 | 0.5 | 0.5 | From eQ_Lib.dat in MASControl 2017
D17_Rt3_Break_CFL_Yr | Lighting | FRACTION | Default¦Wkdy | 2014-01-01 | 2014-12-31 | Hourly | 0.05 | 0.05 | 0.05 | 0.05 | 0.05 | 0.05 | 0.05 | 0.05 | 0.2583 | 0.8 | 0.8 | 0.8 | 0.8 | 0.8 | 0.8 | 0.8 | 0.8 | 0.8 | 0.8 | 0.8 | 0.425 | 0.3417 | 0.05 | 0.05 | From eQ_Lib.dat in MASControl 2017
D17_Rt3_Break_CFL_Yr | Lighting | FRACTION | Wknd | 2014-01-01 | 2014-12-31 | Hourly | 0.05 | 0.05 | 0.05 | 0.05 | 0.05 | 0.05 | 0.05 | 0.05 | 0.2444 | 0.75 | 0.75 | 0.75 | 0.75 | 0.75 | 0.75 | 0.75 | 0.75 | 0.75 | 0.6333 | 0.4778 | 0.2444 | 0.05 | 0.05 | 0.05 | From eQ_Lib.dat in MASControl 2017
D17_Rt3_Break_CFL_Yr | Lighting | FRACTION | WntrDsn | 2014-01-01 | 2014-12-31 | Constant | 0 | [23 empty] | From eQ_Lib.dat in MASControl 2017
D17_Rt3_Break_CFL_Yr | Lighting | FRACTION | SmrDsn | 2014-01-01 | 2014-12-31 | Constant | 1 | [23 empty] | From eQ_Lib.dat in MASControl 2017
D17_Rt3_Break_CFL_Yr | Lighting | FRACTION | Hol | 2014-01-01 | 2014-12-31 | Hourly | 0.05 | 0.05 | 0.05 | 0.05 | 0.05 | 0.05 | 0.05 | 0.05 | 0.2444 | 0.5556 | 0.75 | 0.75 | 0.75 | 0.75 | 0.75 | 0.75 | 0.75 | 0.75 | 0.4778 | 0.05 | 0.05 | 0.05 | 0.05 | 0.05 | From eQ_Lib.dat in MASControl 2017
D17_Rt3_Break_LF_Yr | Lighting | FRACTION | Default¦Wkdy | 2014-01-01 | 2014-12-31 | Hourly | 0.05 | 0.05 | 0.05 | 0.05 | 0.05 | 0.05 | 0.05 | 0.05 | 0.2583 | 0.8 | 0.8 | 0.8 | 0.8 | 0.8 | 0.8 | 0.8 | 0.8 | 0.8 | 0.8 | 0.8 | 0.425 | 0.3417 | 0.05 | 0.05 | From eQ_Lib.dat in MASControl 2017
D17_Rt3_Break_LF_Yr | Lighting | FRACTION | Wknd | 2014-01-01 | 2014-12-31 | Hourly | 0.05 | 0.05 | 0.05 | 0.05 | 0.05 | 0.05 | 0.05 | 0.05 | 0.2444 | 0.75 | 0.75 | 0.75 | 0.75 | 0.75 | 0.75 | 0.75 | 0.75 | 0.75 | 0.6333 | 0.4778 | 0.2444 | 0.05 | 0.05 | 0.05 | From eQ_Lib.dat in MASControl 2017
D17_Rt3_Break_LF_Yr | Lighting | FRACTION | WntrDsn | 2014-01-01 | 2014-12-31 | Constant | 0 | [23 empty] | From eQ_Lib.dat in MASControl 2017
D17_Rt3_Break_LF_Yr | Lighting | FRACTION | SmrDsn | 2014-01-01 | 2014-12-31 | Constant | 1 | [23 empty] | From eQ_Lib.dat in MASControl 2017
D17_Rt3_Break_LF_Yr | Lighting | FRACTION | Hol | 2014-01-01 | 2014-12-31 | Hourly | 0.05 | 0.05 | 0.05 | 0.05 | 0.05 | 0.05 | 0.05 | 0.05 | 0.2444 | 0.5556 | 0.75 | 0.75 | 0.75 | 0.75 | 0.75 | 0.75 | 0.75 | 0.75 | 0.4778 | 0.05 | 0.05 | 0.05 | 0.05 | 0.05 | From eQ_Lib.dat in MASControl 2017
D17_Rt3_Cordr_CFL_Yr | Lighting | FRACTION | Default¦Wkdy | 2014-01-01 | 2014-12-31 | Hourly | 0.05 | 0.05 | 0.05 | 0.05 | 0.05 | 0.05 | 0.05 | 0.05 | 0.2583 | 0.8 | 0.8 | 0.8 | 0.8 | 0.8 | 0.8 | 0.8 | 0.8 | 0.8 | 0.8 | 0.8 | 0.425 | 0.3417 | 0.05 | 0.05 | From eQ_Lib.dat in MASControl 2017
D17_Rt3_Cordr_CFL_Yr | Lighting | FRACTION | Wknd | 2014-01-01 | 2014-12-31 | Hourly | 0.05 | 0.05 | 0.05 | 0.05 | 0.05 | 0.05 | 0.05 | 0.05 | 0.2444 | 0.75 | 0.75 | 0.75 | 0.75 | 0.75 | 0.75 | 0.75 | 0.75 | 0.75 | 0.6333 | 0.4778 | 0.2444 | 0.05 | 0.05 | 0.05 | From eQ_Lib.dat in MASControl 2017
D17_Rt3_Cordr_CFL_Yr | Lighting | FRACTION | WntrDsn | 2014-01-01 | 2014-12-31 | Constant | 0 | [23 empty] | From eQ_Lib.dat in MASControl 2017
D17_Rt3_Cordr_CFL_Yr | Lighting | FRACTION | SmrDsn | 2014-01-01 | 2014-12-31 | Constant | 1 | [23 empty] | From eQ_Lib.dat in MASControl 2017
D17_Rt3_Cordr_CFL_Yr | Lighting | FRACTION | Hol | 2014-01-01 | 2014-12-31 | Hourly | 0.05 | 0.05 | 0.05 | 0.05 | 0.05 | 0.05 | 0.05 | 0.05 | 0.2444 | 0.5556 | 0.75 | 0.75 | 0.75 | 0.75 | 0.75 | 0.75 | 0.75 | 0.75 | 0.4778 | 0.05 | 0.05 | 0.05 | 0.05 | 0.05 | From eQ_Lib.dat in MASControl 2017
D17_Rt3_Cordr_LF_Yr | Lighting | FRACTION | Default¦Wkdy | 2014-01-01 | 2014-12-31 | Hourly | 0.05 | 0.05 | 0.05 | 0.05 | 0.05 | 0.05 | 0.05 | 0.05 | 0.2583 | 0.8 | 0.8 | 0.8 | 0.8 | 0.8 | 0.8 | 0.8 | 0.8 | 0.8 | 0.8 | 0.8 | 0.425 | 0.3417 | 0.05 | 0.05 | From eQ_Lib.dat in MASControl 2017
D17_Rt3_Cordr_LF_Yr | Lighting | FRACTION | Wknd | 2014-01-01 | 2014-12-31 | Hourly | 0.05 | 0.05 | 0.05 | 0.05 | 0.05 | 0.05 | 0.05 | 0.05 | 0.2444 | 0.75 | 0.75 | 0.75 | 0.75 | 0.75 | 0.75 | 0.75 | 0.75 | 0.75 | 0.6333 | 0.4778 | 0.2444 | 0.05 | 0.05 | 0.05 | From eQ_Lib.dat in MASControl 2017
D17_Rt3_Cordr_LF_Yr | Lighting | FRACTION | WntrDsn | 2014-01-01 | 2014-12-31 | Constant | 0 | [23 empty] | From eQ_Lib.dat in MASControl 2017
D17_Rt3_Cordr_LF_Yr | Lighting | FRACTION | SmrDsn | 2014-01-01 | 2014-12-31 | Constant | 1 | [23 empty] | From eQ_Lib.dat in MASControl 2017
D17_Rt3_Cordr_LF_Yr | Lighting | FRACTION | Hol | 2014-01-01 | 2014-12-31 | Hourly | 0.05 | 0.05 | 0.05 | 0.05 | 0.05 | 0.05 | 0.05 | 0.05 | 0.2444 | 0.5556 | 0.75 | 0.75 | 0.75 | 0.75 | 0.75 | 0.75 | 0.75 | 0.75 | 0.4778 | 0.05 | 0.05 | 0.05 | 0.05 | 0.05 | From eQ_Lib.dat in MASControl 2017
D17_Rt3_Mech_CFL_Yr | Lighting | FRACTION | Default¦Wkdy | 2014-01-01 | 2014-12-31 | Hourly | 0.05 | 0.05 | 0.05 | 0.05 | 0.05 | 0.05 | 0.05 | 0.05 | 0.2028 | 0.6 | 0.6 | 0.6 | 0.6 | 0.6 | 0.6 | 0.6 | 0.6 | 0.6 | 0.6 | 0.6 | 0.325 | 0.2639 | 0.05 | 0.05 | From eQ_Lib.dat in MASControl 2017
D17_Rt3_Mech_CFL_Yr | Lighting | FRACTION | Wknd | 2014-01-01 | 2014-12-31 | Hourly | 0.05 | 0.05 | 0.05 | 0.05 | 0.05 | 0.05 | 0.05 | 0.05 | 0.1889 | 0.55 | 0.55 | 0.55 | 0.55 | 0.55 | 0.55 | 0.55 | 0.55 | 0.55 | 0.4667 | 0.3556 | 0.1889 | 0.05 | 0.05 | 0.05 | From eQ_Lib.dat in MASControl 2017
D17_Rt3_Mech_CFL_Yr | Lighting | FRACTION | WntrDsn | 2014-01-01 | 2014-12-31 | Constant | 0 | [23 empty] | From eQ_Lib.dat in MASControl 2017
D17_Rt3_Mech_CFL_Yr | Lighting | FRACTION | SmrDsn | 2014-01-01 | 2014-12-31 | Constant | 1 | [23 empty] | From eQ_Lib.dat in MASControl 2017
D17_Rt3_Mech_CFL_Yr | Lighting | FRACTION | Hol | 2014-01-01 | 2014-12-31 | Hourly | 0.05 | 0.05 | 0.05 | 0.05 | 0.05 | 0.05 | 0.05 | 0.05 | 0.1889 | 0.4111 | 0.55 | 0.55 | 0.55 | 0.55 | 0.55 | 0.55 | 0.55 | 0.55 | 0.3556 | 0.05 | 0.05 | 0.05 | 0.05 | 0.05 | From eQ_Lib.dat in MASControl 2017
D17_Rt3_Mech_LF_Yr | Lighting | FRACTION | Default¦Wkdy | 2014-01-01 | 2014-12-31 | Hourly | 0.05 | 0.05 | 0.05 | 0.05 | 0.05 | 0.05 | 0.05 | 0.05 | 0.2028 | 0.6 | 0.6 | 0.6 | 0.6 | 0.6 | 0.6 | 0.6 | 0.6 | 0.6 | 0.6 | 0.6 | 0.325 | 0.2639 | 0.05 | 0.05 | From eQ_Lib.dat in MASControl 2017
D17_Rt3_Mech_LF_Yr | Lighting | FRACTION | Wknd | 2014-01-01 | 2014-12-31 | Hourly | 0.05 | 0.05 | 0.05 | 0.05 | 0.05 | 0.05 | 0.05 | 0.05 | 0.1889 | 0.55 | 0.55 | 0.55 | 0.55 | 0.55 | 0.55 | 0.55 | 0.55 | 0.55 | 0.4667 | 0.3556 | 0.1889 | 0.05 | 0.05 | 0.05 | From eQ_Lib.dat in MASControl 2017
D17_Rt3_Mech_LF_Yr | Lighting | FRACTION | WntrDsn | 2014-01-01 | 2014-12-31 | Constant | 0 | [23 empty] | From eQ_Lib.dat in MASControl 2017
D17_Rt3_Mech_LF_Yr | Lighting | FRACTION | SmrDsn | 2014-01-01 | 2014-12-31 | Constant | 1 | [23 empty] | From eQ_Lib.dat in MASControl 2017
D17_Rt3_Mech_LF_Yr | Lighting | FRACTION | Hol | 2014-01-01 | 2014-12-31 | Hourly | 0.05 | 0.05 | 0.05 | 0.05 | 0.05 | 0.05 | 0.05 | 0.05 | 0.1889 | 0.4111 | 0.55 | 0.55 | 0.55 | 0.55 | 0.55 | 0.55 | 0.55 | 0.55 | 0.3556 | 0.05 | 0.05 | 0.05 | 0.05 | 0.05 | From eQ_Lib.dat in MASControl 2017
D17_Rt3_OffGen_CFL_Yr | Lighting | FRACTION | Default¦Wkdy | 2014-01-01 | 2014-12-31 | Hourly | 0.05 | 0.05 | 0.05 | 0.05 | 0.05 | 0.05 | 0.05 | 0.05 | 0.1958 | 0.575 | 0.575 | 0.575 | 0.575 | 0.575 | 0.575 | 0.575 | 0.575 | 0.575 | 0.575 | 0.575 | 0.3125 | 0.2542 | 0.05 | 0.05 | From eQ_Lib.dat in MASControl 2017
D17_Rt3_OffGen_CFL_Yr | Lighting | FRACTION | Wknd | 2014-01-01 | 2014-12-31 | Hourly | 0.05 | 0.05 | 0.05 | 0.05 | 0.05 | 0.05 | 0.05 | 0.05 | 0.1819 | 0.525 | 0.525 | 0.525 | 0.525 | 0.525 | 0.525 | 0.525 | 0.525 | 0.525 | 0.4458 | 0.3403 | 0.1819 | 0.05 | 0.05 | 0.05 | From eQ_Lib.dat in MASControl 2017
D17_Rt3_OffGen_CFL_Yr | Lighting | FRACTION | WntrDsn | 2014-01-01 | 2014-12-31 | Constant | 0 | [23 empty] | From eQ_Lib.dat in MASControl 2017
D17_Rt3_OffGen_CFL_Yr | Lighting | FRACTION | SmrDsn | 2014-01-01 | 2014-12-31 | Constant | 1 | [23 empty] | From eQ_Lib.dat in MASControl 2017
D17_Rt3_OffGen_CFL_Yr | Lighting | FRACTION | Hol | 2014-01-01 | 2014-12-31 | Hourly | 0.05 | 0.05 | 0.05 | 0.05 | 0.05 | 0.05 | 0.05 | 0.05 | 0.1819 | 0.3931 | 0.525 | 0.525 | 0.525 | 0.525 | 0.525 | 0.525 | 0.525 | 0.525 | 0.3403 | 0.05 | 0.05 | 0.05 | 0.05 | 0.05 | From eQ_Lib.dat in MASControl 2017
D17_Rt3_OffGen_LF_Yr | Lighting | FRACTION | Default¦Wkdy | 2014-01-01 | 2014-12-31 | Hourly | 0.05 | 0.05 | 0.05 | 0.05 | 0.05 | 0.05 | 0.05 | 0.05 | 0.1958 | 0.575 | 0.575 | 0.575 | 0.575 | 0.575 | 0.575 | 0.575 | 0.575 | 0.575 | 0.575 | 0.575 | 0.3125 | 0.2542 | 0.05 | 0.05 | From eQ_Lib.dat in MASControl 2017
D17_Rt3_OffGen_LF_Yr | Lighting | FRACTION | Wknd | 2014-01-01 | 2014-12-31 | Hourly | 0.05 | 0.05 | 0.05 | 0.05 | 0.05 | 0.05 | 0.05 | 0.05 | 0.1819 | 0.525 | 0.525 | 0.525 | 0.525 | 0.525 | 0.525 | 0.525 | 0.525 | 0.525 | 0.4458 | 0.3403 | 0.1819 | 0.05 | 0.05 | 0.05 | From eQ_Lib.dat in MASControl 2017
D17_Rt3_OffGen_LF_Yr | Lighting | FRACTION | WntrDsn | 2014-01-01 | 2014-12-31 | Constant | 0 | [23 empty] | From eQ_Lib.dat in MASControl 2017
D17_Rt3_OffGen_LF_Yr | Lighting | FRACTION | SmrDsn | 2014-01-01 | 2014-12-31 | Constant | 1 | [23 empty] | From eQ_Lib.dat in MASControl 2017
D17_Rt3_OffGen_LF_Yr | Lighting | FRACTION | Hol | 2014-01-01 | 2014-12-31 | Hourly | 0.05 | 0.05 | 0.05 | 0.05 | 0.05 | 0.05 | 0.05 | 0.05 | 0.1819 | 0.3931 | 0.525 | 0.525 | 0.525 | 0.525 | 0.525 | 0.525 | 0.525 | 0.525 | 0.3403 | 0.05 | 0.05 | 0.05 | 0.05 | 0.05 | From eQ_Lib.dat in MASControl 2017
D17_Rt3_Restrm_CFL_Yr | Lighting | FRACTION | Default¦Wkdy | 2014-01-01 | 2014-12-31 | Hourly | 0.05 | 0.05 | 0.05 | 0.05 | 0.05 | 0.05 | 0.05 | 0.05 | 0.1958 | 0.575 | 0.575 | 0.575 | 0.575 | 0.575 | 0.575 | 0.575 | 0.575 | 0.575 | 0.575 | 0.575 | 0.3125 | 0.2542 | 0.05 | 0.05 | From eQ_Lib.dat in MASControl 2017
D17_Rt3_Restrm_CFL_Yr | Lighting | FRACTION | Wknd | 2014-01-01 | 2014-12-31 | Hourly | 0.05 | 0.05 | 0.05 | 0.05 | 0.05 | 0.05 | 0.05 | 0.05 | 0.1819 | 0.525 | 0.525 | 0.525 | 0.525 | 0.525 | 0.525 | 0.525 | 0.525 | 0.525 | 0.4458 | 0.3403 | 0.1819 | 0.05 | 0.05 | 0.05 | From eQ_Lib.dat in MASControl 2017
D17_Rt3_Restrm_CFL_Yr | Lighting | FRACTION | WntrDsn | 2014-01-01 | 2014-12-31 | Constant | 0 | [23 empty] | From eQ_Lib.dat in MASControl 2017
D17_Rt3_Restrm_CFL_Yr | Lighting | FRACTION | SmrDsn | 2014-01-01 | 2014-12-31 | Constant | 1 | [23 empty] | From eQ_Lib.dat in MASControl 2017
D17_Rt3_Restrm_CFL_Yr | Lighting | FRACTION | Hol | 2014-01-01 | 2014-12-31 | Hourly | 0.05 | 0.05 | 0.05 | 0.05 | 0.05 | 0.05 | 0.05 | 0.05 | 0.1819 | 0.3931 | 0.525 | 0.525 | 0.525 | 0.525 | 0.525 | 0.525 | 0.525 | 0.525 | 0.3403 | 0.05 | 0.05 | 0.05 | 0.05 | 0.05 | From eQ_Lib.dat in MASControl 2017
D17_Rt3_Restrm_LF_Yr | Lighting | FRACTION | Default¦Wkdy | 2014-01-01 | 2014-12-31 | Hourly | 0.05 | 0.05 | 0.05 | 0.05 | 0.05 | 0.05 | 0.05 | 0.05 | 0.1958 | 0.575 | 0.575 | 0.575 | 0.575 | 0.575 | 0.575 | 0.575 | 0.575 | 0.575 | 0.575 | 0.575 | 0.3125 | 0.2542 | 0.05 | 0.05 | From eQ_Lib.dat in MASControl 2017
D17_Rt3_Restrm_LF_Yr | Lighting | FRACTION | Wknd | 2014-01-01 | 2014-12-31 | Hourly | 0.05 | 0.05 | 0.05 | 0.05 | 0.05 | 0.05 | 0.05 | 0.05 | 0.1819 | 0.525 | 0.525 | 0.525 | 0.525 | 0.525 | 0.525 | 0.525 | 0.525 | 0.525 | 0.4458 | 0.3403 | 0.1819 | 0.05 | 0.05 | 0.05 | From eQ_Lib.dat in MASControl 2017
D17_Rt3_Restrm_LF_Yr | Lighting | FRACTION | WntrDsn | 2014-01-01 | 2014-12-31 | Constant | 0 | [23 empty] | From eQ_Lib.dat in MASControl 2017
D17_Rt3_Restrm_LF_Yr | Lighting | FRACTION | SmrDsn | 2014-01-01 | 2014-12-31 | Constant | 1 | [23 empty] | From eQ_Lib.dat in MASControl 2017
D17_Rt3_Restrm_LF_Yr | Lighting | FRACTION | Hol | 2014-01-01 | 2014-12-31 | Hourly | 0.05 | 0.05 | 0.05 | 0.05 | 0.05 | 0.05 | 0.05 | 0.05 | 0.1819 | 0.3931 | 0.525 | 0.525 | 0.525 | 0.525 | 0.525 | 0.525 | 0.525 | 0.525 | 0.3403 | 0.05 | 0.05 | 0.05 | 0.05 | 0.05 | From eQ_Lib.dat in MASControl 2017
D17_Rt3_Sales_CFL_Yr | Lighting | FRACTION | Default¦Wkdy | 2014-01-01 | 2014-12-31 | Hourly | 0.2 | 0.2 | 0.2 | 0.2 | 0.2 | 0.2 | 0.26 | 0.41 | 0.6 | 0.7 | 0.74 | 0.78 | 0.8 | 0.8 | 0.8 | 0.8 | 0.8 | 0.75 | 0.67 | 0.46 | 0.34 | 0.25 | 0.22 | 0.2 | From eQ_Lib.dat in MASControl 2017
D17_Rt3_Sales_CFL_Yr | Lighting | FRACTION | Wknd | 2014-01-01 | 2014-12-31 | Hourly | 0.2 | 0.2 | 0.2 | 0.2 | 0.2 | 0.2 | 0.2 | 0.25 | 0.3 | 0.4 | 0.5 | 0.6 | 0.6 | 0.6 | 0.6 | 0.6 | 0.6 | 0.52 | 0.42 | 0.33 | 0.24 | 0.2 | 0.2 | 0.2 | From eQ_Lib.dat in MASControl 2017
D17_Rt3_Sales_CFL_Yr | Lighting | FRACTION | WntrDsn | 2014-01-01 | 2014-12-31 | Constant | 0 | [23 empty] | From eQ_Lib.dat in MASControl 2017
D17_Rt3_Sales_CFL_Yr | Lighting | FRACTION | SmrDsn | 2014-01-01 | 2014-12-31 | Constant | 1 | [23 empty] | From eQ_Lib.dat in MASControl 2017
D17_Rt3_Sales_CFL_Yr | Lighting | FRACTION | Hol | 2014-01-01 | 2014-12-31 | Hourly | 0.1151 | 0.1136 | 0.1127 | 0.1124 | 0.1124 | 0.1184 | 0.1216 | 0.1242 | 0.1297 | 0.1381 | 0.1541 | 0.1745 | 0.1714 | 0.1697 | 0.1551 | 0.1493 | 0.15 | 0.1533 | 0.1439 | 0.1185 | 0.117 | 0.1168 | 0.113 | 0.1127 | From eQ_Lib.dat in MASControl 2017
D17_Rt3_Sales_HB_Yr | Lighting | FRACTION | Default¦Wkdy | 2014-01-01 | 2014-12-31 | Hourly | 0.15 | 0.15 | 0.15 | 0.15 | 0.15 | 0.15 | 0.25 | 0.36 | 0.52 | 0.63 | 0.75 | 0.8 | 0.8 | 0.8 | 0.8 | 0.8 | 0.8 | 0.73 | 0.6 | 0.45 | 0.3 | 0.25 | 0.2 | 0.15 | From eQ_Lib.dat in MASControl 2017
D17_Rt3_Sales_HB_Yr | Lighting | FRACTION | Wknd | 2014-01-01 | 2014-12-31 | Hourly | 0.15 | 0.15 | 0.15 | 0.15 | 0.15 | 0.15 | 0.15 | 0.17 | 0.2 | 0.3 | 0.41 | 0.51 | 0.6 | 0.6 | 0.55 | 0.5 | 0.45 | 0.37 | 0.3 | 0.23 | 0.19 | 0.15 | 0.15 | 0.15 | From eQ_Lib.dat in MASControl 2017
D17_Rt3_Sales_HB_Yr | Lighting | FRACTION | WntrDsn | 2014-01-01 | 2014-12-31 | Constant | 0 | [23 empty] | From eQ_Lib.dat in MASControl 2017
D17_Rt3_Sales_HB_Yr | Lighting | FRACTION | SmrDsn | 2014-01-01 | 2014-12-31 | Constant | 1 | [23 empty] | From eQ_Lib.dat in MASControl 2017
D17_Rt3_Sales_HB_Yr | Lighting | FRACTION | Hol | 2014-01-01 | 2014-12-31 | Hourly | 0.1 | 0.1 | 0.1 | 0.1 | 0.1 | 0.1 | 0.1 | 0.12 | 0.1974 | 0.2145 | 0.223 | 0.2202 | 0.2158 | 0.2158 | 0.2158 | 0.2158 | 0.2253 | 0.1699 | 0.1257 | 0.1293 | 0.1078 | 0.1 | 0.1 | 0.1 | From eQ_Lib.dat in MASControl 2017
D17_Rt3_Sales_LF_Yr | Lighting | FRACTION | Default¦Wkdy | 2014-01-01 | 2014-12-31 | Hourly | 0.15 | 0.15 | 0.15 | 0.15 | 0.15 | 0.15 | 0.25 | 0.38 | 0.5 | 0.69 | 0.8 | 0.8 | 0.8 | 0.8 | 0.8 | 0.8 | 0.8 | 0.75 | 0.7 | 0.45 | 0.3 | 0.25 | 0.15 | 0.15 | From eQ_Lib.dat in MASControl 2017
D17_Rt3_Sales_LF_Yr | Lighting | FRACTION | Wknd | 2014-01-01 | 2014-12-31 | Hourly | 0.15 | 0.15 | 0.15 | 0.15 | 0.15 | 0.15 | 0.21 | 0.31 | 0.43 | 0.53 | 0.6 | 0.6 | 0.6 | 0.6 | 0.6 | 0.6 | 0.55 | 0.5 | 0.39 | 0.37 | 0.21 | 0.15 | 0.15 | 0.15 | From eQ_Lib.dat in MASControl 2017
D17_Rt3_Sales_LF_Yr | Lighting | FRACTION | WntrDsn | 2014-01-01 | 2014-12-31 | Constant | 0 | [23 empty] | From eQ_Lib.dat in MASControl 2017
D17_Rt3_Sales_LF_Yr | Lighting | FRACTION | SmrDsn | 2014-01-01 | 2014-12-31 | Constant | 1 | [23 empty] | From eQ_Lib.dat in MASControl 2017
D17_Rt3_Sales_LF_Yr | Lighting | FRACTION | Hol | 2014-01-01 | 2014-12-31 | Hourly | 0.1 | 0.1 | 0.1 | 0.1 | 0.1 | 0.1 | 0.1 | 0.12 | 0.1274 | 0.149 | 0.1632 | 0.1701 | 0.1709 | 0.1701 | 0.1687 | 0.1508 | 0.135 | 0.1098 | 0.1 | 0.1 | 0.1 | 0.1 | 0.1 | 0.1 | From eQ_Lib.dat in MASControl 2017
D17_Rt3_Stock_CFL_Yr | Lighting | FRACTION | Default¦Wkdy | 2014-01-01 | 2014-12-31 | Hourly | 0.05 | 0.05 | 0.05 | 0.05 | 0.05 | 0.05 | 0.05 | 0.05 | 0.2028 | 0.6 | 0.6 | 0.6 | 0.6 | 0.6 | 0.6 | 0.6 | 0.6 | 0.6 | 0.6 | 0.6 | 0.325 | 0.2639 | 0.05 | 0.05 | From eQ_Lib.dat in MASControl 2017
D17_Rt3_Stock_CFL_Yr | Lighting | FRACTION | Wknd | 2014-01-01 | 2014-12-31 | Hourly | 0.05 | 0.05 | 0.05 | 0.05 | 0.05 | 0.05 | 0.05 | 0.05 | 0.1889 | 0.55 | 0.55 | 0.55 | 0.55 | 0.55 | 0.55 | 0.55 | 0.55 | 0.55 | 0.4667 | 0.3556 | 0.1889 | 0.05 | 0.05 | 0.05 | From eQ_Lib.dat in MASControl 2017
D17_Rt3_Stock_CFL_Yr | Lighting | FRACTION | WntrDsn | 2014-01-01 | 2014-12-31 | Constant | 0 | [23 empty] | From eQ_Lib.dat in MASControl 2017
D17_Rt3_Stock_CFL_Yr | Lighting | FRACTION | SmrDsn | 2014-01-01 | 2014-12-31 | Constant | 1 | [23 empty] | From eQ_Lib.dat in MASControl 2017
D17_Rt3_Stock_CFL_Yr | Lighting | FRACTION | Hol | 2014-01-01 | 2014-12-31 | Hourly | 0.05 | 0.05 | 0.05 | 0.05 | 0.05 | 0.05 | 0.05 | 0.05 | 0.1889 | 0.4111 | 0.55 | 0.55 | 0.55 | 0.55 | 0.55 | 0.55 | 0.55 | 0.55 | 0.3556 | 0.05 | 0.05 | 0.05 | 0.05 | 0.05 | From eQ_Lib.dat in MASControl 2017
D17_Rt3_Stock_HB_Yr | Lighting | FRACTION | Default¦Wkdy | 2014-01-01 | 2014-12-31 | Hourly | 0.05 | 0.05 | 0.05 | 0.05 | 0.05 | 0.05 | 0.05 | 0.05 | 0.2028 | 0.6 | 0.6 | 0.6 | 0.6 | 0.6 | 0.6 | 0.6 | 0.6 | 0.6 | 0.6 | 0.6 | 0.325 | 0.2639 | 0.05 | 0.05 | From eQ_Lib.dat in MASControl 2017
D17_Rt3_Stock_HB_Yr | Lighting | FRACTION | Wknd | 2014-01-01 | 2014-12-31 | Hourly | 0.05 | 0.05 | 0.05 | 0.05 | 0.05 | 0.05 | 0.05 | 0.05 | 0.1889 | 0.55 | 0.55 | 0.55 | 0.55 | 0.55 | 0.55 | 0.55 | 0.55 | 0.55 | 0.4667 | 0.3556 | 0.1889 | 0.05 | 0.05 | 0.05 | From eQ_Lib.dat in MASControl 2017
D17_Rt3_Stock_HB_Yr | Lighting | FRACTION | WntrDsn | 2014-01-01 | 2014-12-31 | Constant | 0 | [23 empty] | From eQ_Lib.dat in MASControl 2017
D17_Rt3_Stock_HB_Yr | Lighting | FRACTION | SmrDsn | 2014-01-01 | 2014-12-31 | Constant | 1 | [23 empty] | From eQ_Lib.dat in MASControl 2017
D17_Rt3_Stock_HB_Yr | Lighting | FRACTION | Hol | 2014-01-01 | 2014-12-31 | Hourly | 0.05 | 0.05 | 0.05 | 0.05 | 0.05 | 0.05 | 0.05 | 0.05 | 0.1889 | 0.4111 | 0.55 | 0.55 | 0.55 | 0.55 | 0.55 | 0.55 | 0.55 | 0.55 | 0.3556 | 0.05 | 0.05 | 0.05 | 0.05 | 0.05 | From eQ_Lib.dat in MASControl 2017
D17_Rt3_Stock_LF_Yr | Lighting | FRACTION | Default¦Wkdy | 2014-01-01 | 2014-12-31 | Hourly | 0.05 | 0.05 | 0.05 | 0.05 | 0.05 | 0.05 | 0.05 | 0.05 | 0.2028 | 0.6 | 0.6 | 0.6 | 0.6 | 0.6 | 0.6 | 0.6 | 0.6 | 0.6 | 0.6 | 0.6 | 0.325 | 0.2639 | 0.05 | 0.05 | From eQ_Lib.dat in MASControl 2017
D17_Rt3_Stock_LF_Yr | Lighting | FRACTION | Wknd | 2014-01-01 | 2014-12-31 | Hourly | 0.05 | 0.05 | 0.05 | 0.05 | 0.05 | 0.05 | 0.05 | 0.05 | 0.1889 | 0.55 | 0.55 | 0.55 | 0.55 | 0.55 | 0.55 | 0.55 | 0.55 | 0.55 | 0.4667 | 0.3556 | 0.1889 | 0.05 | 0.05 | 0.05 | From eQ_Lib.dat in MASControl 2017
D17_Rt3_Stock_LF_Yr | Lighting | FRACTION | WntrDsn | 2014-01-01 | 2014-12-31 | Constant | 0 | [23 empty] | From eQ_Lib.dat in MASControl 2017
D17_Rt3_Stock_LF_Yr | Lighting | FRACTION | SmrDsn | 2014-01-01 | 2014-12-31 | Constant | 1 | [23 empty] | From eQ_Lib.dat in MASControl 2017
D17_Rt3_Stock_LF_Yr | Lighting | FRACTION | Hol | 2014-01-01 | 2014-12-31 | Hourly | 0.05 | 0.05 | 0.05 | 0.05 | 0.05 | 0.05 | 0.05 | 0.05 | 0.1889 | 0.4111 | 0.55 | 0.55 | 0.55 | 0.55 | 0.55 | 0.55 | 0.55 | 0.55 | 0.3556 | 0.05 | 0.05 | 0.05 | 0.05 | 0.05 | From eQ_Lib.dat in MASControl 2017
D17_Rt3_Work_CFL_Yr | Lighting | FRACTION | Default¦Wkdy | 2014-01-01 | 2014-12-31 | Hourly | 0.05 | 0.05 | 0.05 | 0.05 | 0.05 | 0.05 | 0.05 | 0.05 | 0.2583 | 0.8 | 0.8 | 0.8 | 0.8 | 0.8 | 0.8 | 0.8 | 0.8 | 0.8 | 0.8 | 0.8 | 0.425 | 0.3417 | 0.05 | 0.05 | From eQ_Lib.dat in MASControl 2017
D17_Rt3_Work_CFL_Yr | Lighting | FRACTION | Wknd | 2014-01-01 | 2014-12-31 | Hourly | 0.05 | 0.05 | 0.05 | 0.05 | 0.05 | 0.05 | 0.05 | 0.05 | 0.2444 | 0.75 | 0.75 | 0.75 | 0.75 | 0.75 | 0.75 | 0.75 | 0.75 | 0.75 | 0.6333 | 0.4778 | 0.2444 | 0.05 | 0.05 | 0.05 | From eQ_Lib.dat in MASControl 2017
D17_Rt3_Work_CFL_Yr | Lighting | FRACTION | WntrDsn | 2014-01-01 | 2014-12-31 | Constant | 0 | [23 empty] | From eQ_Lib.dat in MASControl 2017
D17_Rt3_Work_CFL_Yr | Lighting | FRACTION | SmrDsn | 2014-01-01 | 2014-12-31 | Constant | 1 | [23 empty] | From eQ_Lib.dat in MASControl 2017
D17_Rt3_Work_CFL_Yr | Lighting | FRACTION | Hol | 2014-01-01 | 2014-12-31 | Hourly | 0.05 | 0.05 | 0.05 | 0.05 | 0.05 | 0.05 | 0.05 | 0.05 | 0.2444 | 0.5556 | 0.75 | 0.75 | 0.75 | 0.75 | 0.75 | 0.75 | 0.75 | 0.75 | 0.4778 | 0.05 | 0.05 | 0.05 | 0.05 | 0.05 | From eQ_Lib.dat in MASControl 2017
D17_Rt3_Work_HB_Yr | Lighting | FRACTION | Default¦Wkdy | 2014-01-01 | 2014-12-31 | Hourly | 0.05 | 0.05 | 0.05 | 0.05 | 0.05 | 0.05 | 0.05 | 0.05 | 0.2583 | 0.8 | 0.8 | 0.8 | 0.8 | 0.8 | 0.8 | 0.8 | 0.8 | 0.8 | 0.8 | 0.8 | 0.425 | 0.3417 | 0.05 | 0.05 | From eQ_Lib.dat in MASControl 2017
D17_Rt3_Work_HB_Yr | Lighting | FRACTION | Wknd | 2014-01-01 | 2014-12-31 | Hourly | 0.05 | 0.05 | 0.05 | 0.05 | 0.05 | 0.05 | 0.05 | 0.05 | 0.2444 | 0.75 | 0.75 | 0.75 | 0.75 | 0.75 | 0.75 | 0.75 | 0.75 | 0.75 | 0.6333 | 0.4778 | 0.2444 | 0.05 | 0.05 | 0.05 | From eQ_Lib.dat in MASControl 2017
D17_Rt3_Work_HB_Yr | Lighting | FRACTION | WntrDsn | 2014-01-01 | 2014-12-31 | Constant | 0 | [23 empty] | From eQ_Lib.dat in MASControl 2017
D17_Rt3_Work_HB_Yr | Lighting | FRACTION | SmrDsn | 2014-01-01 | 2014-12-31 | Constant | 1 | [23 empty] | From eQ_Lib.dat in MASControl 2017
D17_Rt3_Work_HB_Yr | Lighting | FRACTION | Hol | 2014-01-01 | 2014-12-31 | Hourly | 0.05 | 0.05 | 0.05 | 0.05 | 0.05 | 0.05 | 0.05 | 0.05 | 0.2444 | 0.5556 | 0.75 | 0.75 | 0.75 | 0.75 | 0.75 | 0.75 | 0.75 | 0.75 | 0.4778 | 0.05 | 0.05 | 0.05 | 0.05 | 0.05 | From eQ_Lib.dat in MASControl 2017
D17_Rt3_Work_LF_Yr | Lighting | FRACTION | Default¦Wkdy | 2014-01-01 | 2014-12-31 | Hourly | 0.05 | 0.05 | 0.05 | 0.05 | 0.05 | 0.05 | 0.05 | 0.05 | 0.2583 | 0.8 | 0.8 | 0.8 | 0.8 | 0.8 | 0.8 | 0.8 | 0.8 | 0.8 | 0.8 | 0.8 | 0.425 | 0.3417 | 0.05 | 0.05 | From eQ_Lib.dat in MASControl 2017
D17_Rt3_Work_LF_Yr | Lighting | FRACTION | Wknd | 2014-01-01 | 2014-12-31 | Hourly | 0.05 | 0.05 | 0.05 | 0.05 | 0.05 | 0.05 | 0.05 | 0.05 | 0.2444 | 0.75 | 0.75 | 0.75 | 0.75 | 0.75 | 0.75 | 0.75 | 0.75 | 0.75 | 0.6333 | 0.4778 | 0.2444 | 0.05 | 0.05 | 0.05 | From eQ_Lib.dat in MASControl 2017
D17_Rt3_Work_LF_Yr | Lighting | FRACTION | WntrDsn | 2014-01-01 | 2014-12-31 | Constant | 0 | [23 empty] | From eQ_Lib.dat in MASControl 2017
D17_Rt3_Work_LF_Yr | Lighting | FRACTION | SmrDsn | 2014-01-01 | 2014-12-31 | Constant | 1 | [23 empty] | From eQ_Lib.dat in MASControl 2017
D17_Rt3_Work_LF_Yr | Lighting | FRACTION | Hol | 2014-01-01 | 2014-12-31 | Hourly | 0.05 | 0.05 | 0.05 | 0.05 | 0.05 | 0.05 | 0.05 | 0.05 | 0.2444 | 0.5556 | 0.75 | 0.75 | 0.75 | 0.75 | 0.75 | 0.75 | 0.75 | 0.75 | 0.4778 | 0.05 | 0.05 | 0.05 | 0.05 | 0.05 | From eQ_Lib.dat in MASControl 2017
D17_RtL_Break_CFL_Yr | Lighting | FRACTION | Default¦Wkdy | 2014-01-01 | 2014-12-31 | Hourly | 0.0363 | 0.0363 | 0.0363 | 0.0363 | 0.0363 | 0.0363 | 0.0363 | 0.0363 | 0.0363 | 0.725 | 0.725 | 0.725 | 0.725 | 0.725 | 0.725 | 0.725 | 0.725 | 0.725 | 0.725 | 0.725 | 0.725 | 0.725 | 0 | 0 | From eQ_Lib.dat in MASControl 2017
D17_RtL_Break_CFL_Yr | Lighting | FRACTION | Wknd | 2014-01-01 | 2014-12-31 | Hourly | 0.03 | 0.03 | 0.03 | 0.03 | 0.03 | 0.03 | 0.03 | 0.03 | 0.03 | 0.6 | 0.6 | 0.6 | 0.6 | 0.6 | 0.6 | 0.6 | 0.6 | 0.6 | 0.6 | 0.6 | 0.6 | 0.6 | 0 | 0 | From eQ_Lib.dat in MASControl 2017
D17_RtL_Break_CFL_Yr | Lighting | FRACTION | WntrDsn | 2014-01-01 | 2014-12-31 | Constant | 0 | [23 empty] | From eQ_Lib.dat in MASControl 2017
D17_RtL_Break_CFL_Yr | Lighting | FRACTION | SmrDsn | 2014-01-01 | 2014-12-31 | Constant | 1 | [23 empty] | From eQ_Lib.dat in MASControl 2017
D17_RtL_Break_CFL_Yr | Lighting | FRACTION | Hol | 2014-01-01 | 2014-12-31 | Hourly | 0.03 | 0.03 | 0.03 | 0.03 | 0.03 | 0.03 | 0.03 | 0.03 | 0.03 | 0.6 | 0.6 | 0.6 | 0.6 | 0.6 | 0.6 | 0.6 | 0.6 | 0.6 | 0.6 | 0.6 | 0.6 | 0.6 | 0 | 0 | From eQ_Lib.dat in MASControl 2017
D17_RtL_Break_LF_Yr | Lighting | FRACTION | Default¦Wkdy | 2014-01-01 | 2014-12-31 | Hourly | 0.0363 | 0.0363 | 0.0363 | 0.0363 | 0.0363 | 0.0363 | 0.0363 | 0.0363 | 0.0363 | 0.725 | 0.725 | 0.725 | 0.725 | 0.725 | 0.725 | 0.725 | 0.725 | 0.725 | 0.725 | 0.725 | 0.725 | 0.725 | 0 | 0 | From eQ_Lib.dat in MASControl 2017
D17_RtL_Break_LF_Yr | Lighting | FRACTION | Wknd | 2014-01-01 | 2014-12-31 | Hourly | 0.03 | 0.03 | 0.03 | 0.03 | 0.03 | 0.03 | 0.03 | 0.03 | 0.03 | 0.6 | 0.6 | 0.6 | 0.6 | 0.6 | 0.6 | 0.6 | 0.6 | 0.6 | 0.6 | 0.6 | 0.6 | 0.6 | 0 | 0 | From eQ_Lib.dat in MASControl 2017
D17_RtL_Break_LF_Yr | Lighting | FRACTION | WntrDsn | 2014-01-01 | 2014-12-31 | Constant | 0 | [23 empty] | From eQ_Lib.dat in MASControl 2017
D17_RtL_Break_LF_Yr | Lighting | FRACTION | SmrDsn | 2014-01-01 | 2014-12-31 | Constant | 1 | [23 empty] | From eQ_Lib.dat in MASControl 2017
D17_RtL_Break_LF_Yr | Lighting | FRACTION | Hol | 2014-01-01 | 2014-12-31 | Hourly | 0.03 | 0.03 | 0.03 | 0.03 | 0.03 | 0.03 | 0.03 | 0.03 | 0.03 | 0.6 | 0.6 | 0.6 | 0.6 | 0.6 | 0.6 | 0.6 | 0.6 | 0.6 | 0.6 | 0.6 | 0.6 | 0.6 | 0 | 0 | From eQ_Lib.dat in MASControl 2017
D17_RtL_Mech_CFL_Yr | Lighting | FRACTION | SmrDsn | 2014-01-01 | 2014-12-31 | Constant | 1 | [23 empty] | From eQ_Lib.dat in MASControl 2017
D17_RtL_Mech_CFL_Yr | Lighting | FRACTION | WntrDsn | 2014-01-01 | 2014-12-31 | Constant | 0 | [23 empty] | From eQ_Lib.dat in MASControl 2017
D17_RtL_Mech_CFL_Yr | Lighting | FRACTION | Default¦Hol | 2014-01-01 | 2014-12-31 | Hourly | 0.05 | 0.05 | 0.05 | 0.05 | 0.05 | 0.05 | 0.05 | 0.05 | 0.5 | 0.5 | 0.5 | 0.5 | 0.5 | 0.5 | 0.5 | 0.5 | 0.5 | 0.5 | 0.5 | 0.5 | 0.5 | 0.5 | 0.05 | 0.05 | From eQ_Lib.dat in MASControl 2017
D17_RtL_Mech_LF_Yr | Lighting | FRACTION | SmrDsn | 2014-01-01 | 2014-12-31 | Constant | 1 | [23 empty] | From eQ_Lib.dat in MASControl 2017
D17_RtL_Mech_LF_Yr | Lighting | FRACTION | WntrDsn | 2014-01-01 | 2014-12-31 | Constant | 0 | [23 empty] | From eQ_Lib.dat in MASControl 2017
D17_RtL_Mech_LF_Yr | Lighting | FRACTION | Default¦Hol | 2014-01-01 | 2014-12-31 | Hourly | 0.05 | 0.05 | 0.05 | 0.05 | 0.05 | 0.05 | 0.05 | 0.05 | 0.5 | 0.5 | 0.5 | 0.5 | 0.5 | 0.5 | 0.5 | 0.5 | 0.5 | 0.5 | 0.5 | 0.5 | 0.5 | 0.5 | 0.05 | 0.05 | From eQ_Lib.dat in MASControl 2017
D17_RtL_OffGen_CFL_Yr | Lighting | FRACTION | Default¦Wkdy | 2014-01-01 | 2014-12-31 | Hourly | 0.05 | 0.05 | 0.05 | 0.05 | 0.05 | 0.05 | 0.05 | 0.0921 | 0.85 | 0.85 | 0.85 | 0.85 | 0.85 | 0.85 | 0.85 | 0.85 | 0.85 | 0.85 | 0.05 | 0.05 | 0.05 | 0.05 | 0.05 | 0.05 | From eQ_Lib.dat in MASControl 2017
D17_RtL_OffGen_CFL_Yr | Lighting | FRACTION | Wknd | 2014-01-01 | 2014-12-31 | Hourly | 0.05 | 0.05 | 0.05 | 0.05 | 0.05 | 0.05 | 0.05 | 0.05 | 0.2618 | 0.45 | 0.45 | 0.45 | 0.45 | 0.45 | 0.45 | 0.45 | 0.45 | 0.45 | 0.0735 | 0.05 | 0.05 | 0.05 | 0.05 | 0.05 | From eQ_Lib.dat in MASControl 2017
D17_RtL_OffGen_CFL_Yr | Lighting | FRACTION | WntrDsn | 2014-01-01 | 2014-12-31 | Constant | 0 | [23 empty] | From eQ_Lib.dat in MASControl 2017
D17_RtL_OffGen_CFL_Yr | Lighting | FRACTION | SmrDsn | 2014-01-01 | 2014-12-31 | Constant | 1 | [23 empty] | From eQ_Lib.dat in MASControl 2017
D17_RtL_OffGen_CFL_Yr | Lighting | FRACTION | Hol | 2014-01-01 | 2014-12-31 | Hourly | 0.05 | 0.05 | 0.05 | 0.05 | 0.05 | 0.05 | 0.05 | 0.05 | 0.0944 | 0.45 | 0.45 | 0.0944 | 0.0944 | 0.05 | 0.05 | 0.05 | 0.05 | 0.05 | 0.05 | 0.05 | 0.05 | 0.05 | 0.05 | 0.05 | From eQ_Lib.dat in MASControl 2017
D17_RtL_OffGen_LF_Yr | Lighting | FRACTION | Default¦Wkdy | 2014-01-01 | 2014-12-31 | Hourly | 0.05 | 0.05 | 0.05 | 0.05 | 0.05 | 0.05 | 0.05 | 0.0921 | 0.85 | 0.85 | 0.85 | 0.85 | 0.85 | 0.85 | 0.85 | 0.85 | 0.85 | 0.85 | 0.05 | 0.05 | 0.05 | 0.05 | 0.05 | 0.05 | From eQ_Lib.dat in MASControl 2017
D17_RtL_OffGen_LF_Yr | Lighting | FRACTION | Wknd | 2014-01-01 | 2014-12-31 | Hourly | 0.05 | 0.05 | 0.05 | 0.05 | 0.05 | 0.05 | 0.05 | 0.05 | 0.2618 | 0.45 | 0.45 | 0.45 | 0.45 | 0.45 | 0.45 | 0.45 | 0.45 | 0.45 | 0.0735 | 0.05 | 0.05 | 0.05 | 0.05 | 0.05 | From eQ_Lib.dat in MASControl 2017
D17_RtL_OffGen_LF_Yr | Lighting | FRACTION | WntrDsn | 2014-01-01 | 2014-12-31 | Constant | 0 | [23 empty] | From eQ_Lib.dat in MASControl 2017
D17_RtL_OffGen_LF_Yr | Lighting | FRACTION | SmrDsn | 2014-01-01 | 2014-12-31 | Constant | 1 | [23 empty] | From eQ_Lib.dat in MASControl 2017
D17_RtL_OffGen_LF_Yr | Lighting | FRACTION | Hol | 2014-01-01 | 2014-12-31 | Hourly | 0.05 | 0.05 | 0.05 | 0.05 | 0.05 | 0.05 | 0.05 | 0.05 | 0.0944 | 0.45 | 0.45 | 0.0944 | 0.0944 | 0.05 | 0.05 | 0.05 | 0.05 | 0.05 | 0.05 | 0.05 | 0.05 | 0.05 | 0.05 | 0.05 | From eQ_Lib.dat in MASControl 2017
D17_RtL_Restrm_CFL_Yr | Lighting | FRACTION | SmrDsn | 2014-01-01 | 2014-12-31 | Constant | 1 | [23 empty] | From eQ_Lib.dat in MASControl 2017
D17_RtL_Restrm_CFL_Yr | Lighting | FRACTION | WntrDsn | 2014-01-01 | 2014-12-31 | Constant | 0 | [23 empty] | From eQ_Lib.dat in MASControl 2017
D17_RtL_Restrm_CFL_Yr | Lighting | FRACTION | Default¦Hol | 2014-01-01 | 2014-12-31 | Hourly | 0.05 | 0.05 | 0.05 | 0.05 | 0.05 | 0.05 | 0.05 | 0.05 | 0.5 | 0.5 | 0.5 | 0.5 | 0.5 | 0.5 | 0.5 | 0.5 | 0.5 | 0.5 | 0.5 | 0.5 | 0.5 | 0.5 | 0.05 | 0.05 | From eQ_Lib.dat in MASControl 2017
D17_RtL_Restrm_LF_Yr | Lighting | FRACTION | SmrDsn | 2014-01-01 | 2014-12-31 | Constant | 1 | [23 empty] | From eQ_Lib.dat in MASControl 2017
D17_RtL_Restrm_LF_Yr | Lighting | FRACTION | WntrDsn | 2014-01-01 | 2014-12-31 | Constant | 0 | [23 empty] | From eQ_Lib.dat in MASControl 2017
D17_RtL_Restrm_LF_Yr | Lighting | FRACTION | Default¦Hol | 2014-01-01 | 2014-12-31 | Hourly | 0.05 | 0.05 | 0.05 | 0.05 | 0.05 | 0.05 | 0.05 | 0.05 | 0.5 | 0.5 | 0.5 | 0.5 | 0.5 | 0.5 | 0.5 | 0.5 | 0.5 | 0.5 | 0.5 | 0.5 | 0.5 | 0.5 | 0.05 | 0.05 | From eQ_Lib.dat in MASControl 2017
D17_RtL_Sales_CFL_Yr | Lighting | FRACTION | Default¦Wkdy | 2014-01-01 | 2014-12-31 | Hourly | 0.2 | 0.2 | 0.2 | 0.2 | 0.2 | 0.2 | 0.26 | 0.41 | 0.6 | 0.62 | 0.65 | 0.7 | 0.75 | 0.8 | 0.8 | 0.8 | 0.8 | 0.75 | 0.67 | 0.46 | 0.34 | 0.25 | 0.22 | 0.2 | From eQ_Lib.dat in MASControl 2017
D17_RtL_Sales_CFL_Yr | Lighting | FRACTION | Wknd | 2014-01-01 | 2014-12-31 | Hourly | 0.2 | 0.2 | 0.2 | 0.2 | 0.2 | 0.2 | 0.2 | 0.25 | 0.3 | 0.4 | 0.5 | 0.6 | 0.65 | 0.65 | 0.65 | 0.65 | 0.65 | 0.52 | 0.42 | 0.33 | 0.24 | 0.2 | 0.2 | 0.2 | From eQ_Lib.dat in MASControl 2017
D17_RtL_Sales_CFL_Yr | Lighting | FRACTION | WntrDsn | 2014-01-01 | 2014-12-31 | Constant | 0 | [23 empty] | From eQ_Lib.dat in MASControl 2017
D17_RtL_Sales_CFL_Yr | Lighting | FRACTION | SmrDsn | 2014-01-01 | 2014-12-31 | Constant | 1 | [23 empty] | From eQ_Lib.dat in MASControl 2017
D17_RtL_Sales_CFL_Yr | Lighting | FRACTION | Hol | 2014-01-01 | 2014-12-31 | Hourly | 0.1151 | 0.1136 | 0.1127 | 0.1124 | 0.1124 | 0.1184 | 0.1216 | 0.1242 | 0.1297 | 0.1381 | 0.1541 | 0.1745 | 0.1714 | 0.1697 | 0.1551 | 0.1493 | 0.15 | 0.1533 | 0.1439 | 0.1185 | 0.117 | 0.1168 | 0.113 | 0.1127 | From eQ_Lib.dat in MASControl 2017
D17_RtL_Sales_HB_Yr | Lighting | FRACTION | Default¦Wkdy | 2014-01-01 | 2014-12-31 | Hourly | 0.15 | 0.15 | 0.15 | 0.15 | 0.15 | 0.15 | 0.25 | 0.36 | 0.52 | 0.63 | 0.7 | 0.75 | 0.8 | 0.8 | 0.8 | 0.8 | 0.75 | 0.73 | 0.6 | 0.45 | 0.3 | 0.25 | 0.2 | 0.15 | From eQ_Lib.dat in MASControl 2017
D17_RtL_Sales_HB_Yr | Lighting | FRACTION | Wknd | 2014-01-01 | 2014-12-31 | Hourly | 0.15 | 0.15 | 0.15 | 0.15 | 0.15 | 0.15 | 0.15 | 0.17 | 0.2 | 0.3 | 0.41 | 0.51 | 0.6 | 0.6 | 0.55 | 0.5 | 0.45 | 0.37 | 0.3 | 0.23 | 0.19 | 0.15 | 0.15 | 0.15 | From eQ_Lib.dat in MASControl 2017
D17_RtL_Sales_HB_Yr | Lighting | FRACTION | WntrDsn | 2014-01-01 | 2014-12-31 | Constant | 0 | [23 empty] | From eQ_Lib.dat in MASControl 2017
D17_RtL_Sales_HB_Yr | Lighting | FRACTION | SmrDsn | 2014-01-01 | 2014-12-31 | Constant | 1 | [23 empty] | From eQ_Lib.dat in MASControl 2017
D17_RtL_Sales_HB_Yr | Lighting | FRACTION | Hol | 2014-01-01 | 2014-12-31 | Hourly | 0.1 | 0.1 | 0.1 | 0.1 | 0.1 | 0.1 | 0.1 | 0.15 | 0.1974 | 0.2145 | 0.223 | 0.2202 | 0.2158 | 0.2158 | 0.2158 | 0.2158 | 0.2253 | 0.1699 | 0.1257 | 0.1293 | 0.1078 | 0.1 | 0.1 | 0.1 | From eQ_Lib.dat in MASControl 2017
D17_RtL_Sales_LF_Yr | Lighting | FRACTION | Default¦Wkdy | 2014-01-01 | 2014-12-31 | Hourly | 0.15 | 0.15 | 0.15 | 0.15 | 0.15 | 0.15 | 0.25 | 0.38 | 0.5 | 0.69 | 0.75 | 0.8 | 0.8 | 0.8 | 0.8 | 0.8 | 0.8 | 0.8 | 0.65 | 0.45 | 0.3 | 0.25 | 0.15 | 0.15 | From eQ_Lib.dat in MASControl 2017
D17_RtL_Sales_LF_Yr | Lighting | FRACTION | Wknd | 2014-01-01 | 2014-12-31 | Hourly | 0.15 | 0.15 | 0.15 | 0.15 | 0.15 | 0.15 | 0.21 | 0.31 | 0.43 | 0.53 | 0.6 | 0.6 | 0.6 | 0.6 | 0.6 | 0.6 | 0.55 | 0.5 | 0.39 | 0.37 | 0.21 | 0.15 | 0.15 | 0.15 | From eQ_Lib.dat in MASControl 2017
D17_RtL_Sales_LF_Yr | Lighting | FRACTION | WntrDsn | 2014-01-01 | 2014-12-31 | Constant | 0 | [23 empty] | From eQ_Lib.dat in MASControl 2017
D17_RtL_Sales_LF_Yr | Lighting | FRACTION | SmrDsn | 2014-01-01 | 2014-12-31 | Constant | 1 | [23 empty] | From eQ_Lib.dat in MASControl 2017
D17_RtL_Sales_LF_Yr | Lighting | FRACTION | Hol | 2014-01-01 | 2014-12-31 | Hourly | 0.1 | 0.1 | 0.1 | 0.1 | 0.1 | 0.1 | 0.1 | 0.11 | 0.1274 | 0.149 | 0.1632 | 0.1701 | 0.1709 | 0.1701 | 0.1687 | 0.1508 | 0.135 | 0.1098 | 0.1 | 0.1 | 0.1 | 0.1 | 0.1 | 0.1 | From eQ_Lib.dat in MASControl 2017
D17_RtL_Stock_CFL_Yr | Lighting | FRACTION | SmrDsn | 2014-01-01 | 2014-12-31 | Constant | 1 | [23 empty] | From eQ_Lib.dat in MASControl 2017
D17_RtL_Stock_CFL_Yr | Lighting | FRACTION | WntrDsn | 2014-01-01 | 2014-12-31 | Constant | 0 | [23 empty] | From eQ_Lib.dat in MASControl 2017
D17_RtL_Stock_CFL_Yr | Lighting | FRACTION | Default¦Hol | 2014-01-01 | 2014-12-31 | Hourly | 0.05 | 0.05 | 0.05 | 0.05 | 0.05 | 0.05 | 0.05 | 0.05 | 0.5 | 0.5 | 0.5 | 0.5 | 0.5 | 0.5 | 0.5 | 0.5 | 0.5 | 0.5 | 0.5 | 0.5 | 0.5 | 0.5 | 0.05 | 0.05 | From eQ_Lib.dat in MASControl 2017
D17_RtL_Stock_HB_Yr | Lighting | FRACTION | SmrDsn | 2014-01-01 | 2014-12-31 | Constant | 1 | [23 empty] | From eQ_Lib.dat in MASControl 2017
D17_RtL_Stock_HB_Yr | Lighting | FRACTION | WntrDsn | 2014-01-01 | 2014-12-31 | Constant | 0 | [23 empty] | From eQ_Lib.dat in MASControl 2017
D17_RtL_Stock_HB_Yr | Lighting | FRACTION | Default¦Hol | 2014-01-01 | 2014-12-31 | Hourly | 0.05 | 0.05 | 0.05 | 0.05 | 0.05 | 0.05 | 0.05 | 0.05 | 0.5 | 0.5 | 0.5 | 0.5 | 0.5 | 0.5 | 0.5 | 0.5 | 0.5 | 0.5 | 0.5 | 0.5 | 0.5 | 0.5 | 0.05 | 0.05 | From eQ_Lib.dat in MASControl 2017
D17_RtL_Stock_LF_Yr | Lighting | FRACTION | SmrDsn | 2014-01-01 | 2014-12-31 | Constant | 1 | [23 empty] | From eQ_Lib.dat in MASControl 2017
D17_RtL_Stock_LF_Yr | Lighting | FRACTION | WntrDsn | 2014-01-01 | 2014-12-31 | Constant | 0 | [23 empty] | From eQ_Lib.dat in MASControl 2017
D17_RtL_Stock_LF_Yr | Lighting | FRACTION | Default¦Hol | 2014-01-01 | 2014-12-31 | Hourly | 0.05 | 0.05 | 0.05 | 0.05 | 0.05 | 0.05 | 0.05 | 0.05 | 0.5 | 0.5 | 0.5 | 0.5 | 0.5 | 0.5 | 0.5 | 0.5 | 0.5 | 0.5 | 0.5 | 0.5 | 0.5 | 0.5 | 0.05 | 0.05 | From eQ_Lib.dat in MASControl 2017
D17_RtL_Work_CFL_Yr | Lighting | FRACTION | Default¦Wkdy | 2014-01-01 | 2014-12-31 | Hourly | 0.05 | 0.05 | 0.05 | 0.05 | 0.05 | 0.05 | 0.05 | 0.05 | 0.65 | 0.65 | 0.65 | 0.65 | 0.65 | 0.65 | 0.65 | 0.65 | 0.65 | 0.65 | 0.65 | 0.65 | 0.65 | 0.65 | 0.1763 | 0.05 | From eQ_Lib.dat in MASControl 2017
D17_RtL_Work_CFL_Yr | Lighting | FRACTION | Wknd | 2014-01-01 | 2014-12-31 | Hourly | 0.05 | 0.05 | 0.05 | 0.05 | 0.05 | 0.05 | 0.05 | 0.05 | 0.575 | 0.575 | 0.575 | 0.575 | 0.575 | 0.575 | 0.575 | 0.575 | 0.575 | 0.575 | 0.575 | 0.575 | 0.575 | 0.575 | 0.1605 | 0.05 | From eQ_Lib.dat in MASControl 2017
D17_RtL_Work_CFL_Yr | Lighting | FRACTION | WntrDsn | 2014-01-01 | 2014-12-31 | Constant | 0 | [23 empty] | From eQ_Lib.dat in MASControl 2017
D17_RtL_Work_CFL_Yr | Lighting | FRACTION | SmrDsn | 2014-01-01 | 2014-12-31 | Constant | 1 | [23 empty] | From eQ_Lib.dat in MASControl 2017
D17_RtL_Work_CFL_Yr | Lighting | FRACTION | Hol | 2014-01-01 | 2014-12-31 | Hourly | 0.05 | 0.05 | 0.05 | 0.05 | 0.05 | 0.05 | 0.05 | 0.05 | 0.575 | 0.575 | 0.575 | 0.575 | 0.575 | 0.575 | 0.575 | 0.575 | 0.575 | 0.575 | 0.575 | 0.575 | 0.575 | 0.575 | 0.1605 | 0.05 | From eQ_Lib.dat in MASControl 2017
D17_RtL_Work_HB_Yr | Lighting | FRACTION | Default¦Wkdy | 2014-01-01 | 2014-12-31 | Hourly | 0.05 | 0.05 | 0.05 | 0.05 | 0.05 | 0.05 | 0.05 | 0.05 | 0.65 | 0.65 | 0.65 | 0.65 | 0.65 | 0.65 | 0.65 | 0.65 | 0.65 | 0.65 | 0.65 | 0.65 | 0.65 | 0.65 | 0.1763 | 0.05 | From eQ_Lib.dat in MASControl 2017
D17_RtL_Work_HB_Yr | Lighting | FRACTION | Wknd | 2014-01-01 | 2014-12-31 | Hourly | 0.05 | 0.05 | 0.05 | 0.05 | 0.05 | 0.05 | 0.05 | 0.05 | 0.575 | 0.575 | 0.575 | 0.575 | 0.575 | 0.575 | 0.575 | 0.575 | 0.575 | 0.575 | 0.575 | 0.575 | 0.575 | 0.575 | 0.1605 | 0.05 | From eQ_Lib.dat in MASControl 2017
D17_RtL_Work_HB_Yr | Lighting | FRACTION | WntrDsn | 2014-01-01 | 2014-12-31 | Constant | 0 | [23 empty] | From eQ_Lib.dat in MASControl 2017
D17_RtL_Work_HB_Yr | Lighting | FRACTION | SmrDsn | 2014-01-01 | 2014-12-31 | Constant | 1 | [23 empty] | From eQ_Lib.dat in MASControl 2017
D17_RtL_Work_HB_Yr | Lighting | FRACTION | Hol | 2014-01-01 | 2014-12-31 | Hourly | 0.05 | 0.05 | 0.05 | 0.05 | 0.05 | 0.05 | 0.05 | 0.05 | 0.575 | 0.575 | 0.575 | 0.575 | 0.575 | 0.575 | 0.575 | 0.575 | 0.575 | 0.575 | 0.575 | 0.575 | 0.575 | 0.575 | 0.1605 | 0.05 | From eQ_Lib.dat in MASControl 2017
D17_RtL_Work_LF_Yr | Lighting | FRACTION | Default¦Wkdy | 2014-01-01 | 2014-12-31 | Hourly | 0.05 | 0.05 | 0.05 | 0.05 | 0.05 | 0.05 | 0.05 | 0.05 | 0.65 | 0.65 | 0.65 | 0.65 | 0.65 | 0.65 | 0.65 | 0.65 | 0.65 | 0.65 | 0.65 | 0.65 | 0.65 | 0.65 | 0.1763 | 0.05 | From eQ_Lib.dat in MASControl 2017
D17_RtL_Work_LF_Yr | Lighting | FRACTION | Wknd | 2014-01-01 | 2014-12-31 | Hourly | 0.05 | 0.05 | 0.05 | 0.05 | 0.05 | 0.05 | 0.05 | 0.05 | 0.575 | 0.575 | 0.575 | 0.575 | 0.575 | 0.575 | 0.575 | 0.575 | 0.575 | 0.575 | 0.575 | 0.575 | 0.575 | 0.575 | 0.1605 | 0.05 | From eQ_Lib.dat in MASControl 2017
D17_RtL_Work_LF_Yr | Lighting | FRACTION | WntrDsn | 2014-01-01 | 2014-12-31 | Constant | 0 | [23 empty] | From eQ_Lib.dat in MASControl 2017
D17_RtL_Work_LF_Yr | Lighting | FRACTION | SmrDsn | 2014-01-01 | 2014-12-31 | Constant | 1 | [23 empty] | From eQ_Lib.dat in MASControl 2017
D17_RtL_Work_LF_Yr | Lighting | FRACTION | Hol | 2014-01-01 | 2014-12-31 | Hourly | 0.05 | 0.05 | 0.05 | 0.05 | 0.05 | 0.05 | 0.05 | 0.05 | 0.575 | 0.575 | 0.575 | 0.575 | 0.575 | 0.575 | 0.575 | 0.575 | 0.575 | 0.575 | 0.575 | 0.575 | 0.575 | 0.575 | 0.1605 | 0.05 | From eQ_Lib.dat in MASControl 2017
D17_RtS_Break_CFL_Yr | Lighting | FRACTION | Default¦Wkdy | 2014-01-01 | 2014-12-31 | Hourly | 0.0128 | 0.0128 | 0.0128 | 0.0128 | 0.0128 | 0.013 | 0.0306 | 0.0518 | 0.0997 | 0.1386 | 0.1674 | 0.172 | 0.1499 | 0.1777 | 0.1573 | 0.1204 | 0.0851 | 0.0499 | 0.0301 | 0.036 | 0.0192 | 0.0133 | 0.0125 | 0.0125 | From eQ_Lib.dat in MASControl 2017
D17_RtS_Break_CFL_Yr | Lighting | FRACTION | Wknd | 2014-01-01 | 2014-12-31 | Hourly | 0 | 0 | 0 | 0 | 0 | 0.0001 | 0.003 | 0.0022 | 0.0019 | 0.0033 | 0.0045 | 0.025 | 0.0431 | 0.101 | 0.0861 | 0.0551 | 0.0447 | 0.0071 | 0.003 | 0.0027 | 0 | 0 | 0 | 0 | From eQ_Lib.dat in MASControl 2017
D17_RtS_Break_CFL_Yr | Lighting | FRACTION | WntrDsn | 2014-01-01 | 2014-12-31 | Constant | 0 | [23 empty] | From eQ_Lib.dat in MASControl 2017
D17_RtS_Break_CFL_Yr | Lighting | FRACTION | SmrDsn | 2014-01-01 | 2014-12-31 | Constant | 1 | [23 empty] | From eQ_Lib.dat in MASControl 2017
D17_RtS_Break_CFL_Yr | Lighting | FRACTION | Hol | 2014-01-01 | 2014-12-31 | Hourly | 0 | 0 | 0 | 0 | 0 | 0 | 0 | 0 | 0.0007 | 0 | 0 | 0 | 0 | 0.003 | 0.0344 | 0 | 0 | 0 | 0 | 0 | 0 | 0 | 0 | 0 | From eQ_Lib.dat in MASControl 2017
D17_RtS_Break_LF_Yr | Lighting | FRACTION | Default¦Wkdy | 2014-01-01 | 2014-12-31 | Hourly | 0.0394 | 0.0374 | 0.0371 | 0.0409 | 0.059 | 0.0716 | 0.1262 | 0.2174 | 0.3759 | 0.4719 | 0.5246 | 0.5446 | 0.5715 | 0.5552 | 0.5118 | 0.4829 | 0.4444 | 0.3786 | 0.2812 | 0.1947 | 0.1194 | 0.0842 | 0.0638 | 0.0509 | From eQ_Lib.dat in MASControl 2017
D17_RtS_Break_LF_Yr | Lighting | FRACTION | Wknd | 2014-01-01 | 2014-12-31 | Hourly | 0.0468 | 0.0467 | 0.0446 | 0.0437 | 0.0459 | 0.0511 | 0.0881 | 0.1046 | 0.1488 | 0.1968 | 0.237 | 0.2696 | 0.2893 | 0.2842 | 0.2715 | 0.26 | 0.2237 | 0.1875 | 0.1389 | 0.0976 | 0.0765 | 0.0626 | 0.0533 | 0.0442 | From eQ_Lib.dat in MASControl 2017
D17_RtS_Break_LF_Yr | Lighting | FRACTION | WntrDsn | 2014-01-01 | 2014-12-31 | Constant | 0 | [23 empty] | From eQ_Lib.dat in MASControl 2017
D17_RtS_Break_LF_Yr | Lighting | FRACTION | SmrDsn | 2014-01-01 | 2014-12-31 | Constant | 1 | [23 empty] | From eQ_Lib.dat in MASControl 2017
D17_RtS_Break_LF_Yr | Lighting | FRACTION | Hol | 2014-01-01 | 2014-12-31 | Hourly | 0.0051 | 0.0051 | 0.0051 | 0.0051 | 0.0051 | 0.0051 | 0.0316 | 0.0468 | 0.0734 | 0.0936 | 0.0889 | 0.0784 | 0.0954 | 0.0819 | 0.0637 | 0.063 | 0.0616 | 0.0344 | 0.0161 | 0.0137 | 0.0124 | 0.0075 | 0.0044 | 0.0021 | From eQ_Lib.dat in MASControl 2017
D17_RtS_Hall_CFL_Yr | Lighting | FRACTION | Default¦Wkdy | 2014-01-01 | 2014-12-31 | Hourly | 0.1781 | 0.1748 | 0.1739 | 0.1742 | 0.1742 | 0.176 | 0.2467 | 0.4302 | 0.5185 | 0.6354 | 0.6979 | 0.7026 | 0.6913 | 0.6843 | 0.6946 | 0.6995 | 0.6842 | 0.5319 | 0.3746 | 0.2806 | 0.254 | 0.2355 | 0.2027 | 0.1842 | From eQ_Lib.dat in MASControl 2017
D17_RtS_Hall_CFL_Yr | Lighting | FRACTION | Wknd | 2014-01-01 | 2014-12-31 | Hourly | 0.183 | 0.1777 | 0.1762 | 0.1762 | 0.1763 | 0.1766 | 0.1813 | 0.2079 | 0.2527 | 0.3118 | 0.3645 | 0.3707 | 0.3655 | 0.3518 | 0.3381 | 0.333 | 0.3203 | 0.2931 | 0.2583 | 0.2536 | 0.2526 | 0.2289 | 0.1936 | 0.1834 | From eQ_Lib.dat in MASControl 2017
D17_RtS_Hall_CFL_Yr | Lighting | FRACTION | WntrDsn | 2014-01-01 | 2014-12-31 | Constant | 0 | [23 empty] | From eQ_Lib.dat in MASControl 2017
D17_RtS_Hall_CFL_Yr | Lighting | FRACTION | SmrDsn | 2014-01-01 | 2014-12-31 | Constant | 1 | [23 empty] | From eQ_Lib.dat in MASControl 2017
D17_RtS_Hall_CFL_Yr | Lighting | FRACTION | Hol | 2014-01-01 | 2014-12-31 | Hourly | 0.162 | 0.162 | 0.162 | 0.162 | 0.162 | 0.162 | 0.1621 | 0.177 | 0.1879 | 0.1882 | 0.1881 | 0.1925 | 0.1806 | 0.1667 | 0.1754 | 0.1658 | 0.1658 | 0.1695 | 0.164 | 0.1629 | 0.1562 | 0.185 | 0.1567 | 0.1548 | From eQ_Lib.dat in MASControl 2017
D17_RtS_Hall_LF_Yr | Lighting | FRACTION | Default¦Wkdy | 2014-01-01 | 2014-12-31 | Hourly | 0.1781 | 0.1748 | 0.1739 | 0.1742 | 0.1742 | 0.176 | 0.2467 | 0.4302 | 0.5185 | 0.6354 | 0.6979 | 0.7026 | 0.6913 | 0.6843 | 0.6946 | 0.6995 | 0.6842 | 0.5319 | 0.3746 | 0.2806 | 0.254 | 0.2355 | 0.2027 | 0.1842 | From eQ_Lib.dat in MASControl 2017
D17_RtS_Hall_LF_Yr | Lighting | FRACTION | Wknd | 2014-01-01 | 2014-12-31 | Hourly | 0.183 | 0.1777 | 0.1762 | 0.1762 | 0.1763 | 0.1766 | 0.1813 | 0.2079 | 0.2527 | 0.3118 | 0.3645 | 0.3707 | 0.3655 | 0.3518 | 0.3381 | 0.333 | 0.3203 | 0.2931 | 0.2583 | 0.2536 | 0.2526 | 0.2289 | 0.1936 | 0.1834 | From eQ_Lib.dat in MASControl 2017
D17_RtS_Hall_LF_Yr | Lighting | FRACTION | WntrDsn | 2014-01-01 | 2014-12-31 | Constant | 0 | [23 empty] | From eQ_Lib.dat in MASControl 2017
D17_RtS_Hall_LF_Yr | Lighting | FRACTION | SmrDsn | 2014-01-01 | 2014-12-31 | Constant | 1 | [23 empty] | From eQ_Lib.dat in MASControl 2017
D17_RtS_Hall_LF_Yr | Lighting | FRACTION | Hol | 2014-01-01 | 2014-12-31 | Hourly | 0.162 | 0.162 | 0.162 | 0.162 | 0.162 | 0.162 | 0.1621 | 0.177 | 0.1879 | 0.1882 | 0.1881 | 0.1925 | 0.1806 | 0.1667 | 0.1754 | 0.1658 | 0.1658 | 0.1695 | 0.164 | 0.1629 | 0.1562 | 0.185 | 0.1567 | 0.1548 | From eQ_Lib.dat in MASControl 2017
D17_RtS_Mech_CFL_Yr | Lighting | FRACTION | Default¦Wkdy | 2014-01-01 | 2014-12-31 | Hourly | 0.0846 | 0.079 | 0.076 | 0.0749 | 0.0716 | 0.0698 | 0.0907 | 0.0994 | 0.2276 | 0.2433 | 0.2662 | 0.2741 | 0.2587 | 0.2614 | 0.2581 | 0.2436 | 0.1993 | 0.1242 | 0.1327 | 0.1641 | 0.1599 | 0.1389 | 0.1211 | 0.1013 | From eQ_Lib.dat in MASControl 2017
D17_RtS_Mech_CFL_Yr | Lighting | FRACTION | Wknd | 2014-01-01 | 2014-12-31 | Hourly | 0.0706 | 0.0562 | 0.056 | 0.0564 | 0.0559 | 0.0611 | 0.0659 | 0.0952 | 0.2017 | 0.2018 | 0.2163 | 0.2224 | 0.2305 | 0.2185 | 0.2235 | 0.2041 | 0.1635 | 0.1024 | 0.1184 | 0.1573 | 0.1487 | 0.1469 | 0.1419 | 0.1126 | From eQ_Lib.dat in MASControl 2017
D17_RtS_Mech_CFL_Yr | Lighting | FRACTION | WntrDsn | 2014-01-01 | 2014-12-31 | Constant | 0 | [23 empty] | From eQ_Lib.dat in MASControl 2017
D17_RtS_Mech_CFL_Yr | Lighting | FRACTION | SmrDsn | 2014-01-01 | 2014-12-31 | Constant | 1 | [23 empty] | From eQ_Lib.dat in MASControl 2017
D17_RtS_Mech_CFL_Yr | Lighting | FRACTION | Hol | 2014-01-01 | 2014-12-31 | Hourly | 0 | 0 | 0 | 0 | 0 | 0 | 0 | 0.0386 | 0.027 | 0 | 0 | 0.0157 | 0.0226 | 0 | 0 | 0 | 0.0001 | 0.0001 | 0.0001 | 0 | 0 | 0 | 0.0001 | 0 | From eQ_Lib.dat in MASControl 2017
D17_RtS_Mech_LF_Yr | Lighting | FRACTION | Default¦Wkdy | 2014-01-01 | 2014-12-31 | Hourly | 0.1829 | 0.1818 | 0.1799 | 0.1798 | 0.1868 | 0.1874 | 0.187 | 0.2012 | 0.2402 | 0.2945 | 0.3257 | 0.3487 | 0.3609 | 0.3727 | 0.3725 | 0.3624 | 0.3479 | 0.3335 | 0.3281 | 0.2927 | 0.2434 | 0.2198 | 0.209 | 0.2013 | From eQ_Lib.dat in MASControl 2017
D17_RtS_Mech_LF_Yr | Lighting | FRACTION | Wknd | 2014-01-01 | 2014-12-31 | Hourly | 0.199 | 0.1877 | 0.1863 | 0.1858 | 0.192 | 0.1925 | 0.1917 | 0.2008 | 0.2115 | 0.2471 | 0.2758 | 0.2899 | 0.2972 | 0.3112 | 0.3123 | 0.3016 | 0.2863 | 0.2709 | 0.2495 | 0.2377 | 0.2259 | 0.2039 | 0.1876 | 0.1758 | From eQ_Lib.dat in MASControl 2017
D17_RtS_Mech_LF_Yr | Lighting | FRACTION | WntrDsn | 2014-01-01 | 2014-12-31 | Constant | 0 | [23 empty] | From eQ_Lib.dat in MASControl 2017
D17_RtS_Mech_LF_Yr | Lighting | FRACTION | SmrDsn | 2014-01-01 | 2014-12-31 | Constant | 1 | [23 empty] | From eQ_Lib.dat in MASControl 2017
D17_RtS_Mech_LF_Yr | Lighting | FRACTION | Hol | 2014-01-01 | 2014-12-31 | Hourly | 0.1119 | 0.1119 | 0.1119 | 0.1119 | 0.1949 | 0.1952 | 0.1952 | 0.1952 | 0.1413 | 0.1094 | 0.1016 | 0.1208 | 0.1087 | 0.1192 | 0.1103 | 0.1 | 0.1 | 0.1 | 0.1 | 0.1 | 0.1 | 0.1 | 0.1002 | 0.1 | From eQ_Lib.dat in MASControl 2017
D17_RtS_OffGen_CFL_Yr | Lighting | FRACTION | Default¦Wkdy | 2014-01-01 | 2014-12-31 | Hourly | 0.074 | 0.072 | 0.0745 | 0.079 | 0.0718 | 0.0761 | 0.1132 | 0.2329 | 0.3482 | 0.512 | 0.6458 | 0.6766 | 0.6745 | 0.6726 | 0.6466 | 0.6329 | 0.6078 | 0.5136 | 0.316 | 0.196 | 0.1454 | 0.1462 | 0.1239 | 0.0956 | From eQ_Lib.dat in MASControl 2017
D17_RtS_OffGen_CFL_Yr | Lighting | FRACTION | Wknd | 2014-01-01 | 2014-12-31 | Hourly | 0.1049 | 0.0875 | 0.0668 | 0.0659 | 0.063 | 0.0627 | 0.0646 | 0.1174 | 0.187 | 0.2407 | 0.3347 | 0.3548 | 0.36 | 0.3604 | 0.3562 | 0.3522 | 0.3363 | 0.2593 | 0.1392 | 0.1097 | 0.1075 | 0.1041 | 0.0954 | 0.0852 | From eQ_Lib.dat in MASControl 2017
D17_RtS_OffGen_CFL_Yr | Lighting | FRACTION | WntrDsn | 2014-01-01 | 2014-12-31 | Constant | 0 | [23 empty] | From eQ_Lib.dat in MASControl 2017
D17_RtS_OffGen_CFL_Yr | Lighting | FRACTION | SmrDsn | 2014-01-01 | 2014-12-31 | Constant | 1 | [23 empty] | From eQ_Lib.dat in MASControl 2017
D17_RtS_OffGen_CFL_Yr | Lighting | FRACTION | Hol | 2014-01-01 | 2014-12-31 | Hourly | 0.0696 | 0.0696 | 0.0696 | 0.0696 | 0.0696 | 0.0696 | 0.0696 | 0.0696 | 0.0696 | 0.0757 | 0.113 | 0.113 | 0.113 | 0.113 | 0.119 | 0.1131 | 0.1008 | 0.0776 | 0.0696 | 0.0804 | 0.0696 | 0.0696 | 0.0696 | 0.0696 | From eQ_Lib.dat in MASControl 2017
D17_RtS_OffGen_LF_Yr | Lighting | FRACTION | Default¦Wkdy | 2014-01-01 | 2014-12-31 | Hourly | 0.0217 | 0.0185 | 0.017 | 0.0168 | 0.0214 | 0.0437 | 0.1052 | 0.2351 | 0.3996 | 0.5507 | 0.6312 | 0.6544 | 0.6542 | 0.6569 | 0.6631 | 0.6674 | 0.6177 | 0.4431 | 0.2676 | 0.1599 | 0.1001 | 0.0727 | 0.0542 | 0.0371 | From eQ_Lib.dat in MASControl 2017
D17_RtS_OffGen_LF_Yr | Lighting | FRACTION | Wknd | 2014-01-01 | 2014-12-31 | Hourly | 0.0239 | 0.0192 | 0.0183 | 0.0175 | 0.0174 | 0.0296 | 0.0457 | 0.069 | 0.1202 | 0.1846 | 0.2243 | 0.2406 | 0.2535 | 0.2504 | 0.2407 | 0.2237 | 0.1942 | 0.139 | 0.0902 | 0.0653 | 0.0527 | 0.0438 | 0.0266 | 0.0193 | From eQ_Lib.dat in MASControl 2017
D17_RtS_OffGen_LF_Yr | Lighting | FRACTION | WntrDsn | 2014-01-01 | 2014-12-31 | Constant | 0 | [23 empty] | From eQ_Lib.dat in MASControl 2017
D17_RtS_OffGen_LF_Yr | Lighting | FRACTION | SmrDsn | 2014-01-01 | 2014-12-31 | Constant | 1 | [23 empty] | From eQ_Lib.dat in MASControl 2017
D17_RtS_OffGen_LF_Yr | Lighting | FRACTION | Hol | 2014-01-01 | 2014-12-31 | Hourly | 0.0098 | 0.0091 | 0.0091 | 0.0091 | 0.0091 | 0.0099 | 0.0318 | 0.0595 | 0.0869 | 0.0971 | 0.1027 | 0.1074 | 0.1096 | 0.0909 | 0.0799 | 0.0714 | 0.069 | 0.0572 | 0.0418 | 0.0384 | 0.03 | 0.0306 | 0.0203 | 0.0182 | From eQ_Lib.dat in MASControl 2017
D17_RtS_Restrm_CFL_Yr | Lighting | FRACTION | Default¦Wkdy | 2014-01-01 | 2014-12-31 | Hourly | 0.0386 | 0.0347 | 0.0336 | 0.0335 | 0.0349 | 0.0342 | 0.0387 | 0.0654 | 0.0855 | 0.1112 | 0.1261 | 0.1259 | 0.1281 | 0.133 | 0.1339 | 0.1288 | 0.1273 | 0.1155 | 0.0898 | 0.0704 | 0.0592 | 0.0482 | 0.043 | 0.0409 | From eQ_Lib.dat in MASControl 2017
D17_RtS_Restrm_CFL_Yr | Lighting | FRACTION | Wknd | 2014-01-01 | 2014-12-31 | Hourly | 0.037 | 0.0325 | 0.0306 | 0.0303 | 0.0304 | 0.0319 | 0.0357 | 0.0542 | 0.0629 | 0.0865 | 0.1016 | 0.1061 | 0.1055 | 0.1087 | 0.108 | 0.1082 | 0.0964 | 0.081 | 0.0657 | 0.0621 | 0.0575 | 0.0457 | 0.0414 | 0.0398 | From eQ_Lib.dat in MASControl 2017
D17_RtS_Restrm_CFL_Yr | Lighting | FRACTION | WntrDsn | 2014-01-01 | 2014-12-31 | Constant | 0 | [23 empty] | From eQ_Lib.dat in MASControl 2017
D17_RtS_Restrm_CFL_Yr | Lighting | FRACTION | SmrDsn | 2014-01-01 | 2014-12-31 | Constant | 1 | [23 empty] | From eQ_Lib.dat in MASControl 2017
D17_RtS_Restrm_CFL_Yr | Lighting | FRACTION | Hol | 2014-01-01 | 2014-12-31 | Hourly | 0.0098 | 0.0098 | 0.0098 | 0.0098 | 0.0098 | 0.0099 | 0.0139 | 0.0203 | 0.0312 | 0.033 | 0.0207 | 0.0163 | 0.019 | 0.017 | 0.019 | 0.0187 | 0.0186 | 0.0218 | 0.0143 | 0.0106 | 0.0105 | 0.0113 | 0.0106 | 0.01 | From eQ_Lib.dat in MASControl 2017
D17_RtS_Restrm_LF_Yr | Lighting | FRACTION | Default¦Wkdy | 2014-01-01 | 2014-12-31 | Hourly | 0.0266 | 0.0254 | 0.0246 | 0.0242 | 0.0286 | 0.0585 | 0.0638 | 0.1008 | 0.1532 | 0.1859 | 0.2026 | 0.2025 | 0.2041 | 0.1959 | 0.2032 | 0.1922 | 0.1888 | 0.1868 | 0.1561 | 0.1051 | 0.0797 | 0.07 | 0.0426 | 0.0339 | From eQ_Lib.dat in MASControl 2017
D17_RtS_Restrm_LF_Yr | Lighting | FRACTION | Wknd | 2014-01-01 | 2014-12-31 | Hourly | 0.019 | 0.0166 | 0.0151 | 0.0134 | 0.0133 | 0.0158 | 0.0374 | 0.0641 | 0.1024 | 0.1394 | 0.1228 | 0.1413 | 0.1476 | 0.1317 | 0.1458 | 0.1378 | 0.109 | 0.1127 | 0.0924 | 0.0809 | 0.0818 | 0.0729 | 0.0276 | 0.0168 | From eQ_Lib.dat in MASControl 2017
D17_RtS_Restrm_LF_Yr | Lighting | FRACTION | WntrDsn | 2014-01-01 | 2014-12-31 | Constant | 0 | [23 empty] | From eQ_Lib.dat in MASControl 2017
D17_RtS_Restrm_LF_Yr | Lighting | FRACTION | SmrDsn | 2014-01-01 | 2014-12-31 | Constant | 1 | [23 empty] | From eQ_Lib.dat in MASControl 2017
D17_RtS_Restrm_LF_Yr | Lighting | FRACTION | Hol | 2014-01-01 | 2014-12-31 | Hourly | 0 | 0 | 0 | 0 | 0 | 0 | 0.0119 | 0.0528 | 0.0441 | 0.0473 | 0.0496 | 0.0471 | 0.0484 | 0.0504 | 0.052 | 0.0425 | 0.0473 | 0.037 | 0.0247 | 0.0401 | 0.0366 | 0.0058 | 0 | 0 | From eQ_Lib.dat in MASControl 2017
D17_RtS_Sales_CFL_Yr | Lighting | FRACTION | Default¦Wkdy | 2014-01-01 | 2014-12-31 | Hourly | 0.2 | 0.2 | 0.2 | 0.2 | 0.2 | 0.2 | 0.26 | 0.35 | 0.45 | 0.52 | 0.6 | 0.65 | 0.7 | 0.74 | 0.74 | 0.74 | 0.74 | 0.7 | 0.55 | 0.46 | 0.34 | 0.25 | 0.22 | 0.2 | From eQ_Lib.dat in MASControl 2017
D17_RtS_Sales_CFL_Yr | Lighting | FRACTION | Wknd | 2014-01-01 | 2014-12-31 | Hourly | 0.2 | 0.2 | 0.2 | 0.2 | 0.2 | 0.2 | 0.2 | 0.25 | 0.3 | 0.4 | 0.5 | 0.6 | 0.64 | 0.64 | 0.64 | 0.64 | 0.6 | 0.52 | 0.42 | 0.33 | 0.24 | 0.2 | 0.2 | 0.2 | From eQ_Lib.dat in MASControl 2017
D17_RtS_Sales_CFL_Yr | Lighting | FRACTION | WntrDsn | 2014-01-01 | 2014-12-31 | Constant | 0 | [23 empty] | From eQ_Lib.dat in MASControl 2017
D17_RtS_Sales_CFL_Yr | Lighting | FRACTION | SmrDsn | 2014-01-01 | 2014-12-31 | Constant | 1 | [23 empty] | From eQ_Lib.dat in MASControl 2017
D17_RtS_Sales_CFL_Yr | Lighting | FRACTION | Hol | 2014-01-01 | 2014-12-31 | Hourly | 0.1151 | 0.1136 | 0.1127 | 0.1124 | 0.1124 | 0.1184 | 0.1216 | 0.1242 | 0.1297 | 0.1381 | 0.1541 | 0.1745 | 0.1714 | 0.1697 | 0.1551 | 0.1493 | 0.15 | 0.1533 | 0.1439 | 0.1185 | 0.117 | 0.1168 | 0.113 | 0.1127 | From eQ_Lib.dat in MASControl 2017
D17_RtS_Sales_HB_Yr | Lighting | FRACTION | Default¦Wkdy | 2014-01-01 | 2014-12-31 | Hourly | 0.15 | 0.15 | 0.15 | 0.15 | 0.15 | 0.15 | 0.25 | 0.36 | 0.52 | 0.6 | 0.65 | 0.7 | 0.75 | 0.75 | 0.75 | 0.75 | 0.7 | 0.65 | 0.6 | 0.45 | 0.3 | 0.25 | 0.2 | 0.15 | From eQ_Lib.dat in MASControl 2017
D17_RtS_Sales_HB_Yr | Lighting | FRACTION | Wknd | 2014-01-01 | 2014-12-31 | Hourly | 0.15 | 0.15 | 0.15 | 0.15 | 0.15 | 0.15 | 0.15 | 0.15 | 0.2 | 0.3 | 0.41 | 0.51 | 0.56 | 0.56 | 0.5 | 0.45 | 0.4 | 0.37 | 0.3 | 0.23 | 0.19 | 0.15 | 0.1 | 0.1 | From eQ_Lib.dat in MASControl 2017
D17_RtS_Sales_HB_Yr | Lighting | FRACTION | WntrDsn | 2014-01-01 | 2014-12-31 | Constant | 0 | [23 empty] | From eQ_Lib.dat in MASControl 2017
D17_RtS_Sales_HB_Yr | Lighting | FRACTION | SmrDsn | 2014-01-01 | 2014-12-31 | Constant | 1 | [23 empty] | From eQ_Lib.dat in MASControl 2017
D17_RtS_Sales_HB_Yr | Lighting | FRACTION | Hol | 2014-01-01 | 2014-12-31 | Hourly | 0.1 | 0.1 | 0.1 | 0.1 | 0.1 | 0.1 | 0.1 | 0.12 | 0.1974 | 0.2145 | 0.223 | 0.2202 | 0.2158 | 0.2158 | 0.2158 | 0.2158 | 0.2253 | 0.1699 | 0.1257 | 0.1293 | 0.1078 | 0.0773 | 0.1 | 0.1 | From eQ_Lib.dat in MASControl 2017
D17_RtS_Sales_LF_Yr | Lighting | FRACTION | Default¦Wkdy | 2014-01-01 | 2014-12-31 | Hourly | 0.15 | 0.15 | 0.15 | 0.15 | 0.15 | 0.15 | 0.25 | 0.38 | 0.5 | 0.69 | 0.8 | 0.85 | 0.85 | 0.86 | 0.86 | 0.86 | 0.85 | 0.8 | 0.7 | 0.45 | 0.3 | 0.25 | 0.15 | 0.15 | From eQ_Lib.dat in MASControl 2017
D17_RtS_Sales_LF_Yr | Lighting | FRACTION | Wknd | 2014-01-01 | 2014-12-31 | Hourly | 0.15 | 0.15 | 0.15 | 0.15 | 0.15 | 0.15 | 0.21 | 0.31 | 0.43 | 0.5 | 0.55 | 0.6 | 0.6 | 0.6 | 0.6 | 0.55 | 0.5 | 0.45 | 0.39 | 0.37 | 0.21 | 0.15 | 0.15 | 0.15 | From eQ_Lib.dat in MASControl 2017
D17_RtS_Sales_LF_Yr | Lighting | FRACTION | WntrDsn | 2014-01-01 | 2014-12-31 | Constant | 0 | [23 empty] | From eQ_Lib.dat in MASControl 2017
D17_RtS_Sales_LF_Yr | Lighting | FRACTION | SmrDsn | 2014-01-01 | 2014-12-31 | Constant | 1 | [23 empty] | From eQ_Lib.dat in MASControl 2017
D17_RtS_Sales_LF_Yr | Lighting | FRACTION | Hol | 2014-01-01 | 2014-12-31 | Hourly | 0.1 | 0.1 | 0.1 | 0.1 | 0.1 | 0.1 | 0.1 | 0.12 | 0.1274 | 0.149 | 0.1632 | 0.1701 | 0.1709 | 0.1701 | 0.1687 | 0.1508 | 0.135 | 0.1098 | 0.094 | 0.0775 | 0.0698 | 0.0631 | 0.1 | 0.1 | From eQ_Lib.dat in MASControl 2017
D17_RtS_Stock_CFL_Yr | Lighting | FRACTION | Default¦Wkdy | 2014-01-01 | 2014-12-31 | Hourly | 0.0414 | 0.0394 | 0.0395 | 0.0396 | 0.0407 | 0.0428 | 0.0462 | 0.0789 | 0.168 | 0.2119 | 0.2245 | 0.2392 | 0.2567 | 0.2539 | 0.2454 | 0.2482 | 0.2473 | 0.2057 | 0.1786 | 0.1647 | 0.1327 | 0.1056 | 0.076 | 0.0624 | From eQ_Lib.dat in MASControl 2017
D17_RtS_Stock_CFL_Yr | Lighting | FRACTION | Wknd | 2014-01-01 | 2014-12-31 | Hourly | 0.0467 | 0.0418 | 0.0325 | 0.0323 | 0.0323 | 0.035 | 0.0438 | 0.0547 | 0.0931 | 0.1117 | 0.1418 | 0.1606 | 0.1715 | 0.179 | 0.18 | 0.1804 | 0.1596 | 0.1513 | 0.1603 | 0.1502 | 0.1228 | 0.1029 | 0.0766 | 0.0662 | From eQ_Lib.dat in MASControl 2017
D17_RtS_Stock_CFL_Yr | Lighting | FRACTION | WntrDsn | 2014-01-01 | 2014-12-31 | Constant | 0 | [23 empty] | From eQ_Lib.dat in MASControl 2017
D17_RtS_Stock_CFL_Yr | Lighting | FRACTION | SmrDsn | 2014-01-01 | 2014-12-31 | Constant | 1 | [23 empty] | From eQ_Lib.dat in MASControl 2017
D17_RtS_Stock_CFL_Yr | Lighting | FRACTION | Hol | 2014-01-01 | 2014-12-31 | Hourly | 0.0021 | 0.001 | 0.001 | 0.001 | 0.001 | 0.001 | 0.001 | 0.0167 | 0.0217 | 0.0234 | 0.0392 | 0.0492 | 0.05 | 0.0519 | 0.0498 | 0.0301 | 0.0313 | 0.0335 | 0.0306 | 0.03 | 0.028 | 0.028 | 0.028 | 0.028 | From eQ_Lib.dat in MASControl 2017
D17_RtS_Stock_HB_Yr | Lighting | FRACTION | Default¦Wkdy | 2014-01-01 | 2014-12-31 | Hourly | 0.0122 | 0.0132 | 0.0124 | 0.0121 | 0.0127 | 0.0291 | 0.0876 | 0.2186 | 0.3201 | 0.4724 | 0.5634 | 0.5737 | 0.5819 | 0.5648 | 0.5472 | 0.4959 | 0.4357 | 0.2812 | 0.1856 | 0.0887 | 0.0381 | 0.0207 | 0.0138 | 0.0121 | From eQ_Lib.dat in MASControl 2017
D17_RtS_Stock_HB_Yr | Lighting | FRACTION | Wknd | 2014-01-01 | 2014-12-31 | Hourly | 0.0197 | 0.0199 | 0.0181 | 0.0182 | 0.0185 | 0.019 | 0.0244 | 0.0705 | 0.1142 | 0.1473 | 0.1539 | 0.1774 | 0.1734 | 0.1766 | 0.1895 | 0.174 | 0.1753 | 0.1621 | 0.1327 | 0.1037 | 0.0439 | 0.0226 | 0.0212 | 0.0211 | From eQ_Lib.dat in MASControl 2017
D17_RtS_Stock_HB_Yr | Lighting | FRACTION | WntrDsn | 2014-01-01 | 2014-12-31 | Constant | 0 | [23 empty] | From eQ_Lib.dat in MASControl 2017
D17_RtS_Stock_HB_Yr | Lighting | FRACTION | SmrDsn | 2014-01-01 | 2014-12-31 | Constant | 1 | [23 empty] | From eQ_Lib.dat in MASControl 2017
D17_RtS_Stock_HB_Yr | Lighting | FRACTION | Hol | 2014-01-01 | 2014-12-31 | Hourly | 0.002 | 0.0057 | 0.0036 | 0.004 | 0.003 | 0.0018 | 0.0025 | 0.004 | 0.0043 | 0.006 | 0.0045 | 0.0017 | 0.0026 | 0.0046 | 0.0044 | 0.0034 | 0.0202 | 0.0084 | 0.0069 | 0.0245 | 0.0337 | 0.0008 | 0.0217 | 0.0038 | From eQ_Lib.dat in MASControl 2017
D17_RtS_Stock_LF_Yr | Lighting | FRACTION | Default¦Wkdy | 2014-01-01 | 2014-12-31 | Hourly | 0.0762 | 0.0681 | 0.0651 | 0.0644 | 0.0723 | 0.0913 | 0.1636 | 0.2726 | 0.3834 | 0.4885 | 0.5898 | 0.622 | 0.6224 | 0.6308 | 0.6373 | 0.6304 | 0.6002 | 0.4969 | 0.3205 | 0.2043 | 0.1539 | 0.1262 | 0.106 | 0.0921 | From eQ_Lib.dat in MASControl 2017
D17_RtS_Stock_LF_Yr | Lighting | FRACTION | Wknd | 2014-01-01 | 2014-12-31 | Hourly | 0.0863 | 0.0746 | 0.0656 | 0.0651 | 0.0647 | 0.0688 | 0.0921 | 0.1427 | 0.2022 | 0.2688 | 0.3486 | 0.3845 | 0.4067 | 0.4236 | 0.4179 | 0.3994 | 0.3474 | 0.2538 | 0.2041 | 0.1496 | 0.1324 | 0.1252 | 0.1027 | 0.0849 | From eQ_Lib.dat in MASControl 2017
D17_RtS_Stock_LF_Yr | Lighting | FRACTION | WntrDsn | 2014-01-01 | 2014-12-31 | Constant | 0 | [23 empty] | From eQ_Lib.dat in MASControl 2017
D17_RtS_Stock_LF_Yr | Lighting | FRACTION | SmrDsn | 2014-01-01 | 2014-12-31 | Constant | 1 | [23 empty] | From eQ_Lib.dat in MASControl 2017
D17_RtS_Stock_LF_Yr | Lighting | FRACTION | Hol | 2014-01-01 | 2014-12-31 | Hourly | 0.059 | 0.0611 | 0.0537 | 0.0537 | 0.0538 | 0.0545 | 0.0655 | 0.0993 | 0.1116 | 0.1494 | 0.1727 | 0.1822 | 0.194 | 0.1894 | 0.173 | 0.1431 | 0.1309 | 0.1044 | 0.0682 | 0.0592 | 0.0613 | 0.0693 | 0.0691 | 0.0577 | From eQ_Lib.dat in MASControl 2017
D17_SCn_Break_CFL_Yr | Lighting | FRACTION | Default¦Wkdy | 2014-01-01 | 2014-12-31 | Hourly | 0.145 | 0.145 | 0.145 | 0.145 | 0.145 | 0.145 | 0.145 | 0.145 | 0.7 | 0.7 | 0.7 | 0.7 | 0.7 | 0.7 | 0.7 | 0.7 | 0.7 | 0.145 | 0.145 | 0.145 | 0.145 | 0.145 | 0.145 | 0.145 | From eQ_Lib.dat in MASControl 2017; set Wknd to baseload, start 2 hours later and end one hour earlier, implement ramp up/down
D17_SCn_Break_CFL_Yr | Lighting | FRACTION | Wknd¦Hol | 2014-01-01 | 2014-12-31 | Constant | 0.145 | [23 empty] | From eQ_Lib.dat in MASControl 2017; set Wknd to baseload, start 2 hours later and end one hour earlier, implement ramp up/down
D17_SCn_Break_CFL_Yr | Lighting | FRACTION | WntrDsn | 2014-01-01 | 2014-12-31 | Constant | 0 | [23 empty] | From eQ_Lib.dat in MASControl 2017; set Wknd to baseload, start 2 hours later and end one hour earlier, implement ramp up/down
D17_SCn_Break_CFL_Yr | Lighting | FRACTION | SmrDsn | 2014-01-01 | 2014-12-31 | Constant | 1 | [23 empty] | From eQ_Lib.dat in MASControl 2017; set Wknd to baseload, start 2 hours later and end one hour earlier, implement ramp up/down
D17_SCn_Break_LF_Yr | Lighting | FRACTION | Default¦Wkdy | 2014-01-01 | 2014-12-31 | Hourly | 0.145 | 0.145 | 0.145 | 0.145 | 0.145 | 0.145 | 0.145 | 0.145 | 0.7 | 0.7 | 0.7 | 0.7 | 0.7 | 0.7 | 0.7 | 0.7 | 0.7 | 0.145 | 0.145 | 0.145 | 0.145 | 0.145 | 0.145 | 0.145 | From eQ_Lib.dat in MASControl 2017; set Wknd to baseload, start 2 hours later and end one hour earlier, implement ramp up/down
D17_SCn_Break_LF_Yr | Lighting | FRACTION | Wknd¦Hol | 2014-01-01 | 2014-12-31 | Constant | 0.145 | [23 empty] | From eQ_Lib.dat in MASControl 2017; set Wknd to baseload, start 2 hours later and end one hour earlier, implement ramp up/down
D17_SCn_Break_LF_Yr | Lighting | FRACTION | WntrDsn | 2014-01-01 | 2014-12-31 | Constant | 0 | [23 empty] | From eQ_Lib.dat in MASControl 2017; set Wknd to baseload, start 2 hours later and end one hour earlier, implement ramp up/down
D17_SCn_Break_LF_Yr | Lighting | FRACTION | SmrDsn | 2014-01-01 | 2014-12-31 | Constant | 1 | [23 empty] | From eQ_Lib.dat in MASControl 2017; set Wknd to baseload, start 2 hours later and end one hour earlier, implement ramp up/down
D17_SCn_Hall_CFL_Yr | Lighting | FRACTION | Default¦Wkdy | 2014-01-01 | 2014-12-31 | Hourly | 0.145 | 0.145 | 0.145 | 0.145 | 0.145 | 0.145 | 0.145 | 0.145 | 0.7 | 0.7 | 0.7 | 0.7 | 0.7 | 0.7 | 0.7 | 0.7 | 0.7 | 0.145 | 0.145 | 0.145 | 0.145 | 0.145 | 0.145 | 0.145 | From eQ_Lib.dat in MASControl 2017; set Wknd to baseload, start 2 hours later and end one hour earlier, implement ramp up/down
D17_SCn_Hall_CFL_Yr | Lighting | FRACTION | Wknd¦Hol | 2014-01-01 | 2014-12-31 | Constant | 0.145 | [23 empty] | From eQ_Lib.dat in MASControl 2017; set Wknd to baseload, start 2 hours later and end one hour earlier, implement ramp up/down
D17_SCn_Hall_CFL_Yr | Lighting | FRACTION | WntrDsn | 2014-01-01 | 2014-12-31 | Constant | 0 | [23 empty] | From eQ_Lib.dat in MASControl 2017; set Wknd to baseload, start 2 hours later and end one hour earlier, implement ramp up/down
D17_SCn_Hall_CFL_Yr | Lighting | FRACTION | SmrDsn | 2014-01-01 | 2014-12-31 | Constant | 1 | [23 empty] | From eQ_Lib.dat in MASControl 2017; set Wknd to baseload, start 2 hours later and end one hour earlier, implement ramp up/down
D17_SCn_Hall_LF_Yr | Lighting | FRACTION | Default¦Wkdy | 2014-01-01 | 2014-12-31 | Hourly | 0.145 | 0.145 | 0.145 | 0.145 | 0.145 | 0.145 | 0.145 | 0.145 | 0.7 | 0.7 | 0.7 | 0.7 | 0.7 | 0.7 | 0.7 | 0.7 | 0.7 | 0.145 | 0.145 | 0.145 | 0.145 | 0.145 | 0.145 | 0.145 | From eQ_Lib.dat in MASControl 2017; set Wknd to baseload, start 2 hours later and end one hour earlier, implement ramp up/down
D17_SCn_Hall_LF_Yr | Lighting | FRACTION | Wknd¦Hol | 2014-01-01 | 2014-12-31 | Constant | 0.145 | [23 empty] | From eQ_Lib.dat in MASControl 2017; set Wknd to baseload, start 2 hours later and end one hour earlier, implement ramp up/down
D17_SCn_Hall_LF_Yr | Lighting | FRACTION | WntrDsn | 2014-01-01 | 2014-12-31 | Constant | 0 | [23 empty] | From eQ_Lib.dat in MASControl 2017; set Wknd to baseload, start 2 hours later and end one hour earlier, implement ramp up/down
D17_SCn_Hall_LF_Yr | Lighting | FRACTION | SmrDsn | 2014-01-01 | 2014-12-31 | Constant | 1 | [23 empty] | From eQ_Lib.dat in MASControl 2017; set Wknd to baseload, start 2 hours later and end one hour earlier, implement ramp up/down
D17_SCn_OffGen_CFL_Yr | Lighting | FRACTION | Default¦Wkdy | 2014-01-01 | 2014-12-31 | Hourly | 0.145 | 0.145 | 0.145 | 0.145 | 0.145 | 0.145 | 0.145 | 0.145 | 0.7 | 0.7 | 0.7 | 0.7 | 0.7 | 0.7 | 0.7 | 0.7 | 0.7 | 0.145 | 0.145 | 0.145 | 0.145 | 0.145 | 0.145 | 0.145 | From eQ_Lib.dat in MASControl 2017; set Wknd to baseload, start 2 hours later and end one hour earlier, implement ramp up/down
D17_SCn_OffGen_CFL_Yr | Lighting | FRACTION | Wknd¦Hol | 2014-01-01 | 2014-12-31 | Constant | 0.145 | [23 empty] | From eQ_Lib.dat in MASControl 2017; set Wknd to baseload, start 2 hours later and end one hour earlier, implement ramp up/down
D17_SCn_OffGen_CFL_Yr | Lighting | FRACTION | WntrDsn | 2014-01-01 | 2014-12-31 | Constant | 0 | [23 empty] | From eQ_Lib.dat in MASControl 2017; set Wknd to baseload, start 2 hours later and end one hour earlier, implement ramp up/down
D17_SCn_OffGen_CFL_Yr | Lighting | FRACTION | SmrDsn | 2014-01-01 | 2014-12-31 | Constant | 1 | [23 empty] | From eQ_Lib.dat in MASControl 2017; set Wknd to baseload, start 2 hours later and end one hour earlier, implement ramp up/down
D17_SCn_OffGen_LF_Yr | Lighting | FRACTION | Default¦Wkdy | 2014-01-01 | 2014-12-31 | Hourly | 0.145 | 0.145 | 0.145 | 0.145 | 0.145 | 0.145 | 0.145 | 0.145 | 0.7 | 0.7 | 0.7 | 0.7 | 0.7 | 0.7 | 0.7 | 0.7 | 0.7 | 0.145 | 0.145 | 0.145 | 0.145 | 0.145 | 0.145 | 0.145 | From eQ_Lib.dat in MASControl 2017; set Wknd to baseload, start 2 hours later and end one hour earlier, implement ramp up/down
D17_SCn_OffGen_LF_Yr | Lighting | FRACTION | Wknd¦Hol | 2014-01-01 | 2014-12-31 | Constant | 0.145 | [23 empty] | From eQ_Lib.dat in MASControl 2017; set Wknd to baseload, start 2 hours later and end one hour earlier, implement ramp up/down
D17_SCn_OffGen_LF_Yr | Lighting | FRACTION | WntrDsn | 2014-01-01 | 2014-12-31 | Constant | 0 | [23 empty] | From eQ_Lib.dat in MASControl 2017; set Wknd to baseload, start 2 hours later and end one hour earlier, implement ramp up/down
D17_SCn_OffGen_LF_Yr | Lighting | FRACTION | SmrDsn | 2014-01-01 | 2014-12-31 | Constant | 1 | [23 empty] | From eQ_Lib.dat in MASControl 2017; set Wknd to baseload, start 2 hours later and end one hour earlier, implement ramp up/down
D17_SCn_Restrm_CFL_Yr | Lighting | FRACTION | Default¦Wkdy | 2014-01-01 | 2014-12-31 | Hourly | 0.145 | 0.145 | 0.145 | 0.145 | 0.145 | 0.145 | 0.145 | 0.145 | 0.7 | 0.7 | 0.7 | 0.7 | 0.7 | 0.7 | 0.7 | 0.7 | 0.7 | 0.145 | 0.145 | 0.145 | 0.145 | 0.145 | 0.145 | 0.145 | From eQ_Lib.dat in MASControl 2017; set Wknd to baseload, start 2 hours later and end one hour earlier, implement ramp up/down
D17_SCn_Restrm_CFL_Yr | Lighting | FRACTION | Wknd¦Hol | 2014-01-01 | 2014-12-31 | Constant | 0.145 | [23 empty] | From eQ_Lib.dat in MASControl 2017; set Wknd to baseload, start 2 hours later and end one hour earlier, implement ramp up/down
D17_SCn_Restrm_CFL_Yr | Lighting | FRACTION | WntrDsn | 2014-01-01 | 2014-12-31 | Constant | 0 | [23 empty] | From eQ_Lib.dat in MASControl 2017; set Wknd to baseload, start 2 hours later and end one hour earlier, implement ramp up/down
D17_SCn_Restrm_CFL_Yr | Lighting | FRACTION | SmrDsn | 2014-01-01 | 2014-12-31 | Constant | 1 | [23 empty] | From eQ_Lib.dat in MASControl 2017; set Wknd to baseload, start 2 hours later and end one hour earlier, implement ramp up/down
D17_SCn_Restrm_LF_Yr | Lighting | FRACTION | Default¦Wkdy | 2014-01-01 | 2014-12-31 | Hourly | 0.145 | 0.145 | 0.145 | 0.145 | 0.145 | 0.145 | 0.145 | 0.145 | 0.7 | 0.7 | 0.7 | 0.7 | 0.7 | 0.7 | 0.7 | 0.7 | 0.7 | 0.145 | 0.145 | 0.145 | 0.145 | 0.145 | 0.145 | 0.145 | From eQ_Lib.dat in MASControl 2017; set Wknd to baseload, start 2 hours later and end one hour earlier, implement ramp up/down
D17_SCn_Restrm_LF_Yr | Lighting | FRACTION | Wknd¦Hol | 2014-01-01 | 2014-12-31 | Constant | 0.145 | [23 empty] | From eQ_Lib.dat in MASControl 2017; set Wknd to baseload, start 2 hours later and end one hour earlier, implement ramp up/down
D17_SCn_Restrm_LF_Yr | Lighting | FRACTION | WntrDsn | 2014-01-01 | 2014-12-31 | Constant | 0 | [23 empty] | From eQ_Lib.dat in MASControl 2017; set Wknd to baseload, start 2 hours later and end one hour earlier, implement ramp up/down
D17_SCn_Restrm_LF_Yr | Lighting | FRACTION | SmrDsn | 2014-01-01 | 2014-12-31 | Constant | 1 | [23 empty] | From eQ_Lib.dat in MASControl 2017; set Wknd to baseload, start 2 hours later and end one hour earlier, implement ramp up/down
D17_SCn_WhCond_CFL_Yr | Lighting | FRACTION | Default¦Wkdy | 2014-01-01 | 2014-12-31 | Hourly | 0.145 | 0.145 | 0.145 | 0.145 | 0.145 | 0.145 | 0.145 | 0.145 | 0.7 | 0.7 | 0.7 | 0.7 | 0.7 | 0.7 | 0.7 | 0.7 | 0.7 | 0.145 | 0.145 | 0.145 | 0.145 | 0.145 | 0.145 | 0.145 | From eQ_Lib.dat in MASControl 2017; set Wknd to baseload, start 2 hours later and end one hour earlier, implement ramp up/down
D17_SCn_WhCond_CFL_Yr | Lighting | FRACTION | Wknd¦Hol | 2014-01-01 | 2014-12-31 | Constant | 0.145 | [23 empty] | From eQ_Lib.dat in MASControl 2017; set Wknd to baseload, start 2 hours later and end one hour earlier, implement ramp up/down
D17_SCn_WhCond_CFL_Yr | Lighting | FRACTION | WntrDsn | 2014-01-01 | 2014-12-31 | Constant | 0 | [23 empty] | From eQ_Lib.dat in MASControl 2017; set Wknd to baseload, start 2 hours later and end one hour earlier, implement ramp up/down
D17_SCn_WhCond_CFL_Yr | Lighting | FRACTION | SmrDsn | 2014-01-01 | 2014-12-31 | Constant | 1 | [23 empty] | From eQ_Lib.dat in MASControl 2017; set Wknd to baseload, start 2 hours later and end one hour earlier, implement ramp up/down
D17_SCn_WhCond_HB_Yr | Lighting | FRACTION | Default¦Wkdy | 2014-01-01 | 2014-12-31 | Hourly | 0.145 | 0.145 | 0.145 | 0.145 | 0.145 | 0.145 | 0.145 | 0.145 | 0.7 | 0.7 | 0.7 | 0.7 | 0.7 | 0.7 | 0.7 | 0.7 | 0.7 | 0.145 | 0.145 | 0.145 | 0.145 | 0.145 | 0.145 | 0.145 | From eQ_Lib.dat in MASControl 2017; set Wknd to baseload, start 2 hours later and end one hour earlier, implement ramp up/down
D17_SCn_WhCond_HB_Yr | Lighting | FRACTION | Wknd¦Hol | 2014-01-01 | 2014-12-31 | Constant | 0.145 | [23 empty] | From eQ_Lib.dat in MASControl 2017; set Wknd to baseload, start 2 hours later and end one hour earlier, implement ramp up/down
D17_SCn_WhCond_HB_Yr | Lighting | FRACTION | WntrDsn | 2014-01-01 | 2014-12-31 | Constant | 0 | [23 empty] | From eQ_Lib.dat in MASControl 2017; set Wknd to baseload, start 2 hours later and end one hour earlier, implement ramp up/down
D17_SCn_WhCond_HB_Yr | Lighting | FRACTION | SmrDsn | 2014-01-01 | 2014-12-31 | Constant | 1 | [23 empty] | From eQ_Lib.dat in MASControl 2017; set Wknd to baseload, start 2 hours later and end one hour earlier, implement ramp up/down
D17_SCn_WhCond_LF_Yr | Lighting | FRACTION | Default¦Wkdy | 2014-01-01 | 2014-12-31 | Hourly | 0.145 | 0.145 | 0.145 | 0.145 | 0.145 | 0.145 | 0.145 | 0.145 | 0.7 | 0.7 | 0.7 | 0.7 | 0.7 | 0.7 | 0.7 | 0.7 | 0.7 | 0.145 | 0.145 | 0.145 | 0.145 | 0.145 | 0.145 | 0.145 | From eQ_Lib.dat in MASControl 2017; set Wknd to baseload, start 2 hours later and end one hour earlier, implement ramp up/down
D17_SCn_WhCond_LF_Yr | Lighting | FRACTION | Wknd¦Hol | 2014-01-01 | 2014-12-31 | Constant | 0.145 | [23 empty] | From eQ_Lib.dat in MASControl 2017; set Wknd to baseload, start 2 hours later and end one hour earlier, implement ramp up/down
D17_SCn_WhCond_LF_Yr | Lighting | FRACTION | WntrDsn | 2014-01-01 | 2014-12-31 | Constant | 0 | [23 empty] | From eQ_Lib.dat in MASControl 2017; set Wknd to baseload, start 2 hours later and end one hour earlier, implement ramp up/down
D17_SCn_WhCond_LF_Yr | Lighting | FRACTION | SmrDsn | 2014-01-01 | 2014-12-31 | Constant | 1 | [23 empty] | From eQ_Lib.dat in MASControl 2017; set Wknd to baseload, start 2 hours later and end one hour earlier, implement ramp up/down
D17_SUn_OffGen_CFL_Yr | Lighting | FRACTION | Default¦Wkdy | 2014-01-01 | 2014-12-31 | Hourly | 0.145 | 0.145 | 0.145 | 0.145 | 0.145 | 0.145 | 0.145 | 0.145 | 0.7 | 0.7 | 0.7 | 0.7 | 0.7 | 0.7 | 0.7 | 0.7 | 0.7 | 0.145 | 0.145 | 0.145 | 0.145 | 0.145 | 0.145 | 0.145 | From eQ_Lib.dat in MASControl 2017; set Wknd to baseload, start 2 hours later and end one hour earlier, implement ramp up/down
D17_SUn_OffGen_CFL_Yr | Lighting | FRACTION | Wknd¦Hol | 2014-01-01 | 2014-12-31 | Constant | 0.145 | [23 empty] | From eQ_Lib.dat in MASControl 2017; set Wknd to baseload, start 2 hours later and end one hour earlier, implement ramp up/down
D17_SUn_OffGen_CFL_Yr | Lighting | FRACTION | WntrDsn | 2014-01-01 | 2014-12-31 | Constant | 0 | [23 empty] | From eQ_Lib.dat in MASControl 2017; set Wknd to baseload, start 2 hours later and end one hour earlier, implement ramp up/down
D17_SUn_OffGen_CFL_Yr | Lighting | FRACTION | SmrDsn | 2014-01-01 | 2014-12-31 | Constant | 1 | [23 empty] | From eQ_Lib.dat in MASControl 2017; set Wknd to baseload, start 2 hours later and end one hour earlier, implement ramp up/down
D17_SUn_OffGen_LF_Yr | Lighting | FRACTION | Default¦Wkdy | 2014-01-01 | 2014-12-31 | Hourly | 0.145 | 0.145 | 0.145 | 0.145 | 0.145 | 0.145 | 0.145 | 0.145 | 0.7 | 0.7 | 0.7 | 0.7 | 0.7 | 0.7 | 0.7 | 0.7 | 0.7 | 0.145 | 0.145 | 0.145 | 0.145 | 0.145 | 0.145 | 0.145 | From eQ_Lib.dat in MASControl 2017; set Wknd to baseload, start 2 hours later and end one hour earlier, implement ramp up/down
D17_SUn_OffGen_LF_Yr | Lighting | FRACTION | Wknd¦Hol | 2014-01-01 | 2014-12-31 | Constant | 0.145 | [23 empty] | From eQ_Lib.dat in MASControl 2017; set Wknd to baseload, start 2 hours later and end one hour earlier, implement ramp up/down
D17_SUn_OffGen_LF_Yr | Lighting | FRACTION | WntrDsn | 2014-01-01 | 2014-12-31 | Constant | 0 | [23 empty] | From eQ_Lib.dat in MASControl 2017; set Wknd to baseload, start 2 hours later and end one hour earlier, implement ramp up/down
D17_SUn_OffGen_LF_Yr | Lighting | FRACTION | SmrDsn | 2014-01-01 | 2014-12-31 | Constant | 1 | [23 empty] | From eQ_Lib.dat in MASControl 2017; set Wknd to baseload, start 2 hours later and end one hour earlier, implement ramp up/down
D17_SUn_Restrm_CFL_Yr | Lighting | FRACTION | Default¦Wkdy | 2014-01-01 | 2014-12-31 | Hourly | 0.145 | 0.145 | 0.145 | 0.145 | 0.145 | 0.145 | 0.145 | 0.145 | 0.7 | 0.7 | 0.7 | 0.7 | 0.7 | 0.7 | 0.7 | 0.7 | 0.7 | 0.145 | 0.145 | 0.145 | 0.145 | 0.145 | 0.145 | 0.145 | From eQ_Lib.dat in MASControl 2017; set Wknd to baseload, start 2 hours later and end one hour earlier, implement ramp up/down
D17_SUn_Restrm_CFL_Yr | Lighting | FRACTION | Wknd¦Hol | 2014-01-01 | 2014-12-31 | Constant | 0.145 | [23 empty] | From eQ_Lib.dat in MASControl 2017; set Wknd to baseload, start 2 hours later and end one hour earlier, implement ramp up/down
D17_SUn_Restrm_CFL_Yr | Lighting | FRACTION | WntrDsn | 2014-01-01 | 2014-12-31 | Constant | 0 | [23 empty] | From eQ_Lib.dat in MASControl 2017; set Wknd to baseload, start 2 hours later and end one hour earlier, implement ramp up/down
D17_SUn_Restrm_CFL_Yr | Lighting | FRACTION | SmrDsn | 2014-01-01 | 2014-12-31 | Constant | 1 | [23 empty] | From eQ_Lib.dat in MASControl 2017; set Wknd to baseload, start 2 hours later and end one hour earlier, implement ramp up/down
D17_SUn_Restrm_LF_Yr | Lighting | FRACTION | Default¦Wkdy | 2014-01-01 | 2014-12-31 | Hourly | 0.145 | 0.145 | 0.145 | 0.145 | 0.145 | 0.145 | 0.145 | 0.145 | 0.7 | 0.7 | 0.7 | 0.7 | 0.7 | 0.7 | 0.7 | 0.7 | 0.7 | 0.145 | 0.145 | 0.145 | 0.145 | 0.145 | 0.145 | 0.145 | From eQ_Lib.dat in MASControl 2017; set Wknd to baseload, start 2 hours later and end one hour earlier, implement ramp up/down
D17_SUn_Restrm_LF_Yr | Lighting | FRACTION | Wknd¦Hol | 2014-01-01 | 2014-12-31 | Constant | 0.145 | [23 empty] | From eQ_Lib.dat in MASControl 2017; set Wknd to baseload, start 2 hours later and end one hour earlier, implement ramp up/down
D17_SUn_Restrm_LF_Yr | Lighting | FRACTION | WntrDsn | 2014-01-01 | 2014-12-31 | Constant | 0 | [23 empty] | From eQ_Lib.dat in MASControl 2017; set Wknd to baseload, start 2 hours later and end one hour earlier, implement ramp up/down
D17_SUn_Restrm_LF_Yr | Lighting | FRACTION | SmrDsn | 2014-01-01 | 2014-12-31 | Constant | 1 | [23 empty] | From eQ_Lib.dat in MASControl 2017; set Wknd to baseload, start 2 hours later and end one hour earlier, implement ramp up/down
D17_SUn_WHU_CFL_Yr | Lighting | FRACTION | Default¦Wkdy | 2014-01-01 | 2014-12-31 | Hourly | 0.145 | 0.145 | 0.145 | 0.145 | 0.145 | 0.145 | 0.145 | 0.145 | 0.7 | 0.7 | 0.7 | 0.7 | 0.7 | 0.7 | 0.7 | 0.7 | 0.7 | 0.145 | 0.145 | 0.145 | 0.145 | 0.145 | 0.145 | 0.145 | From eQ_Lib.dat in MASControl 2017; set Wknd to baseload, start 2 hours later and end one hour earlier, implement ramp up/down
D17_SUn_WHU_CFL_Yr | Lighting | FRACTION | Wknd¦Hol | 2014-01-01 | 2014-12-31 | Constant | 0.145 | [23 empty] | From eQ_Lib.dat in MASControl 2017; set Wknd to baseload, start 2 hours later and end one hour earlier, implement ramp up/down
D17_SUn_WHU_CFL_Yr | Lighting | FRACTION | WntrDsn | 2014-01-01 | 2014-12-31 | Constant | 0 | [23 empty] | From eQ_Lib.dat in MASControl 2017; set Wknd to baseload, start 2 hours later and end one hour earlier, implement ramp up/down
D17_SUn_WHU_CFL_Yr | Lighting | FRACTION | SmrDsn | 2014-01-01 | 2014-12-31 | Constant | 1 | [23 empty] | From eQ_Lib.dat in MASControl 2017; set Wknd to baseload, start 2 hours later and end one hour earlier, implement ramp up/down
D17_SUn_WHU_HB_Yr | Lighting | FRACTION | Default¦Wkdy | 2014-01-01 | 2014-12-31 | Hourly | 0.145 | 0.145 | 0.145 | 0.145 | 0.145 | 0.145 | 0.145 | 0.145 | 0.7 | 0.7 | 0.7 | 0.7 | 0.7 | 0.7 | 0.7 | 0.7 | 0.7 | 0.145 | 0.145 | 0.145 | 0.145 | 0.145 | 0.145 | 0.145 | From eQ_Lib.dat in MASControl 2017; set Wknd to baseload, start 2 hours later and end one hour earlier, implement ramp up/down
D17_SUn_WHU_HB_Yr | Lighting | FRACTION | Wknd¦Hol | 2014-01-01 | 2014-12-31 | Constant | 0.145 | [23 empty] | From eQ_Lib.dat in MASControl 2017; set Wknd to baseload, start 2 hours later and end one hour earlier, implement ramp up/down
D17_SUn_WHU_HB_Yr | Lighting | FRACTION | WntrDsn | 2014-01-01 | 2014-12-31 | Constant | 0 | [23 empty] | From eQ_Lib.dat in MASControl 2017; set Wknd to baseload, start 2 hours later and end one hour earlier, implement ramp up/down
D17_SUn_WHU_HB_Yr | Lighting | FRACTION | SmrDsn | 2014-01-01 | 2014-12-31 | Constant | 1 | [23 empty] | From eQ_Lib.dat in MASControl 2017; set Wknd to baseload, start 2 hours later and end one hour earlier, implement ramp up/down
D17_SUn_WHU_LF_Yr | Lighting | FRACTION | Default¦Wkdy | 2014-01-01 | 2014-12-31 | Hourly | 0.145 | 0.145 | 0.145 | 0.145 | 0.145 | 0.145 | 0.145 | 0.145 | 0.7 | 0.7 | 0.7 | 0.7 | 0.7 | 0.7 | 0.7 | 0.7 | 0.7 | 0.145 | 0.145 | 0.145 | 0.145 | 0.145 | 0.145 | 0.145 | From eQ_Lib.dat in MASControl 2017; set Wknd to baseload, start 2 hours later and end one hour earlier, implement ramp up/down
D17_SUn_WHU_LF_Yr | Lighting | FRACTION | Wknd¦Hol | 2014-01-01 | 2014-12-31 | Constant | 0.145 | [23 empty] | From eQ_Lib.dat in MASControl 2017; set Wknd to baseload, start 2 hours later and end one hour earlier, implement ramp up/down
D17_SUn_WHU_LF_Yr | Lighting | FRACTION | WntrDsn | 2014-01-01 | 2014-12-31 | Constant | 0 | [23 empty] | From eQ_Lib.dat in MASControl 2017; set Wknd to baseload, start 2 hours later and end one hour earlier, implement ramp up/down
D17_SUn_WHU_LF_Yr | Lighting | FRACTION | SmrDsn | 2014-01-01 | 2014-12-31 | Constant | 1 | [23 empty] | From eQ_Lib.dat in MASControl 2017; set Wknd to baseload, start 2 hours later and end one hour earlier, implement ramp up/down
D17_WRf_IndDock_CFL_Yr | Lighting | FRACTION | SmrDsn | 2014-01-01 | 2014-12-31 | Constant | 1 | [23 empty] | From eQ_Lib.dat in MASControl 2017
D17_WRf_IndDock_CFL_Yr | Lighting | FRACTION | WntrDsn | 2014-01-01 | 2014-12-31 | Constant | 0 | [23 empty] | From eQ_Lib.dat in MASControl 2017
D17_WRf_IndDock_CFL_Yr | Lighting | FRACTION | Default¦Hol | 2014-01-01 | 2014-12-31 | Constant | 0.55 | [23 empty] | From eQ_Lib.dat in MASControl 2017
D17_WRf_IndDock_HB_Yr | Lighting | FRACTION | SmrDsn | 2014-01-01 | 2014-12-31 | Constant | 1 | [23 empty] | From eQ_Lib.dat in MASControl 2017
D17_WRf_IndDock_HB_Yr | Lighting | FRACTION | WntrDsn | 2014-01-01 | 2014-12-31 | Constant | 0 | [23 empty] | From eQ_Lib.dat in MASControl 2017
D17_WRf_IndDock_HB_Yr | Lighting | FRACTION | Default¦Hol | 2014-01-01 | 2014-12-31 | Constant | 0.55 | [23 empty] | From eQ_Lib.dat in MASControl 2017
D17_WRf_IndDock_LF_Yr | Lighting | FRACTION | SmrDsn | 2014-01-01 | 2014-12-31 | Constant | 1 | [23 empty] | From eQ_Lib.dat in MASControl 2017
D17_WRf_IndDock_LF_Yr | Lighting | FRACTION | WntrDsn | 2014-01-01 | 2014-12-31 | Constant | 0 | [23 empty] | From eQ_Lib.dat in MASControl 2017
D17_WRf_IndDock_LF_Yr | Lighting | FRACTION | Default¦Hol | 2014-01-01 | 2014-12-31 | Constant | 0.55 | [23 empty] | From eQ_Lib.dat in MASControl 2017
D17_WRf_Mech_CFL_Yr | Lighting | FRACTION | SmrDsn | 2014-01-01 | 2014-12-31 | Constant | 1 | [23 empty] | From eQ_Lib.dat in MASControl 2017
D17_WRf_Mech_CFL_Yr | Lighting | FRACTION | WntrDsn | 2014-01-01 | 2014-12-31 | Constant | 0 | [23 empty] | From eQ_Lib.dat in MASControl 2017
D17_WRf_Mech_CFL_Yr | Lighting | FRACTION | Default¦Hol | 2014-01-01 | 2014-12-31 | Hourly | 0.15 | 0.15 | 0.15 | 0.15 | 0.15 | 0.15 | 0.15 | 0.7 | 0.7 | 0.7 | 0.7 | 0.7 | 0.7 | 0.7 | 0.7 | 0.7 | 0.7 | 0.7 | 0.15 | 0.15 | 0.15 | 0.15 | 0.15 | 0.15 | From eQ_Lib.dat in MASControl 2017
D17_WRf_Mech_LF_Yr | Lighting | FRACTION | SmrDsn | 2014-01-01 | 2014-12-31 | Constant | 1 | [23 empty] | From eQ_Lib.dat in MASControl 2017
D17_WRf_Mech_LF_Yr | Lighting | FRACTION | WntrDsn | 2014-01-01 | 2014-12-31 | Constant | 0 | [23 empty] | From eQ_Lib.dat in MASControl 2017
D17_WRf_Mech_LF_Yr | Lighting | FRACTION | Default¦Hol | 2014-01-01 | 2014-12-31 | Hourly | 0.15 | 0.15 | 0.15 | 0.15 | 0.15 | 0.15 | 0.15 | 0.7 | 0.7 | 0.7 | 0.7 | 0.7 | 0.7 | 0.7 | 0.7 | 0.7 | 0.7 | 0.7 | 0.15 | 0.15 | 0.15 | 0.15 | 0.15 | 0.15 | From eQ_Lib.dat in MASControl 2017
D17_WRf_OffGen_CFL_Yr | Lighting | FRACTION | SmrDsn | 2014-01-01 | 2014-12-31 | Constant | 1 | [23 empty] | From eQ_Lib.dat in MASControl 2017
D17_WRf_OffGen_CFL_Yr | Lighting | FRACTION | WntrDsn | 2014-01-01 | 2014-12-31 | Constant | 0 | [23 empty] | From eQ_Lib.dat in MASControl 2017
D17_WRf_OffGen_CFL_Yr | Lighting | FRACTION | Default¦Hol | 2014-01-01 | 2014-12-31 | Hourly | 0.15 | 0.15 | 0.15 | 0.15 | 0.15 | 0.15 | 0.15 | 0.7 | 0.7 | 0.7 | 0.7 | 0.7 | 0.7 | 0.7 | 0.7 | 0.7 | 0.7 | 0.7 | 0.15 | 0.15 | 0.15 | 0.15 | 0.15 | 0.15 | From eQ_Lib.dat in MASControl 2017
D17_WRf_OffGen_LF_Yr | Lighting | FRACTION | SmrDsn | 2014-01-01 | 2014-12-31 | Constant | 1 | [23 empty] | From eQ_Lib.dat in MASControl 2017
D17_WRf_OffGen_LF_Yr | Lighting | FRACTION | WntrDsn | 2014-01-01 | 2014-12-31 | Constant | 0 | [23 empty] | From eQ_Lib.dat in MASControl 2017
D17_WRf_OffGen_LF_Yr | Lighting | FRACTION | Default¦Hol | 2014-01-01 | 2014-12-31 | Hourly | 0.15 | 0.15 | 0.15 | 0.15 | 0.15 | 0.15 | 0.15 | 0.7 | 0.7 | 0.7 | 0.7 | 0.7 | 0.7 | 0.7 | 0.7 | 0.7 | 0.7 | 0.7 | 0.15 | 0.15 | 0.15 | 0.15 | 0.15 | 0.15 | From eQ_Lib.dat in MASControl 2017
D17_WRf_Restrm_CFL_Yr | Lighting | FRACTION | SmrDsn | 2014-01-01 | 2014-12-31 | Constant | 1 | [23 empty] | From eQ_Lib.dat in MASControl 2017
D17_WRf_Restrm_CFL_Yr | Lighting | FRACTION | WntrDsn | 2014-01-01 | 2014-12-31 | Constant | 0 | [23 empty] | From eQ_Lib.dat in MASControl 2017
D17_WRf_Restrm_CFL_Yr | Lighting | FRACTION | Default¦Hol | 2014-01-01 | 2014-12-31 | Hourly | 0.15 | 0.15 | 0.15 | 0.15 | 0.15 | 0.15 | 0.15 | 0.7 | 0.7 | 0.7 | 0.7 | 0.7 | 0.7 | 0.7 | 0.7 | 0.7 | 0.7 | 0.7 | 0.15 | 0.15 | 0.15 | 0.15 | 0.15 | 0.15 | From eQ_Lib.dat in MASControl 2017
D17_WRf_Restrm_LF_Yr | Lighting | FRACTION | SmrDsn | 2014-01-01 | 2014-12-31 | Constant | 1 | [23 empty] | From eQ_Lib.dat in MASControl 2017
D17_WRf_Restrm_LF_Yr | Lighting | FRACTION | WntrDsn | 2014-01-01 | 2014-12-31 | Constant | 0 | [23 empty] | From eQ_Lib.dat in MASControl 2017
D17_WRf_Restrm_LF_Yr | Lighting | FRACTION | Default¦Hol | 2014-01-01 | 2014-12-31 | Hourly | 0.15 | 0.15 | 0.15 | 0.15 | 0.15 | 0.15 | 0.15 | 0.7 | 0.7 | 0.7 | 0.7 | 0.7 | 0.7 | 0.7 | 0.7 | 0.7 | 0.7 | 0.7 | 0.15 | 0.15 | 0.15 | 0.15 | 0.15 | 0.15 | From eQ_Lib.dat in MASControl 2017
D17_WRf_RfgClr_CFL_Yr | Lighting | FRACTION | SmrDsn | 2014-01-01 | 2014-12-31 | Constant | 1 | [23 empty] | From eQ_Lib.dat in MASControl 2017
D17_WRf_RfgClr_CFL_Yr | Lighting | FRACTION | WntrDsn | 2014-01-01 | 2014-12-31 | Constant | 0 | [23 empty] | From eQ_Lib.dat in MASControl 2017
D17_WRf_RfgClr_CFL_Yr | Lighting | FRACTION | Default¦Hol | 2014-01-01 | 2014-12-31 | Constant | 0.55 | [23 empty] | From eQ_Lib.dat in MASControl 2017
D17_WRf_RfgClr_LF_Yr | Lighting | FRACTION | SmrDsn | 2014-01-01 | 2014-12-31 | Constant | 1 | [23 empty] | From eQ_Lib.dat in MASControl 2017
D17_WRf_RfgClr_LF_Yr | Lighting | FRACTION | WntrDsn | 2014-01-01 | 2014-12-31 | Constant | 0 | [23 empty] | From eQ_Lib.dat in MASControl 2017
D17_WRf_RfgClr_LF_Yr | Lighting | FRACTION | Default¦Hol | 2014-01-01 | 2014-12-31 | Constant | 0.55 | [23 empty] | From eQ_Lib.dat in MASControl 2017
D17_WRf_RfgFrz_CFL_Yr | Lighting | FRACTION | SmrDsn | 2014-01-01 | 2014-12-31 | Constant | 1 | [23 empty] | From eQ_Lib.dat in MASControl 2017
D17_WRf_RfgFrz_CFL_Yr | Lighting | FRACTION | WntrDsn | 2014-01-01 | 2014-12-31 | Constant | 0 | [23 empty] | From eQ_Lib.dat in MASControl 2017
D17_WRf_RfgFrz_CFL_Yr | Lighting | FRACTION | Default¦Hol | 2014-01-01 | 2014-12-31 | Constant | 0.55 | [23 empty] | From eQ_Lib.dat in MASControl 2017
D17_WRf_RfgFrz_LF_Yr | Lighting | FRACTION | SmrDsn | 2014-01-01 | 2014-12-31 | Constant | 1 | [23 empty] | From eQ_Lib.dat in MASControl 2017
D17_WRf_RfgFrz_LF_Yr | Lighting | FRACTION | WntrDsn | 2014-01-01 | 2014-12-31 | Constant | 0 | [23 empty] | From eQ_Lib.dat in MASControl 2017
D17_WRf_RfgFrz_LF_Yr | Lighting | FRACTION | Default¦Hol | 2014-01-01 | 2014-12-31 | Constant | 0.55 | [23 empty] | From eQ_Lib.dat in MASControl 2017
DataCenter CLGSETP_SCH | Thermostat Setpoint | C | Default¦WntrDsn¦SmrDsn | 2018-01-01 | 2018-12-31 | Constant | 35
DataCenter Equipment_SCH | Operation |  | Wknd¦Wkdy | 2018-01-01 | 2018-01-31 | Constant | 0.25
DataCenter Equipment_SCH | Operation |  | Wknd¦Wkdy | 2018-02-01 | 2018-02-28 | Constant | 0.5
DataCenter Equipment_SCH | Operation |  | Wknd¦Wkdy | 2018-03-01 | 2018-03-31 | Constant | 0.75
DataCenter Equipment_SCH | Operation |  | Wknd¦Wkdy | 2018-04-01 | 2018-04-30 | Constant | 1
DataCenter Equipment_SCH | Operation |  | Wknd¦Wkdy | 2018-05-01 | 2018-05-31 | Constant | 0.25
DataCenter Equipment_SCH | Operation |  | Wknd¦Wkdy | 2018-06-01 | 2018-06-30 | Constant | 0.5
DataCenter Equipment_SCH | Operation |  | Wknd¦Wkdy | 2018-07-01 | 2018-07-31 | Constant | 0.75
DataCenter Equipment_SCH | Operation |  | Wknd¦Wkdy | 2018-08-01 | 2018-08-31 | Constant | 1
DataCenter Equipment_SCH | Operation |  | Wknd¦Wkdy | 2018-09-01 | 2018-09-30 | Constant | 0.25
DataCenter Equipment_SCH | Operation |  | Wknd¦Wkdy | 2018-10-01 | 2018-10-31 | Constant | 0.5
DataCenter Equipment_SCH | Operation |  | Wknd¦Wkdy | 2018-11-01 | 2018-11-30 | Constant | 0.75
DataCenter Equipment_SCH | Operation |  | Wknd¦Wkdy | 2018-12-01 | 2018-12-31 | Constant | 1
DataCenter Equipment_SCH | Operation |  | Default¦WntrDsn¦SmrDsn | 2018-01-01 | 2018-12-31 | Constant | 1
DataCenter HTGSETP_SCH | Thermostat Setpoint | C | Default¦WntrDsn¦SmrDsn | 2018-01-01 | 2018-12-31 | Constant | 15
DataCenter Humidity Setpoint Schedule | Operation |  | Default¦WntrDsn¦SmrDsn | 2018-01-01 | 2018-12-31 | Constant | 8
DataCenter HVACOperationSchd | Operation |  | Default¦WntrDsn¦SmrDsn | 2018-01-01 | 2018-12-31 | Constant | 1
DataCenter Lighting_SCH | Operation |  | Default | 2018-01-01 | 2018-12-31 | Constant | 1
DataCenter MinOA_MotorizedDamper_Sched | OA Air |  | Default | 2018-01-01 | 2018-12-31 | Constant | 1
DEER Community College Kitchen Exhaust Fan Balance Exhaust Fraction Schedule | Equipment | FRACTION | Default | 2014-01-01 | 2014-12-31 | Constant | 0 | [23 empty] | From DEER Prototype Buildings
DEER Community College Kitchen Exhaust Fan Balance Exhaust Fraction Schedule | Equipment | FRACTION | Wkdy | 2014-01-12 | 2014-04-03 | Hourly | 0 | 0 | 0 | 0 | 0 | 0 | 0 | 1 | 1 | 1 | 1 | 1 | 1 | 1 | 1 | 1 | 1 | 0 | 0 | 0 | 0 | 0 | 0 | 0 | From DEER Prototype Buildings
DEER Community College Kitchen Exhaust Fan Balance Exhaust Fraction Schedule | Equipment | FRACTION | Sat | 2014-01-12 | 2014-04-03 | Hourly | 0 | 0 | 0 | 0 | 0 | 0 | 0 | 0 | 1 | 1 | 0 | 1 | 1 | 0 | 0 | 0 | 0 | 0 | 0 | 0 | 0 | 0 | 0 | 0 | From DEER Prototype Buildings
DEER Community College Kitchen Exhaust Fan Balance Exhaust Fraction Schedule | Equipment | FRACTION | Sun | 2014-01-12 | 2014-04-03 | Constant | 0 | [23 empty] | From DEER Prototype Buildings
DEER Community College Kitchen Exhaust Fan Balance Exhaust Fraction Schedule | Equipment | FRACTION | Wkdy | 2014-04-13 | 2014-05-22 | Hourly | 0 | 0 | 0 | 0 | 0 | 0 | 1 | 1 | 1 | 1 | 1 | 1 | 1 | 1 | 1 | 1 | 1 | 0 | 1 | 0 | 1 | 0 | 0 | 0 | From DEER Prototype Buildings
DEER Community College Kitchen Exhaust Fan Balance Exhaust Fraction Schedule | Equipment | FRACTION | Sat | 2014-04-13 | 2014-05-22 | Hourly | 0 | 0 | 0 | 0 | 0 | 0 | 0 | 1 | 1 | 1 | 1 | 1 | 1 | 0 | 1 | 0 | 0 | 0 | 0 | 0 | 0 | 0 | 0 | 0 | From DEER Prototype Buildings
DEER Community College Kitchen Exhaust Fan Balance Exhaust Fraction Schedule | Equipment | FRACTION | Sun | 2014-04-13 | 2014-05-22 | Constant | 0 | [23 empty] | From DEER Prototype Buildings
DEER Community College Kitchen Exhaust Fan Balance Exhaust Fraction Schedule | Equipment | FRACTION | Wkdy | 2014-06-01 | 2014-08-07 | Hourly | 0 | 0 | 0 | 0 | 0 | 0 | 0 | 1 | 1 | 1 | 1 | 1 | 1 | 0 | 1 | 0 | 1 | 0 | 1 | 0 | 0 | 0 | 0 | 0 | From DEER Prototype Buildings
DEER Community College Kitchen Exhaust Fan Balance Exhaust Fraction Schedule | Equipment | FRACTION | Sat | 2014-06-01 | 2014-08-07 | Hourly | 0 | 0 | 0 | 0 | 0 | 0 | 0 | 1 | 0 | 1 | 0 | 1 | 0 | 1 | 0 | 0 | 0 | 0 | 0 | 0 | 0 | 0 | 0 | 0 | From DEER Prototype Buildings
DEER Community College Kitchen Exhaust Fan Balance Exhaust Fraction Schedule | Equipment | FRACTION | Sun | 2014-06-01 | 2014-08-07 | Constant | 0 | [23 empty] | From DEER Prototype Buildings
DEER Community College Kitchen Exhaust Fan Balance Exhaust Fraction Schedule | Equipment | FRACTION | Wkdy | 2014-08-17 | 2014-12-11 | Hourly | 0 | 0 | 0 | 0 | 0 | 0 | 1 | 1 | 1 | 1 | 1 | 1 | 1 | 1 | 1 | 1 | 1 | 0 | 1 | 0 | 1 | 0 | 0 | 0 | From DEER Prototype Buildings
DEER Community College Kitchen Exhaust Fan Balance Exhaust Fraction Schedule | Equipment | FRACTION | Sat | 2014-08-17 | 2014-12-11 | Hourly | 0 | 0 | 0 | 0 | 0 | 0 | 0 | 1 | 1 | 1 | 1 | 1 | 1 | 0 | 1 | 0 | 0 | 0 | 0 | 0 | 0 | 0 | 0 | 0 | From DEER Prototype Buildings
DEER Community College Kitchen Exhaust Fan Balance Exhaust Fraction Schedule | Equipment | FRACTION | Sun | 2014-08-17 | 2014-12-11 | Constant | 0 | [23 empty] | From DEER Prototype Buildings
DEER Community College Kitchen Exhaust Fan Balance Exhaust Fraction Schedule | Equipment | FRACTION | WntrDsn | 2014-01-01 | 2014-12-31 | Hourly | 0 | 0 | 0 | 0 | 0 | 0 | 1 | 1 | 1 | 1 | 1 | 1 | 1 | 1 | 1 | 1 | 1 | 0 | 0 | 0 | 0 | 0 | 0 | 0 | From DEER Prototype Buildings
DEER Community College Kitchen Exhaust Fan Balance Exhaust Fraction Schedule | Equipment | FRACTION | SmrDsn | 2014-01-01 | 2014-12-31 | Hourly | 0 | 0 | 0 | 0 | 0 | 0 | 1 | 1 | 1 | 1 | 1 | 1 | 1 | 1 | 1 | 1 | 1 | 0 | 0 | 0 | 0 | 0 | 0 | 0 | From DEER Prototype Buildings
DEER Community College Kitchen Exhaust Fan Balance Exhaust Fraction Schedule | Equipment | FRACTION | Hol | 2014-01-01 | 2014-12-31 | Constant | 0 | [23 empty] | From DEER Prototype Buildings
DEER Community College Kitchen Exhaust Fan DCV Schedule | Fan | FRACTION | Default | 2018-01-01 | 2018-01-31 | Constant | 0
DEER Community College Kitchen Exhaust Fan DCV Schedule | Fan | FRACTION | Wkdy | 2018-01-12 | 2018-04-03 | Hourly | 0 | 0 | 0 | 0 | 0 | 0 | 0.83 | 0 | 0 | 0 | 0 | 0.95 | 0.95 | 0.83 | 0.83 | 0.83 | 0.83 | 0.83 | 0.5 | 0.5 | 0.5 | 0.5 | 0 | 0
DEER Community College Kitchen Exhaust Fan DCV Schedule | Fan | FRACTION | Sat | 2018-01-12 | 2018-04-03 | Hourly | 0 | 0 | 0 | 0 | 0 | 0 | 0.83 | 0.83 | 0.83 | 0.83 | 0.83 | 0.9 | 0.9 | 0.83 | 0.83 | 0.83 | 0.83 | 0 | 0 | 0 | 0 | 0 | 0 | 0
DEER Community College Kitchen Exhaust Fan DCV Schedule | Fan | FRACTION | Wkdy | 2018-04-13 | 2018-05-22 | Hourly | 0 | 0 | 0 | 0 | 0 | 0 | 0.83 | 0.9 | 0.9 | 0.83 | 0.83 | 0.95 | 0.95 | 0.83 | 0.83 | 0.83 | 0.83 | 0.83 | 0.5 | 0.5 | 0.5 | 0.5 | 0 | 0
DEER Community College Kitchen Exhaust Fan DCV Schedule | Fan | FRACTION | Sat | 2018-04-13 | 2018-05-22 | Hourly | 0 | 0 | 0 | 0 | 0 | 0 | 0.83 | 0.83 | 0.83 | 0.83 | 0.83 | 0.9 | 0.9 | 0.83 | 0.83 | 0.83 | 0.83 | 0 | 0 | 0 | 0 | 0 | 0 | 0
DEER Community College Kitchen Exhaust Fan DCV Schedule | Fan | FRACTION | Wkdy | 2018-06-01 | 2018-08-07 | Hourly | 0 | 0 | 0 | 0 | 0 | 0 | 0.83 | 0.83 | 0.83 | 0.83 | 0.83 | 0.83 | 0.83 | 0.83 | 0.83 | 0.83 | 0.83 | 0.5 | 0.5 | 0.5 | 0 | 0 | 0 | 0
DEER Community College Kitchen Exhaust Fan DCV Schedule | Fan | FRACTION | Sat | 2018-06-01 | 2018-08-07 | Hourly | 0 | 0 | 0 | 0 | 0 | 0 | 0.83 | 0.83 | 0.83 | 0.83 | 0.83 | 0.83 | 0.83 | 0.83 | 0.83 | 0 | 0 | 0 | 0 | 0 | 0 | 0 | 0 | 0
DEER Community College Kitchen Exhaust Fan DCV Schedule | Fan | FRACTION | Wkdy | 2018-08-17 | 2018-12-11 | Hourly | 0 | 0 | 0 | 0 | 0 | 0 | 0.83 | 0.9 | 0.9 | 0.83 | 0.83 | 0.95 | 0.95 | 0.83 | 0.83 | 0.83 | 0.83 | 0.83 | 0.5 | 0.5 | 0.5 | 0.5 | 0 | 0
DEER Community College Kitchen Exhaust Fan DCV Schedule | Fan | FRACTION | Sat | 2018-08-17 | 2018-12-11 | Hourly | 0 | 0 | 0 | 0 | 0 | 0 | 0.83 | 0.83 | 0.83 | 0.83 | 0.83 | 0.9 | 0.9 | 0.83 | 0.83 | 0.83 | 0.83 | 0 | 0 | 0 | 0 | 0 | 0 | 0
DEER Community College Kitchen Exhaust Fan DCV Schedule | Fan | FRACTION | WntrDsn | 2018-01-01 | 2018-12-31 | Hourly | 0 | 0 | 0 | 0 | 0 | 0 | 0.83 | 0.83 | 0.83 | 0.83 | 0.83 | 0.83 | 0.83 | 0.83 | 0.83 | 0.83 | 0.83 | 0.5 | 0.5 | 0.5 | 0 | 0 | 0 | 0
DEER Community College Kitchen Exhaust Fan DCV Schedule | Fan | FRACTION | SmrDsn | 2018-01-01 | 2018-12-31 | Hourly | 0 | 0 | 0 | 0 | 0 | 0 | 0.83 | 0.9 | 0.9 | 0.83 | 0.83 | 0.95 | 0.95 | 0.83 | 0.83 | 0.83 | 0.83 | 0.83 | 0.5 | 0.5 | 0.5 | 0.5 | 0 | 0
DEER Community College Kitchen Exhaust Fan DCV Schedule | Fan | FRACTION | Hol | 2018-01-01 | 2018-12-31 | Constant | 0
DEER Fast Food Restaurant Kitchen Exhaust Fan Balance Exhaust Fraction Schedule | Equipment | FRACTION | Default¦WntrDsn¦SmrDsn | 2014-01-01 | 2014-12-31 | Hourly | 0 | 0 | 0 | 0 | 0 | 0.2695 | 0.2695 | 0.2695 | 0.2695 | 0.2695 | 0.2695 | 0.2695 | 0.2695 | 0.2695 | 0.2695 | 0.2695 | 0.2695 | 0.2695 | 0.2695 | 0.2695 | 0.2695 | 0.2695 | 0.2695 | 0 | From DEER Prototype Buildings
DEER Fast Food Restaurant Kitchen Exhaust Fan DCV Schedule | Fan | FRACTION | Default¦SmrDsn¦WntrDsn¦Hol | 2018-01-01 | 2018-12-31 | Hourly | 0 | 0 | 0 | 0 | 0 | 0.83 | 0.83 | 0.83 | 0.83 | 0.83 | 0.83 | 0.9 | 1 | 1 | 0.83 | 0.83 | 0.83 | 0.83 | 0.9 | 0.83 | 0.83 | 0.83 | 0.83 | 0.83
DEER Fast Food Restaurant Kitchen Exhaust Fan DCV Schedule | Fan | FRACTION | Wkdy | 2018-01-01 | 2018-12-31 | Hourly | 0 | 0 | 0 | 0 | 0 | 0.83 | 0.83 | 0.83 | 0.83 | 0.83 | 0.83 | 0.9 | 1 | 1 | 0.83 | 0.83 | 0.83 | 0.83 | 0.9 | 0.83 | 0.83 | 0.83 | 0.83 | 0.83
DEER Fast Food Restaurant Kitchen Exhaust Fan DCV Schedule | Fan | FRACTION | Wknd | 2018-01-01 | 2018-12-31 | Hourly | 0 | 0 | 0 | 0 | 0 | 0.83 | 0.83 | 0.83 | 0.83 | 0.83 | 0.9 | 0.9 | 0.9 | 0.9 | 0.83 | 0.83 | 0.83 | 0.83 | 0.9 | 0.9 | 0.83 | 0.83 | 0.83 | 0.83
DEER Fast Food Restaurant Kitchen Exhaust Fan with DCV Balance Exhaust Fraction Schedule | Equipment | FRACTION | Default¦SmrDsn¦WntrDsn¦Hol | 2018-01-01 | 2018-12-31 | Hourly | 0 | 0 | 0 | 0 | 0 | 0.3247 | 0.3247 | 0.3247 | 0.3247 | 0.3247 | 0.3247 | 0.29944 | 0.2695 | 0.2695 | 0.3247 | 0.3247 | 0.3247 | 0.3247 | 0.29944 | 0.3247 | 0.3247 | 0.3247 | 0.3247 | 0
DEER Fast Food Restaurant Kitchen Exhaust Fan with DCV Balance Exhaust Fraction Schedule | Equipment | FRACTION | Wkdy | 2018-01-01 | 2018-12-31 | Hourly | 0 | 0 | 0 | 0 | 0 | 0.3247 | 0.3247 | 0.3247 | 0.3247 | 0.3247 | 0.3247 | 0.29944 | 0.2695 | 0.2695 | 0.3247 | 0.3247 | 0.3247 | 0.3247 | 0.29944 | 0.3247 | 0.3247 | 0.3247 | 0.3247 | 0
DEER Fast Food Restaurant Kitchen Exhaust Fan with DCV Balance Exhaust Fraction Schedule | Equipment | FRACTION | Wknd | 2018-01-01 | 2018-12-31 | Hourly | 0 | 0 | 0 | 0 | 0 | 0.3247 | 0.3247 | 0.3247 | 0.3247 | 0.3247 | 0.29944 | 0.29944 | 0.29944 | 0.29944 | 0.3247 | 0.3247 | 0.3247 | 0.3247 | 0.29944 | 0.29944 | 0.3247 | 0.3247 | 0.3247 | 0
DEER Hospital Kitchen Exhaust Fan Balance Exhaust Fraction Schedule | Equipment | FRACTION | Default¦WntrDsn¦SmrDsn | 2014-01-01 | 2014-12-31 | Hourly | 0 | 0 | 0 | 0 | 0 | 0 | 0 | 0 | 0.404 | 0.404 | 0.404 | 0.404 | 0.404 | 0.404 | 0.404 | 0.404 | 0.404 | 0.404 | 0.404 | 0.404 | 0 | 0 | 0 | 0 | From DEER Prototype Buildings
DEER Hospital Kitchen Exhaust Fan DCV Schedule | Fan | FRACTION | Default¦SmrDsn¦WntrDsn¦Hol | 2018-01-01 | 2018-12-31 | Hourly | 0.83 | 0.83 | 0.83 | 0.83 | 0.83 | 0.83 | 0.83 | 0.83 | 0.9 | 0.9 | 0.9 | 0.83 | 0.83 | 0.9 | 0.9 | 0.9 | 0.9 | 0.83 | 0.83 | 0.83 | 0.83 | 0.83 | 0.83 | 0.83
DEER Hospital Kitchen Exhaust Fan with DCV Balance Exhaust Fraction Schedule | Equipment | FRACTION | Default¦SmrDsn¦WntrDsn¦Hol | 2018-01-01 | 2018-12-31 | Hourly | 0 | 0 | 0 | 0 | 0 | 0 | 0 | 0 | 0.44889 | 0.44889 | 0.44889 | 0.48675 | 0.48675 | 0.44889 | 0.44889 | 0.44889 | 0.44889 | 0.48675 | 0.48675 | 0.48675 | 0 | 0 | 0 | 0
DEER Hotel Kitchen Exhaust Fan Balance Exhaust Fraction Schedule | Equipment | FRACTION | Default¦WntrDsn¦SmrDsn | 2014-01-01 | 2014-12-31 | Hourly | 0 | 0 | 0 | 0 | 0 | 0.1083 | 0.1083 | 0.1083 | 0.1083 | 0.1083 | 0.1083 | 0.1083 | 0.1083 | 0.1083 | 0.1083 | 0.1083 | 0.1083 | 0.1083 | 0.1083 | 0.1083 | 0.1083 | 0.1083 | 0.1083 | 0 | From DEER Prototype Buildings
DEER Hotel Kitchen Exhaust Fan DCV Schedule | Fan | FRACTION | Default¦SmrDsn¦WntrDsn¦Hol | 2018-01-01 | 2018-12-31 | Hourly | 0 | 0 | 0 | 0 | 0 | 0.83 | 0.83 | 0.83 | 0.9 | 0.9 | 0.9 | 0.9 | 0.9 | 0.9 | 0.9 | 0.9 | 0.9 | 0.9 | 0.9 | 0.83 | 0.83 | 0.83 | 0.83 | 0
DEER Hotel Kitchen Exhaust Fan with DCV Balance Exhaust Fraction Schedule | Equipment | FRACTION | Default¦SmrDsn¦WntrDsn¦Hol | 2018-01-01 | 2018-12-31 | Hourly | 0 | 0 | 0 | 0 | 0 | 0.13048 | 0.13048 | 0.13048 | 0.12033 | 0.12033 | 0.12033 | 0.12033 | 0.12033 | 0.12033 | 0.12033 | 0.12033 | 0.12033 | 0.12033 | 0.12033 | 0.13048 | 0.13048 | 0.13048 | 0.13048 | 0
DEER Nursing Home Kitchen Exhaust Fan Balance Exhaust Fraction Schedule | Equipment | FRACTION | Default¦WntrDsn¦SmrDsn | 2014-01-01 | 2014-12-31 | Hourly | 0 | 0 | 0 | 0 | 0 | 0 | 0 | 0 | 1 | 1 | 1 | 1 | 1 | 1 | 1 | 1 | 1 | 1 | 1 | 0 | 0 | 0 | 0 | 0 | From DEER Prototype Buildings
DEER Nursing Home Kitchen Exhaust Fan DCV Schedule | Fan | FRACTION | Default¦SmrDsn¦WntrDsn¦Hol | 2018-01-01 | 2018-12-31 | Hourly | 0.5 | 0.5 | 0.5 | 0.5 | 0.5 | 0.5 | 0.5 | 0.5 | 1 | 1 | 1 | 1 | 1 | 1 | 1 | 1 | 1 | 1 | 1 | 1 | 0.5 | 0.5 | 0.5 | 0.5
DEER Primary School Kitchen Exhaust Fan Balance Exhaust Fraction Schedule | Equipment | FRACTION | Default | 2014-01-01 | 2014-12-31 | Constant | 0 | [23 empty] | From DEER Prototype Buildings
DEER Primary School Kitchen Exhaust Fan Balance Exhaust Fraction Schedule | Equipment | FRACTION | Wkdy | 2014-01-05 | 2014-04-03 | Hourly | 0 | 0 | 0 | 0 | 0 | 0 | 0 | 0 | 0 | 0 | 0 | 0 | 1 | 1 | 0 | 0 | 0 | 0 | 0 | 0 | 0 | 0 | 0 | 0 | From DEER Prototype Buildings
DEER Primary School Kitchen Exhaust Fan Balance Exhaust Fraction Schedule | Equipment | FRACTION | Sat | 2014-01-05 | 2014-04-03 | Hourly | 0 | 0 | 0 | 0 | 0 | 0 | 0 | 0 | 0 | 0 | 0 | 0 | 1 | 0 | 0 | 0 | 0 | 0 | 0 | 0 | 0 | 0 | 0 | 0 | From DEER Prototype Buildings
DEER Primary School Kitchen Exhaust Fan Balance Exhaust Fraction Schedule | Equipment | FRACTION | Sun | 2014-01-05 | 2014-04-03 | Constant | 0 | [23 empty] | From DEER Prototype Buildings
DEER Primary School Kitchen Exhaust Fan Balance Exhaust Fraction Schedule | Equipment | FRACTION | Wkdy | 2014-04-13 | 2014-06-12 | Hourly | 0 | 0 | 0 | 0 | 0 | 0 | 0 | 0 | 0 | 0 | 0 | 1 | 1 | 0 | 0 | 0 | 0 | 0 | 0 | 0 | 0 | 0 | 0 | 0 | From DEER Prototype Buildings
DEER Primary School Kitchen Exhaust Fan Balance Exhaust Fraction Schedule | Equipment | FRACTION | Sat | 2014-04-13 | 2014-06-12 | Hourly | 0 | 0 | 0 | 0 | 0 | 0 | 0 | 0 | 0 | 0 | 0 | 1 | 0 | 0 | 0 | 0 | 0 | 0 | 0 | 0 | 0 | 0 | 0 | 0 | From DEER Prototype Buildings
DEER Primary School Kitchen Exhaust Fan Balance Exhaust Fraction Schedule | Equipment | FRACTION | Sun | 2014-04-13 | 2014-06-12 | Constant | 0 | [23 empty] | From DEER Prototype Buildings
DEER Primary School Kitchen Exhaust Fan Balance Exhaust Fraction Schedule | Equipment | FRACTION | Wkdy | 2014-08-17 | 2014-12-11 | Hourly | 0 | 0 | 0 | 0 | 0 | 0 | 0 | 0 | 0 | 0 | 0 | 1 | 1 | 0 | 0 | 0 | 0 | 0 | 0 | 0 | 0 | 0 | 0 | 0 | From DEER Prototype Buildings
DEER Primary School Kitchen Exhaust Fan Balance Exhaust Fraction Schedule | Equipment | FRACTION | Sat | 2014-08-17 | 2014-12-11 | Hourly | 0 | 0 | 0 | 0 | 0 | 0 | 0 | 0 | 0 | 0 | 0 | 1 | 0 | 0 | 0 | 0 | 0 | 0 | 0 | 0 | 0 | 0 | 0 | 0 | From DEER Prototype Buildings
DEER Primary School Kitchen Exhaust Fan Balance Exhaust Fraction Schedule | Equipment | FRACTION | Sun | 2014-08-17 | 2014-12-11 | Constant | 0 | [23 empty] | From DEER Prototype Buildings
DEER Primary School Kitchen Exhaust Fan Balance Exhaust Fraction Schedule | Equipment | FRACTION | SmrDsn¦WntrDsn | 2014-01-01 | 2014-12-31 | Hourly | 0 | 0 | 0 | 0 | 0 | 0 | 0 | 0 | 0 | 0 | 0 | 1 | 1 | 1 | 0 | 0 | 0 | 0 | 0 | 0 | 0 | 0 | 0 | 0 | From DEER Prototype Buildings
DEER Primary School Kitchen Exhaust Fan Balance Exhaust Fraction Schedule | Equipment | FRACTION | Hol | 2014-01-01 | 2014-12-31 | Constant | 0 | [23 empty] | From DEER Prototype Buildings
DEER Primary School Kitchen Exhaust Fan DCV Schedule | Fan | FRACTION | Default | 2018-01-01 | 2018-01-31 | Constant | 0
DEER Primary School Kitchen Exhaust Fan DCV Schedule | Fan | FRACTION | Wkdy | 2018-01-05 | 2018-04-03 | Hourly | 0 | 0 | 0 | 0 | 0 | 0 | 0 | 0 | 0.9 | 1 | 1 | 1 | 1 | 1 | 1 | 1 | 0.5 | 0.5 | 0.5 | 0 | 0 | 0 | 0 | 0
DEER Primary School Kitchen Exhaust Fan DCV Schedule | Fan | FRACTION | Sat | 2018-01-05 | 2018-04-03 | Hourly | 0 | 0 | 0 | 0 | 0 | 0 | 0 | 0 | 0 | 0.83 | 0.9 | 0.9 | 0.9 | 0.9 | 0.9 | 0.5 | 0.5 | 0 | 0 | 0 | 0 | 0 | 0 | 0
DEER Primary School Kitchen Exhaust Fan DCV Schedule | Fan | FRACTION | Wkdy | 2018-04-13 | 2018-06-12 | Hourly | 0 | 0 | 0 | 0 | 0 | 0 | 0 | 0 | 0.9 | 1 | 1 | 1 | 1 | 1 | 1 | 1 | 0.5 | 0.5 | 0.5 | 0 | 0 | 0 | 0 | 0
DEER Primary School Kitchen Exhaust Fan DCV Schedule | Fan | FRACTION | Sat | 2018-04-13 | 2018-06-12 | Hourly | 0 | 0 | 0 | 0 | 0 | 0 | 0 | 0 | 0 | 0.83 | 0.9 | 0.9 | 0.9 | 0.9 | 0.9 | 0.5 | 0.5 | 0 | 0 | 0 | 0 | 0 | 0 | 0
DEER Primary School Kitchen Exhaust Fan DCV Schedule | Fan | FRACTION | Wkdy | 2018-08-17 | 2018-12-11 | Hourly | 0 | 0 | 0 | 0 | 0 | 0 | 0 | 0 | 0.9 | 1 | 1 | 1 | 1 | 1 | 1 | 1 | 0.5 | 0.5 | 0.5 | 0 | 0 | 0 | 0 | 0
DEER Primary School Kitchen Exhaust Fan DCV Schedule | Fan | FRACTION | Sat | 2018-08-17 | 2018-12-11 | Hourly | 0 | 0 | 0 | 0 | 0 | 0 | 0 | 0 | 0 | 0.83 | 0.9 | 0.9 | 0.9 | 0.9 | 0.9 | 0.5 | 0.5 | 0 | 0 | 0 | 0 | 0 | 0 | 0
DEER Primary School Kitchen Exhaust Fan DCV Schedule | Fan | FRACTION | WntrDsn | 2018-01-01 | 2018-12-31 | Hourly | 0 | 0 | 0 | 0 | 0 | 0 | 0 | 0 | 0.9 | 1 | 1 | 1 | 1 | 1 | 1 | 1 | 0.5 | 0.5 | 0.5 | 0 | 0 | 0 | 0 | 0
DEER Primary School Kitchen Exhaust Fan DCV Schedule | Fan | FRACTION | SmrDsn | 2018-01-01 | 2018-12-31 | Hourly | 0 | 0 | 0 | 0 | 0 | 0 | 0 | 0 | 0.9 | 1 | 1 | 1 | 1 | 1 | 1 | 1 | 0.5 | 0.5 | 0.5 | 0 | 0 | 0 | 0 | 0
DEER Primary School Kitchen Exhaust Fan DCV Schedule | Fan | FRACTION | Hol | 2018-01-01 | 2018-12-31 | Constant | 0
DEER Res Monthly Shade Sched |  | FRACTION | Default¦SmrDsn¦WntrDsn¦Hol | 2014-01-01 | 2014-12-31 | Constant | 0 | [23 empty] | From eQ_Lib.dat in MASControl 2017
DEER Retail Large Kitchen Exhaust Fan Balance Exhaust Fraction Schedule | Equipment | FRACTION | Default¦WntrDsn¦SmrDsn | 2014-01-01 | 2014-12-31 | Hourly | 0 | 0 | 0 | 0 | 0 | 0 | 0 | 0 | 1 | 1 | 1 | 1 | 1 | 1 | 1 | 1 | 1 | 1 | 1 | 1 | 1 | 1 | 0 | 0 | From DEER Prototype Buildings
DEER Retail Large Kitchen Exhaust Fan DCV Schedule | Fan | FRACTION | Default¦SmrDsn¦WntrDsn¦Hol | 2018-01-01 | 2018-12-31 | Hourly | 0 | 0 | 0 | 0 | 0 | 0 | 0 | 0 | 0.83 | 0.9 | 0.9 | 0.9 | 0.9 | 0.9 | 0.9 | 0.9 | 0.9 | 0.83 | 0.83 | 0.5 | 0.5 | 0.5 | 0.5 | 0
DEER Retail Large Kitchen Exhaust Fan DCV Schedule | Fan | FRACTION | Wkdy | 2018-01-01 | 2018-12-31 | Hourly | 0 | 0 | 0 | 0 | 0 | 0 | 0 | 0 | 0.9 | 0.9 | 0.9 | 0.9 | 0.9 | 0.9 | 0.9 | 0.9 | 0.9 | 0.9 | 0.9 | 0.5 | 0.5 | 0.5 | 0.5 | 0.5
DEER Retail Large Kitchen Exhaust Fan DCV Schedule | Fan | FRACTION | Sat | 2018-01-01 | 2018-12-31 | Hourly | 0 | 0 | 0 | 0 | 0 | 0 | 0 | 0 | 0.83 | 0.9 | 0.9 | 0.9 | 0.9 | 0.9 | 0.9 | 0.9 | 0.9 | 0.83 | 0.83 | 0.5 | 0.5 | 0.5 | 0.5 | 0
DEER Retail Large Kitchen Exhaust Fan DCV Schedule | Fan | FRACTION | Sun | 2018-01-01 | 2018-12-31 | Hourly | 0 | 0 | 0 | 0 | 0 | 0 | 0 | 0 | 0.83 | 0.83 | 0.83 | 0.83 | 0.83 | 0.83 | 0.5 | 0.5 | 0.5 | 0.5 | 0.5 | 0.5 | 0.5 | 0.5 | 0.5 | 0
DEER Secondary School Kitchen Exhaust Fan Balance Exhaust Fraction Schedule | Equipment | FRACTION | Default | 2014-01-01 | 2014-12-31 | Constant | 0 | [23 empty] | From DEER Prototype Buildings
DEER Secondary School Kitchen Exhaust Fan Balance Exhaust Fraction Schedule | Equipment | FRACTION | Wkdy | 2014-01-05 | 2014-04-03 | Hourly | 0 | 0 | 0 | 0 | 0 | 0 | 0 | 0 | 1 | 1 | 1 | 1 | 1 | 1 | 1 | 1 | 1 | 1 | 0 | 0 | 0 | 0 | 0 | 0 | From DEER Prototype Buildings
DEER Secondary School Kitchen Exhaust Fan Balance Exhaust Fraction Schedule | Equipment | FRACTION | Sat | 2014-01-05 | 2014-04-03 | Hourly | 0 | 0 | 0 | 0 | 0 | 0 | 0 | 0 | 0 | 0 | 0 | 1 | 1 | 1 | 0 | 0 | 0 | 0 | 0 | 0 | 0 | 0 | 0 | 0 | From DEER Prototype Buildings
DEER Secondary School Kitchen Exhaust Fan Balance Exhaust Fraction Schedule | Equipment | FRACTION | Sun | 2014-01-05 | 2014-04-03 | Constant | 0 | [23 empty] | From DEER Prototype Buildings
DEER Secondary School Kitchen Exhaust Fan Balance Exhaust Fraction Schedule | Equipment | FRACTION | Wkdy | 2014-04-13 | 2014-06-12 | Hourly | 0 | 0 | 0 | 0 | 0 | 0 | 0 | 1 | 1 | 1 | 1 | 1 | 1 | 1 | 1 | 1 | 1 | 1 | 0 | 0 | 0 | 0 | 0 | 0 | From DEER Prototype Buildings
DEER Secondary School Kitchen Exhaust Fan Balance Exhaust Fraction Schedule | Equipment | FRACTION | Sat | 2014-04-13 | 2014-06-12 | Hourly | 0 | 0 | 0 | 0 | 0 | 0 | 0 | 1 | 0 | 1 | 1 | 1 | 1 | 1 | 0 | 1 | 0 | 0 | 0 | 0 | 0 | 0 | 0 | 0 | From DEER Prototype Buildings
DEER Secondary School Kitchen Exhaust Fan Balance Exhaust Fraction Schedule | Equipment | FRACTION | Sun | 2014-04-13 | 2014-06-12 | Constant | 0 | [23 empty] | From DEER Prototype Buildings
DEER Secondary School Kitchen Exhaust Fan Balance Exhaust Fraction Schedule | Equipment | FRACTION | Wkdy | 2014-08-17 | 2014-12-11 | Hourly | 0 | 0 | 0 | 0 | 0 | 0 | 0 | 1 | 1 | 1 | 1 | 1 | 1 | 1 | 1 | 1 | 1 | 1 | 0 | 0 | 0 | 0 | 0 | 0 | From DEER Prototype Buildings
DEER Secondary School Kitchen Exhaust Fan Balance Exhaust Fraction Schedule | Equipment | FRACTION | Sat | 2014-08-17 | 2014-12-11 | Hourly | 0 | 0 | 0 | 0 | 0 | 0 | 0 | 1 | 0 | 1 | 1 | 1 | 1 | 1 | 0 | 1 | 0 | 0 | 0 | 0 | 0 | 0 | 0 | 0 | From DEER Prototype Buildings
DEER Secondary School Kitchen Exhaust Fan Balance Exhaust Fraction Schedule | Equipment | FRACTION | Sun | 2014-08-17 | 2014-12-11 | Constant | 0 | [23 empty] | From DEER Prototype Buildings
DEER Secondary School Kitchen Exhaust Fan Balance Exhaust Fraction Schedule | Equipment | FRACTION | SmrDsn¦WntrDsn | 2014-01-01 | 2014-12-31 | Hourly | 0 | 0 | 0 | 0 | 0 | 0 | 0 | 1 | 1 | 1 | 1 | 1 | 1 | 1 | 1 | 1 | 1 | 1 | 0 | 0 | 0 | 0 | 0 | 0 | From DEER Prototype Buildings
DEER Secondary School Kitchen Exhaust Fan Balance Exhaust Fraction Schedule | Equipment | FRACTION | Hol | 2014-01-01 | 2014-12-31 | Constant | 0 | [23 empty] | From DEER Prototype Buildings
DEER Secondary School Kitchen Exhaust Fan DCV Schedule | Fan | FRACTION | Default | 2018-01-01 | 2018-01-31 | Constant | 0
DEER Secondary School Kitchen Exhaust Fan DCV Schedule | Fan | FRACTION | Default¦Wkdy | 2018-01-05 | 2018-04-03 | Hourly | 0 | 0 | 0 | 0 | 0 | 0 | 0.5 | 0.5 | 0.5 | 0.5 | 0.5 | 1 | 1 | 1 | 1 | 0.5 | 0.5 | 0.5 | 0.5 | 0 | 0 | 0 | 0 | 0
DEER Secondary School Kitchen Exhaust Fan DCV Schedule | Fan | FRACTION | Sat | 2018-01-05 | 2018-04-03 | Hourly | 0 | 0 | 0 | 0 | 0 | 0 | 0.5 | 0.5 | 0.5 | 0.5 | 0.83 | 0.83 | 0.83 | 0.83 | 0.83 | 0.5 | 0.5 | 0 | 0 | 0 | 0 | 0 | 0 | 0
DEER Secondary School Kitchen Exhaust Fan DCV Schedule | Fan | FRACTION | Default¦Wkdy | 2018-04-13 | 2018-06-12 | Hourly | 0 | 0 | 0 | 0 | 0 | 0 | 0.5 | 0.5 | 0.5 | 0.5 | 0.5 | 1 | 1 | 1 | 1 | 0.5 | 0.5 | 0.5 | 0.5 | 0 | 0 | 0 | 0 | 0
DEER Secondary School Kitchen Exhaust Fan DCV Schedule | Fan | FRACTION | Sat | 2018-04-13 | 2018-06-12 | Hourly | 0 | 0 | 0 | 0 | 0 | 0 | 0.5 | 0.5 | 0.5 | 0.5 | 0.83 | 0.83 | 0.83 | 0.83 | 0.83 | 0.5 | 0.5 | 0 | 0 | 0 | 0 | 0 | 0 | 0
DEER Secondary School Kitchen Exhaust Fan DCV Schedule | Fan | FRACTION | Default¦Wkdy | 2018-08-17 | 2018-12-11 | Hourly | 0 | 0 | 0 | 0 | 0 | 0 | 0.5 | 0.5 | 0.5 | 0.5 | 0.5 | 1 | 1 | 1 | 1 | 0.5 | 0.5 | 0.5 | 0.5 | 0 | 0 | 0 | 0 | 0
DEER Secondary School Kitchen Exhaust Fan DCV Schedule | Fan | FRACTION | Sat | 2018-08-17 | 2018-12-11 | Hourly | 0 | 0 | 0 | 0 | 0 | 0 | 0.5 | 0.5 | 0.5 | 0.5 | 0.83 | 0.83 | 0.83 | 0.83 | 0.83 | 0.5 | 0.5 | 0 | 0 | 0 | 0 | 0 | 0 | 0
DEER Secondary School Kitchen Exhaust Fan DCV Schedule | Fan | FRACTION | WntrDsn | 2018-01-01 | 2018-12-31 | Hourly | 0 | 0 | 0 | 0 | 0 | 0 | 0.5 | 0.5 | 0.5 | 0.5 | 0.5 | 1 | 1 | 1 | 1 | 0.5 | 0.5 | 0.5 | 0.5 | 0 | 0 | 0 | 0 | 0
DEER Secondary School Kitchen Exhaust Fan DCV Schedule | Fan | FRACTION | SmrDsn | 2018-01-01 | 2018-12-31 | Hourly | 0 | 0 | 0 | 0 | 0 | 0 | 0.5 | 0.5 | 0.5 | 0.5 | 0.5 | 1 | 1 | 1 | 1 | 0.5 | 0.5 | 0.5 | 0.5 | 0 | 0 | 0 | 0 | 0
DEER Secondary School Kitchen Exhaust Fan DCV Schedule | Fan | FRACTION | Hol | 2018-01-01 | 2018-12-31 | Constant | 0
DEER Sit Down Restaurant Kitchen Exhaust Fan Balance Exhaust Fraction Schedule | Equipment | FRACTION | Default¦WntrDsn¦SmrDsn | 2014-01-01 | 2014-12-31 | Hourly | 0 | 0 | 0 | 0 | 0 | 0 | 0 | 0 | 0 | 0.666 | 0.666 | 0.666 | 0.666 | 0.666 | 0.666 | 0.666 | 0.666 | 0.666 | 0.666 | 0.666 | 0.666 | 0.666 | 0.666 | 0 | From DEER Prototype Buildings
DEER Sit Down Restaurant Kitchen Exhaust Fan DCV Schedule | Fan | FRACTION | Default¦SmrDsn¦WntrDsn¦Hol | 2018-01-01 | 2018-12-31 | Hourly | 0 | 0 | 0 | 0 | 0 | 0 | 0 | 0 | 0 | 0.83 | 0.83 | 0.83 | 0.95 | 0.95 | 0.83 | 0.83 | 0.83 | 0.95 | 1 | 1 | 0.83 | 0.83 | 0.83 | 0
DEER Sit Down Restaurant Kitchen Exhaust Fan DCV Schedule | Fan | FRACTION | Wkdy | 2018-01-01 | 2018-12-31 | Hourly | 0 | 0 | 0 | 0 | 0 | 0 | 0 | 0 | 0 | 0.83 | 0.83 | 0.83 | 0.95 | 0.9 | 0.83 | 0.83 | 0.83 | 0.9 | 0.9 | 0.9 | 0.83 | 0.83 | 0.83 | 0
DEER Sit Down Restaurant Kitchen Exhaust Fan DCV Schedule | Fan | FRACTION | Wknd | 2018-01-01 | 2018-12-31 | Hourly | 0 | 0 | 0 | 0 | 0 | 0 | 0 | 0 | 0 | 0.83 | 0.83 | 0.83 | 0.95 | 0.95 | 0.83 | 0.83 | 0.83 | 0.95 | 1 | 1 | 0.83 | 0.83 | 0.83 | 0
DEER Sit Down Restaurant Kitchen Exhaust Fan with DCV Balance Exhaust Fraction Schedule | Equipment | FRACTION | Default¦SmrDsn¦WntrDsn¦Hol | 2018-01-01 | 2018-12-31 | Hourly | 0 | 0 | 0 | 0 | 0 | 0 | 0 | 0 | 0 | 0.80241 | 0.80241 | 0.80241 | 0.70105 | 0.70105 | 0.80241 | 0.80241 | 0.80241 | 0.70105 | 0.666 | 0.666 | 0.80241 | 0.80241 | 0.80241 | 0
DEER Sit Down Restaurant Kitchen Exhaust Fan with DCV Balance Exhaust Fraction Schedule | Equipment | FRACTION | Wkdy | 2018-01-01 | 2018-12-31 | Hourly | 0 | 0 | 0 | 0 | 0 | 0 | 0 | 0 | 0 | 0.80241 | 0.80241 | 0.80241 | 0.70105 | 0.74 | 0.80241 | 0.80241 | 0.80241 | 0.74 | 0.74 | 0.74 | 0.80241 | 0.80241 | 0.80241 | 0
DEER Sit Down Restaurant Kitchen Exhaust Fan with DCV Balance Exhaust Fraction Schedule | Equipment | FRACTION | Wknd | 2018-01-01 | 2018-12-31 | Hourly | 0 | 0 | 0 | 0 | 0 | 0 | 0 | 0 | 0 | 0.80241 | 0.80241 | 0.80241 | 0.70105 | 0.70105 | 0.80241 | 0.80241 | 0.80241 | 0.70105 | 0.666 | 0.666 | 0.80241 | 0.80241 | 0.80241 | 0
DEER University Kitchen Exhaust Fan Balance Exhaust Fraction Schedule | Equipment | FRACTION | Default | 2014-01-01 | 2014-12-31 | Constant | 0 | [23 empty] | From DEER Prototype Buildings
DEER University Kitchen Exhaust Fan Balance Exhaust Fraction Schedule | Equipment | FRACTION | Wkdy | 2014-01-12 | 2014-04-03 | Hourly | 0 | 0 | 0 | 0 | 0 | 0 | 0.9608 | 0.9608 | 0.9608 | 0.9608 | 0.9608 | 0.9608 | 0.9608 | 0.9608 | 0.9608 | 0.9608 | 0.9608 | 0.9608 | 0.9608 | 0.9608 | 0 | 0 | 0 | 0 | From DEER Prototype Buildings
DEER University Kitchen Exhaust Fan Balance Exhaust Fraction Schedule | Equipment | FRACTION | Wknd | 2014-01-12 | 2014-04-03 | Hourly | 0 | 0 | 0 | 0 | 0 | 0 | 0 | 0.9608 | 0.9608 | 0 | 0.9608 | 0.9608 | 0 | 0 | 0.9608 | 0.9608 | 0.9608 | 0.9608 | 0 | 0 | 0 | 0 | 0 | 0 | From DEER Prototype Buildings
DEER University Kitchen Exhaust Fan Balance Exhaust Fraction Schedule | Equipment | FRACTION | Wkdy | 2014-04-13 | 2014-05-22 | Hourly | 0 | 0 | 0 | 0 | 0 | 0 | 0.9608 | 0.9608 | 0.9608 | 0.9608 | 0.9608 | 0.9608 | 0.9608 | 0.9608 | 0.9608 | 0.9608 | 0.9608 | 0.9608 | 0.9608 | 0 | 0 | 0 | 0 | 0 | From DEER Prototype Buildings
DEER University Kitchen Exhaust Fan Balance Exhaust Fraction Schedule | Equipment | FRACTION | Wknd | 2014-04-13 | 2014-05-22 | Hourly | 0 | 0 | 0 | 0 | 0 | 0 | 0 | 0.9608 | 0.9608 | 0 | 0.9608 | 0.9608 | 0 | 0 | 0.9608 | 0.9608 | 0.9608 | 0.9608 | 0 | 0 | 0 | 0 | 0 | 0 | From DEER Prototype Buildings
DEER University Kitchen Exhaust Fan Balance Exhaust Fraction Schedule | Equipment | FRACTION | Wkdy | 2014-06-01 | 2014-08-07 | Hourly | 0 | 0 | 0 | 0 | 0 | 0 | 0.9608 | 0.9608 | 0.9608 | 0.9608 | 0.9608 | 0.9608 | 0.9608 | 0.9608 | 0.9608 | 0.9608 | 0.9608 | 0.9608 | 0.9608 | 0 | 0 | 0 | 0 | 0 | From DEER Prototype Buildings
DEER University Kitchen Exhaust Fan Balance Exhaust Fraction Schedule | Equipment | FRACTION | Wknd | 2014-06-01 | 2014-08-07 | Hourly | 0 | 0 | 0 | 0 | 0 | 0 | 0 | 0.9608 | 0 | 0.9608 | 0.9608 | 0.9608 | 0.9608 | 0 | 0 | 0 | 0 | 0 | 0 | 0 | 0 | 0 | 0 | 0 | From DEER Prototype Buildings
DEER University Kitchen Exhaust Fan Balance Exhaust Fraction Schedule | Equipment | FRACTION | Wkdy | 2014-08-17 | 2014-12-11 | Hourly | 0 | 0 | 0 | 0 | 0 | 0 | 0.9608 | 0.9608 | 0.9608 | 0.9608 | 0.9608 | 0.9608 | 0.9608 | 0.9608 | 0.9608 | 0.9608 | 0.9608 | 0.9608 | 0.9608 | 0.9608 | 0 | 0 | 0 | 0 | From DEER Prototype Buildings
DEER University Kitchen Exhaust Fan Balance Exhaust Fraction Schedule | Equipment | FRACTION | Wknd | 2014-08-17 | 2014-12-11 | Hourly | 0 | 0 | 0 | 0 | 0 | 0 | 0 | 0.9608 | 0.9608 | 0 | 0.9608 | 0.9608 | 0 | 0 | 0.9608 | 0.9608 | 0.9608 | 0.9608 | 0 | 0 | 0 | 0 | 0 | 0 | From DEER Prototype Buildings
DEER University Kitchen Exhaust Fan Balance Exhaust Fraction Schedule | Equipment | FRACTION | WntrDsn | 2014-01-01 | 2014-12-31 | Hourly | 0 | 0 | 0 | 0 | 0 | 0 | 0.9608 | 0.9608 | 0.9608 | 0.9608 | 0.9608 | 0.9608 | 0.9608 | 0.9608 | 0.9608 | 0.9608 | 0.9608 | 0.9608 | 0.9608 | 0.9608 | 0 | 0 | 0 | 0 | From DEER Prototype Buildings
DEER University Kitchen Exhaust Fan Balance Exhaust Fraction Schedule | Equipment | FRACTION | SmrDsn | 2014-01-01 | 2014-12-31 | Hourly | 0 | 0 | 0 | 0 | 0 | 0 | 0.9608 | 0.9608 | 0.9608 | 0.9608 | 0.9608 | 0.9608 | 0.9608 | 0.9608 | 0.9608 | 0.9608 | 0.9608 | 0.9608 | 0.9608 | 0.9608 | 0 | 0 | 0 | 0 | From DEER Prototype Buildings
DEER University Kitchen Exhaust Fan Balance Exhaust Fraction Schedule | Equipment | FRACTION | Hol | 2014-01-01 | 2014-12-31 | Hourly | 0 | 0 | 0 | 0 | 0 | 0 | 0 | 0 | 0.9608 | 0.9608 | 0.9608 | 0.9608 | 0.9608 | 0.9608 | 0.9608 | 0 | 0 | 0 | 0 | 0 | 0 | 0 | 0 | 0 | From DEER Prototype Buildings
DEER University Kitchen Exhaust Fan DCV Schedule | Fan | FRACTION | Default | 2018-01-01 | 2018-01-11 | Constant | 0
DEER University Kitchen Exhaust Fan DCV Schedule | Fan | FRACTION | Wkdy | 2018-01-12 | 2018-04-03 | Hourly | 0 | 0 | 0 | 0 | 0 | 0 | 0.83 | 0.83 | 0.83 | 0.83 | 0.83 | 0.95 | 0.95 | 0.83 | 0.83 | 0.9 | 0.95 | 0.95 | 0.83 | 0.83 | 0.5 | 0.5 | 0 | 0
DEER University Kitchen Exhaust Fan DCV Schedule | Fan | FRACTION | Wknd | 2018-01-12 | 2018-04-03 | Hourly | 0 | 0 | 0 | 0 | 0 | 0 | 0 | 0 | 0.83 | 0.83 | 0.83 | 0.9 | 0.9 | 0.83 | 0.83 | 0.83 | 0.9 | 0.9 | 0.83 | 0 | 0 | 0 | 0 | 0
DEER University Kitchen Exhaust Fan DCV Schedule | Fan | FRACTION | Wkdy | 2018-04-13 | 2018-05-22 | Hourly | 0 | 0 | 0 | 0 | 0 | 0 | 0.83 | 0.83 | 0.83 | 0.83 | 0.83 | 0.95 | 0.95 | 0.83 | 0.83 | 0.9 | 0.95 | 0.95 | 0.83 | 0.83 | 0.5 | 0.5 | 0 | 0
DEER University Kitchen Exhaust Fan DCV Schedule | Fan | FRACTION | Wknd | 2018-04-13 | 2018-05-22 | Hourly | 0 | 0 | 0 | 0 | 0 | 0 | 0 | 0 | 0.83 | 0.83 | 0.83 | 0.9 | 0.9 | 0.83 | 0.83 | 0.83 | 0.9 | 0.9 | 0.83 | 0 | 0 | 0 | 0 | 0
DEER University Kitchen Exhaust Fan DCV Schedule | Fan | FRACTION | Wkdy | 2018-06-01 | 2018-08-07 | Hourly | 0 | 0 | 0 | 0 | 0 | 0 | 0.83 | 0.83 | 0.83 | 0.83 | 0.83 | 0.83 | 0.83 | 0.83 | 0.83 | 0.83 | 0.83 | 0.83 | 0.83 | 0.83 | 0.5 | 0 | 0 | 0
DEER University Kitchen Exhaust Fan DCV Schedule | Fan | FRACTION | Wknd | 2018-06-01 | 2018-08-07 | Hourly | 0 | 0 | 0 | 0 | 0 | 0 | 0 | 0 | 0.83 | 0.83 | 0.83 | 0.83 | 0.83 | 0.83 | 0.83 | 0 | 0 | 0 | 0 | 0 | 0 | 0 | 0 | 0
DEER University Kitchen Exhaust Fan DCV Schedule | Fan | FRACTION | Wkdy | 2018-08-17 | 2018-12-11 | Hourly | 0 | 0 | 0 | 0 | 0 | 0 | 0.83 | 0.83 | 0.83 | 0.83 | 0.83 | 0.95 | 0.95 | 0.83 | 0.83 | 0.9 | 0.95 | 0.95 | 0.83 | 0.83 | 0.5 | 0.5 | 0 | 0
DEER University Kitchen Exhaust Fan DCV Schedule | Fan | FRACTION | Wknd | 2018-08-17 | 2018-12-11 | Hourly | 0 | 0 | 0 | 0 | 0 | 0 | 0 | 0 | 0.83 | 0.83 | 0.83 | 0.9 | 0.9 | 0.83 | 0.83 | 0.83 | 0.9 | 0.9 | 0.83 | 0 | 0 | 0 | 0 | 0
DEER University Kitchen Exhaust Fan DCV Schedule | Fan | FRACTION | WntrDsn | 2018-01-01 | 2018-12-31 | Hourly | 0 | 0 | 0 | 0 | 0 | 0 | 0.83 | 0.83 | 0.83 | 0.83 | 0.83 | 0.83 | 0.83 | 0.83 | 0.83 | 0.83 | 0.83 | 0.83 | 0.83 | 0.83 | 0.5 | 0 | 0 | 0
DEER University Kitchen Exhaust Fan DCV Schedule | Fan | FRACTION | SmrDsn | 2018-01-01 | 2018-12-31 | Hourly | 0 | 0 | 0 | 0 | 0 | 0 | 0.83 | 0.83 | 0.83 | 0.83 | 0.83 | 0.95 | 0.95 | 0.83 | 0.83 | 0.9 | 0.95 | 0.95 | 0.83 | 0.83 | 0.5 | 0.5 | 0 | 0
DEER University Kitchen Exhaust Fan DCV Schedule | Fan | FRACTION | Hol | 2018-01-01 | 2018-12-31 | Hourly | 0 | 0 | 0 | 0 | 0 | 0 | 0 | 0 | 0.83 | 0.83 | 0.83 | 0.83 | 0.83 | 0.83 | 0.83 | 0 | 0 | 0 | 0 | 0 | 0 | 0 | 0 | 0
DEER University Kitchen Exhaust Fan with DCV Balance Exhaust Fraction Schedule | Equipment | FRACTION | Default | 2018-01-01 | 2018-01-11 | Constant | 0
DEER University Kitchen Exhaust Fan with DCV Balance Exhaust Fraction Schedule | Equipment | FRACTION | Wkdy | 2018-01-12 | 2018-04-03 | Hourly | 0 | 0 | 0 | 0 | 0 | 0 | 1 | 1 | 1 | 1 | 1 | 1 | 1 | 1 | 1 | 1 | 1 | 1 | 1 | 1 | 0 | 0 | 0 | 0
DEER University Kitchen Exhaust Fan with DCV Balance Exhaust Fraction Schedule | Equipment | FRACTION | Wknd | 2018-01-12 | 2018-04-03 | Hourly | 0 | 0 | 0 | 0 | 0 | 0 | 0 | 0 | 1 | 0 | 1 | 1 | 0 | 0 | 1 | 1 | 1 | 1 | 0 | 0 | 0 | 0 | 0 | 0
DEER University Kitchen Exhaust Fan with DCV Balance Exhaust Fraction Schedule | Equipment | FRACTION | Wkdy | 2018-04-13 | 2018-05-22 | Hourly | 0 | 0 | 0 | 0 | 0 | 0 | 1 | 1 | 1 | 1 | 1 | 1 | 1 | 1 | 1 | 1 | 1 | 1 | 1 | 0 | 0 | 0 | 0 | 0
DEER University Kitchen Exhaust Fan with DCV Balance Exhaust Fraction Schedule | Equipment | FRACTION | Wknd | 2018-04-13 | 2018-05-22 | Hourly | 0 | 0 | 0 | 0 | 0 | 0 | 0 | 0 | 1 | 0 | 1 | 1 | 0 | 0 | 1 | 1 | 1 | 1 | 0 | 0 | 0 | 0 | 0 | 0
DEER University Kitchen Exhaust Fan with DCV Balance Exhaust Fraction Schedule | Equipment | FRACTION | Wkdy | 2018-06-01 | 2018-08-07 | Hourly | 0 | 0 | 0 | 0 | 0 | 0 | 1 | 1 | 1 | 1 | 1 | 1 | 1 | 1 | 1 | 1 | 1 | 1 | 1 | 0 | 0 | 0 | 0 | 0
DEER University Kitchen Exhaust Fan with DCV Balance Exhaust Fraction Schedule | Equipment | FRACTION | Wknd | 2018-06-01 | 2018-08-07 | Hourly | 0 | 0 | 0 | 0 | 0 | 0 | 0 | 0 | 0 | 1 | 1 | 1 | 1 | 0 | 0 | 0 | 0 | 0 | 0 | 0 | 0 | 0 | 0 | 0
DEER University Kitchen Exhaust Fan with DCV Balance Exhaust Fraction Schedule | Equipment | FRACTION | Wkdy | 2018-08-17 | 2018-12-11 | Hourly | 0 | 0 | 0 | 0 | 0 | 0 | 1 | 1 | 1 | 1 | 1 | 1 | 1 | 1 | 1 | 1 | 1 | 1 | 1 | 1 | 0 | 0 | 0 | 0
DEER University Kitchen Exhaust Fan with DCV Balance Exhaust Fraction Schedule | Equipment | FRACTION | Wknd | 2018-08-17 | 2018-12-11 | Hourly | 0 | 0 | 0 | 0 | 0 | 0 | 0 | 0 | 1 | 0 | 1 | 1 | 0 | 0 | 1 | 1 | 1 | 1 | 0 | 0 | 0 | 0 | 0 | 0
DEER University Kitchen Exhaust Fan with DCV Balance Exhaust Fraction Schedule | Equipment | FRACTION | WntrDsn | 2018-01-01 | 2018-12-31 | Hourly | 0 | 0 | 0 | 0 | 0 | 0 | 1 | 1 | 1 | 1 | 1 | 1 | 1 | 1 | 1 | 1 | 1 | 1 | 1 | 1 | 0 | 0 | 0 | 0
DEER University Kitchen Exhaust Fan with DCV Balance Exhaust Fraction Schedule | Equipment | FRACTION | SmrDsn | 2018-01-01 | 2018-12-31 | Hourly | 0 | 0 | 0 | 0 | 0 | 0 | 1 | 1 | 1 | 1 | 1 | 1 | 1 | 1 | 1 | 1 | 1 | 1 | 1 | 1 | 0 | 0 | 0 | 0
DEER University Kitchen Exhaust Fan with DCV Balance Exhaust Fraction Schedule | Equipment | FRACTION | Hol | 2018-01-01 | 2018-12-31 | Hourly | 0 | 0 | 0 | 0 | 0 | 0 | 0 | 0 | 1 | 1.1576 | 1.1576 | 1.1576 | 1.1576 | 1.1576 | 1.1576 | 0 | 0 | 0 | 0 | 0 | 0 | 0 | 0 | 0
defr_wi_sched |  |  | Default | 2014-01-01 | 2014-12-31 | Hourly | 0 | 0 | 0 | 0 | 0 | 0 | 0 | 0 | 0 | 0 | 0 | 1 | 0 | 0 | 0 | 0 | 0 | 0 | 0 | 0 | 0 | 0 | 0 | 1
door_wi_sched |  |  | Default | 2014-01-01 | 2014-12-31 | Hourly | 0 | 0 | 0 | 0 | 0 | 0 | 0.0625 | 0.0625 | 0.0625 | 0.0625 | 0.0625 | 0.0625 | 0.0625 | 0.0625 | 0.0625 | 0.0625 | 0.0625 | 0.0625 | 0.0625 | 0.0625 | 0.0625 | 0.0625 | 0 | 0
FullServiceRestaurant Activity | Activity | W | Default¦WntrDsn¦SmrDsn | 2014-01-01 | 2014-12-31 | Constant | 120 | [23 empty] | From DOE Reference Buildings
FullServiceRestaurant Bldg Equip | Equipment |  | Default¦Sun¦Wkdy | 2014-01-01 | 2014-12-31 | Hourly | 0.1 | 0.1 | 0.1 | 0.1 | 0.1 | 0.1 | 0.25 | 0.35 | 0.35 | 0.25 | 0.35 | 0.35 | 0.35 | 0.25 | 0.25 | 0.25 | 0.35 | 0.35 | 0.35 | 0.25 | 0.25 | 0.25 | 0.25 | 0.25 | From DOE Reference Buildings
FullServiceRestaurant Bldg Equip | Equipment |  | WntrDsn | 2014-01-01 | 2014-12-31 | Constant | 0 | [23 empty] | From DOE Reference Buildings
FullServiceRestaurant Bldg Equip | Equipment |  | SmrDsn | 2014-01-01 | 2014-12-31 | Constant | 0.35 | [23 empty] | From DOE Reference Buildings
FullServiceRestaurant Bldg Light | Lighting |  | Default | 2014-01-01 | 2014-12-31 | Hourly | 0.45 | 0.15 | 0.15 | 0.15 | 0.15 | 0.45 | 0.9 | 0.9 | 0.9 | 0.9 | 0.9 | 0.9 | 0.9 | 0.9 | 0.9 | 0.9 | 0.9 | 0.9 | 0.9 | 0.9 | 0.9 | 0.9 | 0.9 | 0.9 | From DOE Reference Buildings
FullServiceRestaurant Bldg Light | Lighting |  | WntrDsn | 2014-01-01 | 2014-12-31 | Constant | 0 | [23 empty] | From DOE Reference Buildings
FullServiceRestaurant Bldg Light | Lighting |  | SmrDsn | 2014-01-01 | 2014-12-31 | Constant | 1 | [23 empty] | From DOE Reference Buildings
FullServiceRestaurant Bldg Occ | Occupancy |  | Default | 2014-01-01 | 2014-12-31 | Hourly | 0.05 | 0 | 0 | 0 | 0 | 0.05 | 0.1 | 0.4 | 0.4 | 0.4 | 0.2 | 0.5 | 0.8 | 0.7 | 0.4 | 0.2 | 0.25 | 0.5 | 0.8 | 0.8 | 0.8 | 0.5 | 0.35 | 0.2 | From DOE Reference Buildings
FullServiceRestaurant Bldg Occ | Occupancy |  | WntrDsn | 2014-01-01 | 2014-12-31 | Constant | 0 | [23 empty] | From DOE Reference Buildings
FullServiceRestaurant Bldg Occ | Occupancy |  | SmrDsn | 2014-01-01 | 2014-12-31 | Constant | 1 | [23 empty] | From DOE Reference Buildings
FullServiceRestaurant Bldg Occ | Occupancy |  | Sun | 2014-01-01 | 2014-12-31 | Hourly | 0.05 | 0 | 0 | 0 | 0 | 0 | 0.05 | 0.5 | 0.5 | 0.2 | 0.2 | 0.3 | 0.5 | 0.5 | 0.3 | 0.2 | 0.25 | 0.35 | 0.55 | 0.65 | 0.7 | 0.35 | 0.2 | 0.2 | From DOE Reference Buildings
FullServiceRestaurant Bldg Occ | Occupancy |  | Sat | 2014-01-01 | 2014-12-31 | Hourly | 0.05 | 0 | 0 | 0 | 0 | 0 | 0.05 | 0.5 | 0.5 | 0.4 | 0.2 | 0.45 | 0.5 | 0.5 | 0.35 | 0.3 | 0.3 | 0.3 | 0.7 | 0.9 | 0.7 | 0.65 | 0.55 | 0.35 | From DOE Reference Buildings
FullServiceRestaurant Bldg Swh | Service Water Heating |  | Default¦SmrDsn | 2014-01-01 | 2014-12-31 | Hourly | 0.2 | 0 | 0 | 0 | 0 | 0 | 0.15 | 0.6 | 0.55 | 0.45 | 0.4 | 0.45 | 0.4 | 0.35 | 0.3 | 0.3 | 0.3 | 0.4 | 0.55 | 0.6 | 0.5 | 0.55 | 0.45 | 0.25 | From DOE Reference Buildings
FullServiceRestaurant Bldg Swh | Service Water Heating |  | WntrDsn¦Sat | 2014-01-01 | 2014-12-31 | Hourly | 0.2 | 0 | 0 | 0 | 0 | 0 | 0.15 | 0.15 | 0.15 | 0.5 | 0.45 | 0.5 | 0.5 | 0.45 | 0.4 | 0.4 | 0.35 | 0.4 | 0.55 | 0.55 | 0.5 | 0.55 | 0.4 | 0.3 | From DOE Reference Buildings
FullServiceRestaurant Bldg Swh | Service Water Heating |  | Sun | 2014-01-01 | 2014-12-31 | Hourly | 0.25 | 0 | 0 | 0 | 0 | 0 | 0.15 | 0.15 | 0.15 | 0.15 | 0.5 | 0.5 | 0.4 | 0.4 | 0.3 | 0.3 | 0.3 | 0.4 | 0.5 | 0.5 | 0.4 | 0.5 | 0.4 | 0.2 | From DOE Reference Buildings
FullServiceRestaurant ClgSetp | Thermostat Setpoint | C | Default¦SmrDsn | 2014-01-01 | 2014-12-31 | Hourly | 24 | 30 | 30 | 30 | 30 | 24 | 24 | 24 | 24 | 24 | 24 | 24 | 24 | 24 | 24 | 24 | 24 | 24 | 24 | 24 | 24 | 24 | 24 | 24 | From DOE Reference Buildings
FullServiceRestaurant ClgSetp | Thermostat Setpoint | C | WntrDsn | 2014-01-01 | 2014-12-31 | Constant | 30 | [23 empty] | From DOE Reference Buildings
FullServiceRestaurant ClgSetp Kitchen | Thermostat Setpoint | C | Default¦SmrDsn | 2014-01-01 | 2014-12-31 | Hourly | 26 | 30 | 30 | 30 | 30 | 26 | 26 | 26 | 26 | 26 | 26 | 26 | 26 | 26 | 26 | 26 | 26 | 26 | 26 | 26 | 26 | 26 | 26 | 26 | From DOE Reference Buildings
FullServiceRestaurant ClgSetp Kitchen | Thermostat Setpoint | C | WntrDsn | 2014-01-01 | 2014-12-31 | Constant | 30 | [23 empty] | From DOE Reference Buildings
FullServiceRestaurant Clothing | Clothing |  | Default¦WntrDsn | 2014-01-01 | 2014-12-31 | Constant | 1 | [23 empty] | From DOE Reference Buildings
FullServiceRestaurant Clothing | Clothing |  | SmrDsn | 2014-01-01 | 2014-12-31 | Constant | 0.5 | [23 empty] | From DOE Reference Buildings
FullServiceRestaurant Clothing | Clothing |  | Wknd¦Wkdy | 2014-10-01 | 2014-12-31 | Constant | 1 | [23 empty] | From DOE Reference Buildings
FullServiceRestaurant Clothing | Clothing |  | Wknd¦Wkdy | 2014-05-01 | 2014-09-30 | Constant | 0.5 | [23 empty] | From DOE Reference Buildings
FullServiceRestaurant Gas Equip | Equipment |  | Default¦Sun | 2014-01-01 | 2014-12-31 | Hourly | 0.02 | 0.02 | 0.02 | 0.02 | 0.02 | 0.05 | 0.1 | 0.15 | 0.2 | 0.15 | 0.25 | 0.25 | 0.25 | 0.2 | 0.15 | 0.2 | 0.3 | 0.3 | 0.3 | 0.2 | 0.2 | 0.15 | 0.1 | 0.05 | From DOE Reference Buildings
FullServiceRestaurant Gas Equip | Equipment |  | WntrDsn | 2014-01-01 | 2014-12-31 | Constant | 0 | [23 empty] | From DOE Reference Buildings
FullServiceRestaurant Gas Equip | Equipment |  | SmrDsn | 2014-01-01 | 2014-12-31 | Constant | 0.25 | [23 empty] | From DOE Reference Buildings
FullServiceRestaurant HtgSetp | Thermostat Setpoint | C | Default | 2014-01-01 | 2014-12-31 | Hourly | 21 | 15.6 | 15.6 | 15.6 | 15.6 | 21 | 21 | 21 | 21 | 21 | 21 | 21 | 21 | 21 | 21 | 21 | 21 | 21 | 21 | 21 | 21 | 21 | 21 | 21 | From DOE Reference Buildings
FullServiceRestaurant HtgSetp | Thermostat Setpoint | C | WntrDsn | 2014-01-01 | 2014-12-31 | Constant | 21 | [23 empty] | From DOE Reference Buildings
FullServiceRestaurant HtgSetp | Thermostat Setpoint | C | SmrDsn | 2014-01-01 | 2014-12-31 | Constant | 15.6 | [23 empty] | From DOE Reference Buildings
FullServiceRestaurant HtgSetp Kitchen | Thermostat Setpoint | C | Default | 2014-01-01 | 2014-12-31 | Hourly | 19 | 15.6 | 15.6 | 15.6 | 15.6 | 19 | 19 | 19 | 19 | 19 | 19 | 19 | 19 | 19 | 19 | 19 | 19 | 19 | 19 | 19 | 19 | 19 | 19 | 19 | From DOE Reference Buildings
FullServiceRestaurant HtgSetp Kitchen | Thermostat Setpoint | C | WntrDsn | 2014-01-01 | 2014-12-31 | Constant | 19 | [23 empty] | From DOE Reference Buildings
FullServiceRestaurant HtgSetp Kitchen | Thermostat Setpoint | C | SmrDsn | 2014-01-01 | 2014-12-31 | Constant | 15.6 | [23 empty] | From DOE Reference Buildings
FullServiceRestaurant Infil Half On | Infiltration |  | Default¦WntrDsn¦SmrDsn¦Sun¦Sat | 2014-01-01 | 2014-12-31 | Hourly | 1 | 1 | 1 | 1 | 1 | 0.5 | 0.5 | 0.5 | 0.5 | 0.5 | 0.5 | 0.5 | 0.5 | 0.5 | 0.5 | 0.5 | 0.5 | 0.5 | 0.5 | 0.5 | 0.5 | 0.5 | 0.5 | 0.5 | From DOE Reference Buildings
FullServiceRestaurant Work Eff | Unknown |  | Default¦WntrDsn¦SmrDsn | 2014-01-01 | 2014-12-31 | Constant | 0 | [23 empty] | From DOE Reference Buildings
Hospital Activity | Activity | W | Default¦WntrDsn¦SmrDsn | 2014-01-01 | 2014-12-31 | Constant | 120 | [23 empty] | From DOE Reference Buildings
Hospital ACTIVITY_SCH | Activity | W | Default¦WntrDsn¦SmrDsn | 2014-01-01 | 2014-12-31 | Constant | 120 | [23 empty] | From DOE Prototype Buildings
Hospital Admin Equipment | Equipment |  | Default¦WntrDsn¦SmrDsn¦Sun¦Sat | 2014-01-01 | 2014-12-31 | Hourly | 0.3 | 0.3 | 0.3 | 0.3 | 0.5 | 0.5 | 1 | 1 | 1 | 1 | 1 | 1 | 1 | 1 | 1 | 1 | 1 | 1 | 0.5 | 0.5 | 0.3 | 0.3 | 0.3 | 0.3 | From DOE Reference Buildings
Hospital Admin Equipment | Equipment |  | Sat | 2014-01-01 | 2014-12-31 | Hourly | 0.3 | 0.3 | 0.3 | 0.3 | 0.3 | 0.3 | 0.3 | 0.5 | 0.5 | 0.8 | 0.8 | 0.8 | 0.8 | 0.8 | 0.8 | 0.5 | 0.5 | 0.5 | 0.5 | 0.5 | 0.3 | 0.3 | 0.3 | 0.3
Hospital Admin Equipment | Equipment |  | Sun | 2014-01-01 | 2014-12-31 | Hourly | 0.3 | 0.3 | 0.3 | 0.3 | 0.3 | 0.3 | 0.3 | 0.3 | 0.5 | 0.5 | 0.5 | 0.5 | 0.5 | 0.5 | 0.5 | 0.5 | 0.5 | 0.3 | 0.3 | 0.3 | 0.3 | 0.3 | 0.3 | 0.3
Hospital Admin Light | Lighting |  | Default¦WntrDsn¦SmrDsn¦Sun¦Sat | 2014-01-01 | 2014-12-31 | Hourly | 0.1 | 0.1 | 0.1 | 0.1 | 0.3 | 0.3 | 0.6 | 0.9 | 0.9 | 0.9 | 0.9 | 0.9 | 0.9 | 0.9 | 0.9 | 0.9 | 0.9 | 0.9 | 0.6 | 0.6 | 0.6 | 0.3 | 0.3 | 0.1 | From DOE Reference Buildings
Hospital Admin Light | Lighting |  | Sat | 2014-01-01 | 2014-12-31 | Hourly | 0.1 | 0.1 | 0.1 | 0.1 | 0.1 | 0.1 | 0.1 | 0.3 | 0.3 | 0.3 | 0.4 | 0.4 | 0.4 | 0.4 | 0.4 | 0.3 | 0.3 | 0.3 | 0.3 | 0.3 | 0.1 | 0.1 | 0.1 | 0.1
Hospital Admin Light | Lighting |  | Sun | 2014-01-01 | 2014-12-31 | Hourly | 0.05 | 0.05 | 0.05 | 0.05 | 0.05 | 0.05 | 0.05 | 0.05 | 0.1 | 0.1 | 0.1 | 0.1 | 0.1 | 0.1 | 0.1 | 0.1 | 0.1 | 0.05 | 0.05 | 0.05 | 0.05 | 0.05 | 0.05 | 0.05
Hospital AIR_VELO_SCH | Unknown | W | Default¦WntrDsn¦SmrDsn | 2014-01-01 | 2014-12-31 | Constant | 0.2 | [23 empty] | From DOE Prototype Buildings
Hospital ALWAYS_OFF | Unknown |  | Default¦WntrDsn¦SmrDsn | 2014-01-01 | 2014-12-31 | Constant | 0 | [23 empty] | From DOE Prototype Buildings
Hospital ALWAYS_ON | Unknown |  | Default¦WntrDsn¦SmrDsn | 2014-01-01 | 2014-12-31 | Constant | 1 | [23 empty] | From DOE Prototype Buildings
Hospital Bldg ClgSetp | Thermostat Setpoint | C | Default¦SmrDsn | 2014-01-01 | 2014-12-31 | Hourly | 25 | 25 | 25 | 25 | 25 | 22.2 | 22.2 | 22.2 | 22.2 | 22.2 | 22.2 | 22.2 | 22.2 | 22.2 | 22.2 | 22.2 | 22.2 | 22.2 | 25 | 25 | 25 | 25 | 25 | 25 | From DOE Reference Buildings
Hospital Bldg ClgSetp | Thermostat Setpoint | C | WntrDsn | 2014-01-01 | 2014-12-31 | Hourly | 25 | 25 | 25 | 25 | 25 | 25 | 25 | 22.2 | 22.2 | 22.2 | 22.2 | 22.2 | 22.2 | 22.2 | 22.2 | 25 | 25 | 25 | 25 | 25 | 25 | 25 | 25 | 25 | From DOE Reference Buildings
Hospital Bldg ClgSetp | Thermostat Setpoint | C | Wknd | 2014-01-01 | 2014-12-31 | Constant | 25 | [23 empty] | From DOE Reference Buildings
Hospital BLDG ELEVATORS | Elevator |  | Default¦SmrDsn | 2014-01-01 | 2014-12-31 | Hourly | 0.2 | 0.2 | 0.2 | 0.2 | 0.2 | 0.2 | 0.2 | 0.5 | 0.75 | 1 | 1 | 1 | 0.75 | 1 | 1 | 1 | 1 | 1 | 0.52 | 0.52 | 0.52 | 0.28 | 0.2 | 0.2 | From DOE Reference Buildings
Hospital BLDG ELEVATORS | Elevator |  | WntrDsn¦Sat | 2014-01-01 | 2014-12-31 | Hourly | 0.2 | 0.2 | 0.2 | 0.2 | 0.2 | 0.2 | 0.2 | 0.4 | 0.46 | 0.7 | 0.7 | 0.7 | 0.51 | 0.51 | 0.51 | 0.51 | 0.51 | 0.25 | 0.2 | 0.2 | 0.2 | 0.2 | 0.2 | 0.2 | From DOE Reference Buildings
Hospital BLDG ELEVATORS | Elevator |  | Sun | 2014-01-01 | 2014-12-31 | Hourly | 0.2 | 0.2 | 0.2 | 0.2 | 0.2 | 0.2 | 0.2 | 0.2 | 0.4 | 0.4 | 0.4 | 0.4 | 0.4 | 0.4 | 0.4 | 0.4 | 0.2 | 0.2 | 0.2 | 0.2 | 0.2 | 0.2 | 0.2 | 0.2 | From DOE Reference Buildings
Hospital Bldg Equip | Equipment |  | Default¦SmrDsn | 2014-01-01 | 2014-12-31 | Hourly | 0.3 | 0.3 | 0.3 | 0.3 | 0.5 | 0.5 | 1 | 1 | 1 | 1 | 1 | 1 | 1 | 1 | 1 | 1 | 1 | 1 | 0.5 | 0.5 | 0.3 | 0.3 | 0.3 | 0.3 | From DOE Reference Buildings
Hospital Bldg Equip | Equipment |  | WntrDsn | 2014-01-01 | 2014-12-31 | Constant | 0.3 | [23 empty] | From DOE Reference Buildings
Hospital Bldg Equip | Equipment |  | Sun | 2014-01-01 | 2014-12-31 | Hourly | 0.3 | 0.3 | 0.3 | 0.3 | 0.3 | 0.3 | 0.3 | 0.3 | 0.5 | 0.5 | 0.5 | 0.5 | 0.5 | 0.5 | 0.5 | 0.5 | 0.5 | 0.3 | 0.3 | 0.3 | 0.3 | 0.3 | 0.3 | 0.3 | From DOE Reference Buildings
Hospital Bldg Equip | Equipment |  | Sat | 2014-01-01 | 2014-12-31 | Hourly | 0.3 | 0.3 | 0.3 | 0.3 | 0.3 | 0.3 | 0.3 | 0.5 | 0.5 | 0.8 | 0.8 | 0.8 | 0.8 | 0.8 | 0.8 | 0.5 | 0.5 | 0.5 | 0.5 | 0.5 | 0.3 | 0.3 | 0.3 | 0.3 | From DOE Reference Buildings
Hospital Bldg HtgSetp | Thermostat Setpoint | C | Default¦SmrDsn | 2014-01-01 | 2014-12-31 | Hourly | 18.3 | 18.3 | 18.3 | 18.3 | 18.3 | 21.1 | 21.1 | 21.1 | 21.1 | 21.1 | 21.1 | 21.1 | 21.1 | 21.1 | 21.1 | 21.1 | 21.1 | 21.1 | 18.3 | 18.3 | 18.3 | 18.3 | 18.3 | 18.3 | From DOE Reference Buildings
Hospital Bldg HtgSetp | Thermostat Setpoint | C | WntrDsn | 2014-01-01 | 2014-12-31 | Hourly | 18.3 | 18.3 | 18.3 | 18.3 | 18.3 | 18.3 | 18.3 | 21.1 | 21.1 | 21.1 | 21.1 | 21.1 | 21.1 | 21.1 | 21.1 | 18.3 | 18.3 | 18.3 | 18.3 | 18.3 | 18.3 | 18.3 | 18.3 | 18.3 | From DOE Reference Buildings
Hospital Bldg HtgSetp | Thermostat Setpoint | C | Wknd | 2014-01-01 | 2014-12-31 | Constant | 18.3 | [23 empty] | From DOE Reference Buildings
Hospital Bldg Light | Lighting |  | Default | 2014-01-01 | 2014-12-31 | Hourly | 0.1 | 0.1 | 0.1 | 0.1 | 0.1 | 0.1 | 0.1 | 0.5 | 0.9 | 0.9 | 0.9 | 0.9 | 0.9 | 0.9 | 0.9 | 0.9 | 0.3 | 0.3 | 0.3 | 0.3 | 0.3 | 0.3 | 0.3 | 0.1 | From DOE Reference Buildings
Hospital Bldg Light | Lighting |  | WntrDsn | 2014-01-01 | 2014-12-31 | Constant | 0 | [23 empty] | From DOE Reference Buildings
Hospital Bldg Light | Lighting |  | SmrDsn | 2014-01-01 | 2014-12-31 | Constant | 1 | [23 empty] | From DOE Reference Buildings
Hospital Bldg Light | Lighting |  | Sun | 2014-01-01 | 2014-12-31 | Hourly | 0.05 | 0.05 | 0.05 | 0.05 | 0.05 | 0.05 | 0.05 | 0.05 | 0.1 | 0.1 | 0.1 | 0.1 | 0.1 | 0.1 | 0.1 | 0.1 | 0.05 | 0.05 | 0.05 | 0.05 | 0.05 | 0.05 | 0.05 | 0.05 | From DOE Reference Buildings
Hospital Bldg Light | Lighting |  | Sat | 2014-01-01 | 2014-12-31 | Hourly | 0.1 | 0.1 | 0.1 | 0.1 | 0.1 | 0.1 | 0.1 | 0.2 | 0.4 | 0.4 | 0.4 | 0.4 | 0.4 | 0.4 | 0.4 | 0.4 | 0.4 | 0.4 | 0.1 | 0.1 | 0.1 | 0.1 | 0.1 | 0.1 | From DOE Reference Buildings
Hospital Bldg Occ | Occupancy |  | Default¦SmrDsn | 2014-01-01 | 2014-12-31 | Hourly | 0.05 | 0.05 | 0.05 | 0.05 | 0.2 | 0.2 | 0.5 | 0.9 | 0.9 | 0.9 | 0.9 | 0.9 | 0.9 | 0.9 | 0.9 | 0.9 | 0.9 | 0.9 | 0.5 | 0.5 | 0.2 | 0.2 | 0.05 | 0.05 | From DOE Reference Buildings
Hospital Bldg Occ | Occupancy |  | WntrDsn¦Sat | 2014-01-01 | 2014-12-31 | Hourly | 0.05 | 0.05 | 0.05 | 0.05 | 0.05 | 0.05 | 0.05 | 0.2 | 0.2 | 0.3 | 0.3 | 0.3 | 0.3 | 0.3 | 0.3 | 0.2 | 0.2 | 0.2 | 0.2 | 0.2 | 0.05 | 0.05 | 0.05 | 0.05 | From DOE Reference Buildings
Hospital Bldg Occ | Occupancy |  | Sun | 2014-01-01 | 2014-12-31 | Hourly | 0 | 0 | 0 | 0 | 0 | 0 | 0 | 0 | 0.05 | 0.05 | 0.05 | 0.05 | 0.05 | 0.05 | 0.05 | 0.05 | 0.05 | 0 | 0 | 0 | 0 | 0 | 0 | 0 | From DOE Reference Buildings
Hospital BLDG_ELEVATORS | Elevator |  | Default | 2014-01-01 | 2014-12-31 | Hourly | 0.2 | 0.2 | 0.2 | 0.2 | 0.2 | 0.2 | 0.2 | 0.2 | 0.4 | 0.4 | 0.4 | 0.4 | 0.4 | 0.4 | 0.4 | 0.4 | 0.2 | 0.2 | 0.2 | 0.2 | 0.2 | 0.2 | 0.2 | 0.2 | From DOE Prototype Buildings
Hospital BLDG_ELEVATORS | Elevator |  | WntrDsn | 2014-01-01 | 2014-12-31 | Constant | 0.2 | [23 empty] | From DOE Prototype Buildings
Hospital BLDG_ELEVATORS | Elevator |  | SmrDsn | 2014-01-01 | 2014-12-31 | Constant | 1 | [23 empty] | From DOE Prototype Buildings
Hospital BLDG_ELEVATORS | Elevator |  | Sat | 2014-01-01 | 2014-12-31 | Hourly | 0.2 | 0.2 | 0.2 | 0.2 | 0.2 | 0.2 | 0.2 | 0.4 | 0.46 | 0.7 | 0.7 | 0.7 | 0.51 | 0.51 | 0.51 | 0.51 | 0.51 | 0.25 | 0.2 | 0.2 | 0.2 | 0.2 | 0.2 | 0.2 | From DOE Prototype Buildings
Hospital BLDG_ELEVATORS | Elevator |  | Wkdy | 2014-01-01 | 2014-12-31 | Hourly | 0.2 | 0.2 | 0.2 | 0.2 | 0.2 | 0.2 | 0.2 | 0.5 | 0.75 | 1 | 1 | 1 | 0.75 | 1 | 1 | 1 | 1 | 1 | 0.52 | 0.52 | 0.52 | 0.28 | 0.2 | 0.2 | From DOE Prototype Buildings
Hospital BLDG_EQUIP_EXTD_SCH | Equipment |  | Default | 2014-01-01 | 2014-12-31 | Hourly | 0.4 | 0.4 | 0.4 | 0.4 | 0.4 | 0.4 | 0.4 | 0.4 | 0.6 | 0.6 | 0.6 | 0.6 | 0.6 | 0.6 | 0.6 | 0.6 | 0.4 | 0.4 | 0.4 | 0.4 | 0.4 | 0.4 | 0.4 | 0.4 | From DOE Prototype Buildings
Hospital BLDG_EQUIP_EXTD_SCH | Equipment |  | WntrDsn | 2014-01-01 | 2014-12-31 | Constant | 0 | [23 empty] | From DOE Prototype Buildings
Hospital BLDG_EQUIP_EXTD_SCH | Equipment |  | SmrDsn | 2014-01-01 | 2014-12-31 | Constant | 1 | [23 empty] | From DOE Prototype Buildings
Hospital BLDG_EQUIP_EXTD_SCH | Equipment |  | Sat | 2014-01-01 | 2014-12-31 | Hourly | 0.4 | 0.4 | 0.4 | 0.4 | 0.4 | 0.4 | 0.4 | 0.5 | 0.65 | 0.65 | 0.65 | 0.65 | 0.65 | 0.65 | 0.65 | 0.65 | 0.65 | 0.65 | 0.4 | 0.4 | 0.4 | 0.4 | 0.4 | 0.4 | From DOE Prototype Buildings
Hospital BLDG_EQUIP_EXTD_SCH | Equipment |  | Wkdy | 2014-01-01 | 2014-12-31 | Hourly | 0.4 | 0.4 | 0.4 | 0.4 | 0.4 | 0.4 | 0.4 | 0.7 | 0.9 | 0.9 | 0.9 | 0.9 | 0.9 | 0.9 | 0.9 | 0.9 | 0.6 | 0.6 | 0.6 | 0.6 | 0.6 | 0.6 | 0.6 | 0.4 | From DOE Prototype Buildings
Hospital BLDG_EQUIP_SCH | Equipment |  | Default | 2014-01-01 | 2014-12-31 | Hourly | 0.26195 | 0.26195 | 0.26195 | 0.26195 | 0.26195 | 0.26195 | 0.26195 | 0.26195 | 0.34927 | 0.34927 | 0.34927 | 0.34927 | 0.34927 | 0.34927 | 0.34927 | 0.34927 | 0.26195 | 0.26195 | 0.26195 | 0.26195 | 0.26195 | 0.26195 | 0.26195 | 0.26195 | From DOE Prototype Buildings
Hospital BLDG_EQUIP_SCH | Equipment |  | WntrDsn | 2014-01-01 | 2014-12-31 | Constant | 0 | [23 empty] | From DOE Prototype Buildings
Hospital BLDG_EQUIP_SCH | Equipment |  | SmrDsn | 2014-01-01 | 2014-12-31 | Constant | 1 | [23 empty] | From DOE Prototype Buildings
Hospital BLDG_EQUIP_SCH | Equipment |  | Sat | 2014-01-01 | 2014-12-31 | Hourly | 0.34927 | 0.34927 | 0.34927 | 0.34927 | 0.34927 | 0.34927 | 0.34927 | 0.487 | 0.6331 | 0.6331 | 0.6331 | 0.6331 | 0.6331 | 0.6331 | 0.6331 | 0.6331 | 0.6331 | 0.6331 | 0.34927 | 0.34927 | 0.34927 | 0.34927 | 0.34927 | 0.34927 | From DOE Prototype Buildings
Hospital BLDG_EQUIP_SCH | Equipment |  | Wkdy | 2014-01-01 | 2014-12-31 | Hourly | 0.34927 | 0.34927 | 0.34927 | 0.34927 | 0.34927 | 0.34927 | 0.34927 | 0.6818 | 0.8766 | 0.8766 | 0.8766 | 0.8766 | 0.8766 | 0.8766 | 0.8766 | 0.8766 | 0.5844 | 0.5844 | 0.5844 | 0.5844 | 0.5844 | 0.5844 | 0.5239 | 0.34927 | From DOE Prototype Buildings
Hospital BLDG_LIGHT_CORRIDOR_SCH | Lighting |  | Default | 2014-01-01 | 2014-12-31 | Hourly | 0.5 | 0.5 | 0.5 | 0.5 | 0.5 | 0.5 | 0.5 | 0.5 | 0.7 | 0.7 | 0.7 | 0.7 | 0.7 | 0.7 | 0.7 | 0.7 | 0.5 | 0.5 | 0.5 | 0.5 | 0.5 | 0.5 | 0.5 | 0.5 | From DOE Prototype Buildings
Hospital BLDG_LIGHT_CORRIDOR_SCH | Lighting |  | WntrDsn | 2014-01-01 | 2014-12-31 | Constant | 0 | [23 empty] | From DOE Prototype Buildings
Hospital BLDG_LIGHT_CORRIDOR_SCH | Lighting |  | SmrDsn | 2014-01-01 | 2014-12-31 | Constant | 1 | [23 empty] | From DOE Prototype Buildings
Hospital BLDG_LIGHT_CORRIDOR_SCH | Lighting |  | Sat | 2014-01-01 | 2014-12-31 | Hourly | 0.5 | 0.5 | 0.5 | 0.5 | 0.5 | 0.5 | 0.5 | 0.5 | 0.8 | 0.8 | 0.8 | 0.8 | 0.8 | 0.8 | 0.8 | 0.8 | 0.8 | 0.8 | 0.5 | 0.5 | 0.5 | 0.5 | 0.5 | 0.5 | From DOE Prototype Buildings
Hospital BLDG_LIGHT_CORRIDOR_SCH | Lighting |  | Wkdy | 2014-01-01 | 2014-12-31 | Hourly | 0.5 | 0.5 | 0.5 | 0.5 | 0.5 | 0.5 | 0.5 | 0.5 | 0.9 | 0.9 | 0.9 | 0.9 | 0.9 | 0.9 | 0.9 | 0.9 | 0.5 | 0.5 | 0.5 | 0.5 | 0.5 | 0.5 | 0.5 | 0.5 | From DOE Prototype Buildings
Hospital BLDG_LIGHT_EXAM_SCH | Lighting |  | Default | 2014-01-01 | 2014-12-31 | Hourly | 0.5 | 0.5 | 0.5 | 0.5 | 0.5 | 0.5 | 0.5 | 0.5 | 0.7 | 0.7 | 0.7 | 0.7 | 0.7 | 0.7 | 0.7 | 0.7 | 0.5 | 0.5 | 0.5 | 0.5 | 0.5 | 0.5 | 0.5 | 0.5 | From DOE Prototype Buildings
Hospital BLDG_LIGHT_EXAM_SCH | Lighting |  | WntrDsn | 2014-01-01 | 2014-12-31 | Constant | 0 | [23 empty] | From DOE Prototype Buildings
Hospital BLDG_LIGHT_EXAM_SCH | Lighting |  | SmrDsn | 2014-01-01 | 2014-12-31 | Constant | 1 | [23 empty] | From DOE Prototype Buildings
Hospital BLDG_LIGHT_EXAM_SCH | Lighting |  | Sat | 2014-01-01 | 2014-12-31 | Hourly | 0.5 | 0.5 | 0.5 | 0.5 | 0.5 | 0.5 | 0.5 | 0.5 | 0.8 | 0.8 | 0.8 | 0.8 | 0.8 | 0.8 | 0.8 | 0.8 | 0.8 | 0.8 | 0.5 | 0.5 | 0.5 | 0.5 | 0.5 | 0.5 | From DOE Prototype Buildings
Hospital BLDG_LIGHT_EXAM_SCH | Lighting |  | Wkdy | 2014-01-01 | 2014-12-31 | Hourly | 0.5 | 0.5 | 0.5 | 0.5 | 0.5 | 0.5 | 0.5 | 0.5 | 0.9 | 0.9 | 0.9 | 0.9 | 0.9 | 0.9 | 0.9 | 0.9 | 0.5 | 0.5 | 0.5 | 0.5 | 0.5 | 0.5 | 0.5 | 0.5 | From DOE Prototype Buildings
Hospital BLDG_LIGHT_EXTD_SCH | Lighting |  | Default | 2014-01-01 | 2014-12-31 | Hourly | 0.5 | 0.5 | 0.5 | 0.5 | 0.5 | 0.5 | 0.5 | 0.5 | 0.7 | 0.7 | 0.7 | 0.7 | 0.7 | 0.7 | 0.7 | 0.7 | 0.5 | 0.5 | 0.5 | 0.5 | 0.5 | 0.5 | 0.5 | 0.5 | From DOE Prototype Buildings
Hospital BLDG_LIGHT_EXTD_SCH | Lighting |  | WntrDsn | 2014-01-01 | 2014-12-31 | Constant | 0 | [23 empty] | From DOE Prototype Buildings
Hospital BLDG_LIGHT_EXTD_SCH | Lighting |  | SmrDsn | 2014-01-01 | 2014-12-31 | Constant | 1 | [23 empty] | From DOE Prototype Buildings
Hospital BLDG_LIGHT_EXTD_SCH | Lighting |  | Sat | 2014-01-01 | 2014-12-31 | Hourly | 0.5 | 0.5 | 0.5 | 0.5 | 0.5 | 0.5 | 0.5 | 0.5 | 0.8 | 0.8 | 0.8 | 0.8 | 0.8 | 0.8 | 0.8 | 0.8 | 0.8 | 0.8 | 0.5 | 0.5 | 0.5 | 0.5 | 0.5 | 0.5 | From DOE Prototype Buildings
Hospital BLDG_LIGHT_EXTD_SCH | Lighting |  | Wkdy | 2014-01-01 | 2014-12-31 | Hourly | 0.5 | 0.5 | 0.5 | 0.5 | 0.5 | 0.5 | 0.5 | 0.5 | 0.9 | 0.9 | 0.9 | 0.9 | 0.9 | 0.9 | 0.9 | 0.9 | 0.5 | 0.5 | 0.5 | 0.5 | 0.5 | 0.5 | 0.5 | 0.5 | From DOE Prototype Buildings
Hospital BLDG_LIGHT_LOBBYFLR1_SCH | Lighting |  | Default | 2014-01-01 | 2014-12-31 | Hourly | 0.05 | 0.05 | 0.05 | 0.05 | 0.05 | 0.05 | 0.05 | 0.05 | 0.1 | 0.1 | 0.1 | 0.1 | 0.1 | 0.1 | 0.1 | 0.1 | 0.05 | 0.05 | 0.05 | 0.05 | 0.05 | 0.05 | 0.05 | 0.05 | From DOE Prototype Buildings
Hospital BLDG_LIGHT_LOBBYFLR1_SCH | Lighting |  | WntrDsn | 2014-01-01 | 2014-12-31 | Constant | 0 | [23 empty] | From DOE Prototype Buildings
Hospital BLDG_LIGHT_LOBBYFLR1_SCH | Lighting |  | SmrDsn | 2014-01-01 | 2014-12-31 | Constant | 1 | [23 empty] | From DOE Prototype Buildings
Hospital BLDG_LIGHT_LOBBYFLR1_SCH | Lighting |  | Sat | 2014-01-01 | 2014-12-31 | Hourly | 0.1 | 0.1 | 0.1 | 0.1 | 0.1 | 0.1 | 0.1 | 0.2 | 0.4 | 0.4 | 0.4 | 0.4 | 0.4 | 0.4 | 0.4 | 0.4 | 0.4 | 0.4 | 0.1 | 0.1 | 0.1 | 0.1 | 0.1 | 0.1 | From DOE Prototype Buildings
Hospital BLDG_LIGHT_LOBBYFLR1_SCH | Lighting |  | Wkdy | 2014-01-01 | 2014-12-31 | Hourly | 0.1 | 0.1 | 0.1 | 0.1 | 0.1 | 0.1 | 0.1 | 0.5 | 0.9 | 0.9 | 0.9 | 0.9 | 0.9 | 0.9 | 0.9 | 0.9 | 0.3 | 0.3 | 0.3 | 0.3 | 0.3 | 0.3 | 0.3 | 0.1 | From DOE Prototype Buildings
Hospital BLDG_LIGHT_LOBBYFLR5_SCH | Lighting |  | Default | 2014-01-01 | 2014-12-31 | Hourly | 0.05 | 0.05 | 0.05 | 0.05 | 0.05 | 0.05 | 0.05 | 0.05 | 0.1 | 0.1 | 0.1 | 0.1 | 0.1 | 0.1 | 0.1 | 0.1 | 0.05 | 0.05 | 0.05 | 0.05 | 0.05 | 0.05 | 0.05 | 0.05 | From DOE Prototype Buildings
Hospital BLDG_LIGHT_LOBBYFLR5_SCH | Lighting |  | WntrDsn | 2014-01-01 | 2014-12-31 | Constant | 0 | [23 empty] | From DOE Prototype Buildings
Hospital BLDG_LIGHT_LOBBYFLR5_SCH | Lighting |  | SmrDsn | 2014-01-01 | 2014-12-31 | Constant | 1 | [23 empty] | From DOE Prototype Buildings
Hospital BLDG_LIGHT_LOBBYFLR5_SCH | Lighting |  | Sat | 2014-01-01 | 2014-12-31 | Hourly | 0.1 | 0.1 | 0.1 | 0.1 | 0.1 | 0.1 | 0.1 | 0.2 | 0.4 | 0.4 | 0.4 | 0.4 | 0.4 | 0.4 | 0.4 | 0.4 | 0.4 | 0.4 | 0.1 | 0.1 | 0.1 | 0.1 | 0.1 | 0.1 | From DOE Prototype Buildings
Hospital BLDG_LIGHT_LOBBYFLR5_SCH | Lighting |  | Wkdy | 2014-01-01 | 2014-12-31 | Hourly | 0.1 | 0.1 | 0.1 | 0.1 | 0.1 | 0.1 | 0.1 | 0.5 | 0.9 | 0.9 | 0.9 | 0.9 | 0.9 | 0.9 | 0.9 | 0.9 | 0.3 | 0.3 | 0.3 | 0.3 | 0.3 | 0.3 | 0.3 | 0.1 | From DOE Prototype Buildings
Hospital BLDG_LIGHT_NURSEFLR1_SCH | Lighting |  | Default | 2014-01-01 | 2014-12-31 | Hourly | 0.5 | 0.5 | 0.5 | 0.5 | 0.5 | 0.5 | 0.5 | 0.5 | 0.7 | 0.7 | 0.7 | 0.7 | 0.7 | 0.7 | 0.7 | 0.7 | 0.5 | 0.5 | 0.5 | 0.5 | 0.5 | 0.5 | 0.5 | 0.5 | From DOE Prototype Buildings
Hospital BLDG_LIGHT_NURSEFLR1_SCH | Lighting |  | WntrDsn | 2014-01-01 | 2014-12-31 | Constant | 0 | [23 empty] | From DOE Prototype Buildings
Hospital BLDG_LIGHT_NURSEFLR1_SCH | Lighting |  | SmrDsn | 2014-01-01 | 2014-12-31 | Constant | 1 | [23 empty] | From DOE Prototype Buildings
Hospital BLDG_LIGHT_NURSEFLR1_SCH | Lighting |  | Sat | 2014-01-01 | 2014-12-31 | Hourly | 0.5 | 0.5 | 0.5 | 0.5 | 0.5 | 0.5 | 0.5 | 0.5 | 0.8 | 0.8 | 0.8 | 0.8 | 0.8 | 0.8 | 0.8 | 0.8 | 0.8 | 0.8 | 0.5 | 0.5 | 0.5 | 0.5 | 0.5 | 0.5 | From DOE Prototype Buildings
Hospital BLDG_LIGHT_NURSEFLR1_SCH | Lighting |  | Wkdy | 2014-01-01 | 2014-12-31 | Hourly | 0.5 | 0.5 | 0.5 | 0.5 | 0.5 | 0.5 | 0.5 | 0.5 | 0.9 | 0.9 | 0.9 | 0.9 | 0.9 | 0.9 | 0.9 | 0.9 | 0.5 | 0.5 | 0.5 | 0.5 | 0.5 | 0.5 | 0.5 | 0.5 | From DOE Prototype Buildings
Hospital BLDG_LIGHT_NURSEFLR234_SCH | Lighting |  | Default | 2014-01-01 | 2014-12-31 | Hourly | 0.5 | 0.5 | 0.5 | 0.5 | 0.5 | 0.5 | 0.5 | 0.5 | 0.7 | 0.7 | 0.7 | 0.7 | 0.7 | 0.7 | 0.7 | 0.7 | 0.5 | 0.5 | 0.5 | 0.5 | 0.5 | 0.5 | 0.5 | 0.5 | From DOE Prototype Buildings
Hospital BLDG_LIGHT_NURSEFLR234_SCH | Lighting |  | WntrDsn | 2014-01-01 | 2014-12-31 | Constant | 0 | [23 empty] | From DOE Prototype Buildings
Hospital BLDG_LIGHT_NURSEFLR234_SCH | Lighting |  | SmrDsn | 2014-01-01 | 2014-12-31 | Constant | 1 | [23 empty] | From DOE Prototype Buildings
Hospital BLDG_LIGHT_NURSEFLR234_SCH | Lighting |  | Sat | 2014-01-01 | 2014-12-31 | Hourly | 0.5 | 0.5 | 0.5 | 0.5 | 0.5 | 0.5 | 0.5 | 0.5 | 0.8 | 0.8 | 0.8 | 0.8 | 0.8 | 0.8 | 0.8 | 0.8 | 0.8 | 0.8 | 0.5 | 0.5 | 0.5 | 0.5 | 0.5 | 0.5 | From DOE Prototype Buildings
Hospital BLDG_LIGHT_NURSEFLR234_SCH | Lighting |  | Wkdy | 2014-01-01 | 2014-12-31 | Hourly | 0.5 | 0.5 | 0.5 | 0.5 | 0.5 | 0.5 | 0.5 | 0.5 | 0.9 | 0.9 | 0.9 | 0.9 | 0.9 | 0.9 | 0.9 | 0.9 | 0.5 | 0.5 | 0.5 | 0.5 | 0.5 | 0.5 | 0.5 | 0.5 | From DOE Prototype Buildings
Hospital BLDG_LIGHT_OFFICE_BSMT_SCH | Lighting |  | Default | 2014-01-01 | 2014-12-31 | Hourly | 0.05 | 0.05 | 0.05 | 0.05 | 0.05 | 0.05 | 0.05 | 0.05 | 0.1 | 0.1 | 0.1 | 0.1 | 0.1 | 0.1 | 0.1 | 0.1 | 0.05 | 0.05 | 0.05 | 0.05 | 0.05 | 0.05 | 0.05 | 0.05 | From DOE Prototype Buildings
Hospital BLDG_LIGHT_OFFICE_BSMT_SCH | Lighting |  | WntrDsn | 2014-01-01 | 2014-12-31 | Constant | 0 | [23 empty] | From DOE Prototype Buildings
Hospital BLDG_LIGHT_OFFICE_BSMT_SCH | Lighting |  | SmrDsn | 2014-01-01 | 2014-12-31 | Constant | 1 | [23 empty] | From DOE Prototype Buildings
Hospital BLDG_LIGHT_OFFICE_BSMT_SCH | Lighting |  | Sat | 2014-01-01 | 2014-12-31 | Hourly | 0.1 | 0.1 | 0.1 | 0.1 | 0.1 | 0.1 | 0.1 | 0.2 | 0.4 | 0.4 | 0.4 | 0.4 | 0.4 | 0.4 | 0.4 | 0.4 | 0.4 | 0.4 | 0.1 | 0.1 | 0.1 | 0.1 | 0.1 | 0.1 | From DOE Prototype Buildings
Hospital BLDG_LIGHT_OFFICE_BSMT_SCH | Lighting |  | Wkdy | 2014-01-01 | 2014-12-31 | Hourly | 0.1 | 0.1 | 0.1 | 0.1 | 0.1 | 0.1 | 0.1 | 0.5 | 0.9 | 0.9 | 0.9 | 0.9 | 0.9 | 0.9 | 0.9 | 0.9 | 0.3 | 0.3 | 0.3 | 0.3 | 0.3 | 0.3 | 0.3 | 0.1 | From DOE Prototype Buildings
Hospital BLDG_LIGHT_OFFICE_SCH | Lighting |  | Default | 2014-01-01 | 2014-12-31 | Hourly | 0.05 | 0.05 | 0.05 | 0.05 | 0.05 | 0.05 | 0.05 | 0.05 | 0.1 | 0.1 | 0.1 | 0.1 | 0.1 | 0.1 | 0.1 | 0.1 | 0.05 | 0.05 | 0.05 | 0.05 | 0.05 | 0.05 | 0.05 | 0.05 | From DOE Prototype Buildings
Hospital BLDG_LIGHT_OFFICE_SCH | Lighting |  | WntrDsn | 2014-01-01 | 2014-12-31 | Constant | 0 | [23 empty] | From DOE Prototype Buildings
Hospital BLDG_LIGHT_OFFICE_SCH | Lighting |  | SmrDsn | 2014-01-01 | 2014-12-31 | Constant | 1 | [23 empty] | From DOE Prototype Buildings
Hospital BLDG_LIGHT_OFFICE_SCH | Lighting |  | Sat | 2014-01-01 | 2014-12-31 | Hourly | 0.1 | 0.1 | 0.1 | 0.1 | 0.1 | 0.1 | 0.1 | 0.2 | 0.4 | 0.4 | 0.4 | 0.4 | 0.4 | 0.4 | 0.4 | 0.4 | 0.4 | 0.4 | 0.1 | 0.1 | 0.1 | 0.1 | 0.1 | 0.1 | From DOE Prototype Buildings
Hospital BLDG_LIGHT_OFFICE_SCH | Lighting |  | Wkdy | 2014-01-01 | 2014-12-31 | Hourly | 0.1 | 0.1 | 0.1 | 0.1 | 0.1 | 0.1 | 0.1 | 0.5 | 0.9 | 0.9 | 0.9 | 0.9 | 0.9 | 0.9 | 0.9 | 0.9 | 0.3 | 0.3 | 0.3 | 0.3 | 0.3 | 0.3 | 0.3 | 0.1 | From DOE Prototype Buildings
Hospital BLDG_LIGHT_RADIOLOGY_SCH | Lighting |  | Default | 2014-01-01 | 2014-12-31 | Hourly | 0.05 | 0.05 | 0.05 | 0.05 | 0.05 | 0.05 | 0.05 | 0.05 | 0.1 | 0.1 | 0.1 | 0.1 | 0.1 | 0.1 | 0.1 | 0.1 | 0.05 | 0.05 | 0.05 | 0.05 | 0.05 | 0.05 | 0.05 | 0.05 | From DOE Prototype Buildings
Hospital BLDG_LIGHT_RADIOLOGY_SCH | Lighting |  | WntrDsn | 2014-01-01 | 2014-12-31 | Constant | 0 | [23 empty] | From DOE Prototype Buildings
Hospital BLDG_LIGHT_RADIOLOGY_SCH | Lighting |  | SmrDsn | 2014-01-01 | 2014-12-31 | Constant | 1 | [23 empty] | From DOE Prototype Buildings
Hospital BLDG_LIGHT_RADIOLOGY_SCH | Lighting |  | Sat | 2014-01-01 | 2014-12-31 | Hourly | 0.1 | 0.1 | 0.1 | 0.1 | 0.1 | 0.1 | 0.1 | 0.2 | 0.4 | 0.4 | 0.4 | 0.4 | 0.4 | 0.4 | 0.4 | 0.4 | 0.4 | 0.4 | 0.1 | 0.1 | 0.1 | 0.1 | 0.1 | 0.1 | From DOE Prototype Buildings
Hospital BLDG_LIGHT_RADIOLOGY_SCH | Lighting |  | Wkdy | 2014-01-01 | 2014-12-31 | Hourly | 0.1 | 0.1 | 0.1 | 0.1 | 0.1 | 0.1 | 0.1 | 0.5 | 0.9 | 0.9 | 0.9 | 0.9 | 0.9 | 0.9 | 0.9 | 0.9 | 0.3 | 0.3 | 0.3 | 0.3 | 0.3 | 0.3 | 0.3 | 0.1 | From DOE Prototype Buildings
Hospital BLDG_LIGHT_SCH | Lighting |  | WntrDsn | 2014-01-01 | 2014-12-31 | Constant | 0 | [23 empty] | From DOE Prototype Buildings
Hospital BLDG_LIGHT_SCH | Lighting |  | SmrDsn | 2014-01-01 | 2014-12-31 | Constant | 1 | [23 empty] | From DOE Prototype Buildings
Hospital BLDG_LIGHT_SCH | Lighting |  | Sat | 2014-01-01 | 2014-12-31 | Hourly | 0.1 | 0.1 | 0.1 | 0.1 | 0.1 | 0.1 | 0.1 | 0.2 | 0.4 | 0.4 | 0.4 | 0.4 | 0.4 | 0.4 | 0.4 | 0.4 | 0.4 | 0.4 | 0.1 | 0.1 | 0.1 | 0.1 | 0.1 | 0.1 | From DOE Prototype Buildings
Hospital BLDG_LIGHT_SCH | Lighting |  | Wkdy | 2014-01-01 | 2014-12-31 | Hourly | 0.1 | 0.1 | 0.1 | 0.1 | 0.1 | 0.1 | 0.1 | 0.5 | 0.9 | 0.9 | 0.9 | 0.9 | 0.9 | 0.9 | 0.9 | 0.9 | 0.3 | 0.3 | 0.3 | 0.3 | 0.3 | 0.3 | 0.3 | 0.1 | From DOE Prototype Buildings
Hospital BLDG_LIGHT_SCH | Lighting |  | Default | 2014-01-01 | 2014-12-31 | Hourly | 0.05 | 0.05 | 0.05 | 0.05 | 0.05 | 0.05 | 0.05 | 0.05 | 0.1 | 0.1 | 0.1 | 0.1 | 0.1 | 0.1 | 0.1 | 0.1 | 0.05 | 0.05 | 0.05 | 0.05 | 0.05 | 0.05 | 0.05 | 0.05 | From DOE Prototype Buildings
Hospital BLDG_OA_FRAC_SCH | OA Air |  | Default | 2014-01-01 | 2014-12-31 | Constant | 0 | [23 empty] | From DOE Prototype Buildings
Hospital BLDG_OA_FRAC_SCH | OA Air |  | WntrDsn¦SmrDsn¦Sat¦Wkdy | 2014-01-01 | 2014-12-31 | Hourly | 0 | 0 | 0 | 0 | 0 | 0 | 0.25 | 0.25 | 0.25 | 0.25 | 0.25 | 0.25 | 0.25 | 0.25 | 0.25 | 0.25 | 0.25 | 0.25 | 0 | 0 | 0 | 0 | 0 | 0 | From DOE Prototype Buildings
Hospital BLDG_OCC_EXTD_SCH | Occupancy |  | Default | 2014-01-01 | 2014-12-31 | Hourly | 0.4 | 0.4 | 0.4 | 0.4 | 0.4 | 0.4 | 0.4 | 0.4 | 0.6 | 0.6 | 0.6 | 0.6 | 0.6 | 0.6 | 0.6 | 0.6 | 0.4 | 0.4 | 0.4 | 0.4 | 0.4 | 0.4 | 0.4 | 0.4 | From DOE Prototype Buildings
Hospital BLDG_OCC_EXTD_SCH | Occupancy |  | WntrDsn | 2014-01-01 | 2014-12-31 | Constant | 0 | [23 empty] | From DOE Prototype Buildings
Hospital BLDG_OCC_EXTD_SCH | Occupancy |  | SmrDsn | 2014-01-01 | 2014-12-31 | Constant | 1 | [23 empty] | From DOE Prototype Buildings
Hospital BLDG_OCC_EXTD_SCH | Occupancy |  | Sat | 2014-01-01 | 2014-12-31 | Hourly | 0.4 | 0.4 | 0.4 | 0.4 | 0.4 | 0.4 | 0.4 | 0.5 | 0.6 | 0.6 | 0.6 | 0.6 | 0.6 | 0.6 | 0.6 | 0.6 | 0.6 | 0.5 | 0.5 | 0.4 | 0.4 | 0.4 | 0.4 | 0.4 | From DOE Prototype Buildings
Hospital BLDG_OCC_EXTD_SCH | Occupancy |  | Wkdy | 2014-01-01 | 2014-12-31 | Hourly | 0.4 | 0.4 | 0.4 | 0.4 | 0.4 | 0.4 | 0.4 | 0.5 | 0.6 | 0.8 | 0.8 | 0.8 | 0.8 | 0.8 | 0.8 | 0.8 | 0.8 | 0.6 | 0.5 | 0.5 | 0.4 | 0.4 | 0.4 | 0.4 | From DOE Prototype Buildings
Hospital BLDG_OCC_SCH | Occupancy |  | Default | 2014-01-01 | 2014-12-31 | Hourly | 0 | 0 | 0 | 0 | 0 | 0 | 0 | 0 | 0.05 | 0.05 | 0.05 | 0.05 | 0.05 | 0.05 | 0.05 | 0.05 | 0 | 0 | 0 | 0 | 0 | 0 | 0 | 0 | From DOE Prototype Buildings
Hospital BLDG_OCC_SCH | Occupancy |  | WntrDsn | 2014-01-01 | 2014-12-31 | Constant | 0 | [23 empty] | From DOE Prototype Buildings
Hospital BLDG_OCC_SCH | Occupancy |  | SmrDsn | 2014-01-01 | 2014-12-31 | Constant | 1 | [23 empty] | From DOE Prototype Buildings
Hospital BLDG_OCC_SCH | Occupancy |  | Sat | 2014-01-01 | 2014-12-31 | Hourly | 0 | 0 | 0 | 0 | 0 | 0 | 0 | 0.1 | 0.3 | 0.4 | 0.4 | 0.4 | 0.4 | 0.4 | 0.4 | 0.4 | 0.4 | 0.1 | 0.1 | 0 | 0 | 0 | 0 | 0 | From DOE Prototype Buildings
Hospital BLDG_OCC_SCH | Occupancy |  | Wkdy | 2014-01-01 | 2014-12-31 | Hourly | 0 | 0 | 0 | 0 | 0 | 0 | 0 | 0.1 | 0.5 | 0.8 | 0.8 | 0.8 | 0.8 | 0.8 | 0.8 | 0.8 | 0.8 | 0.5 | 0.3 | 0.3 | 0.2 | 0.2 | 0 | 0 | From DOE Prototype Buildings
Hospital BLDG_SWH_EXTD_SCH | Service Water Heating |  | Default¦WntrDsn¦Sat | 2014-01-01 | 2014-12-31 | Hourly | 0.3 | 0.3 | 0.3 | 0.3 | 0.3 | 0.3 | 0.3 | 0.3 | 0.4 | 0.5 | 0.6 | 0.6 | 0.6 | 0.6 | 0.6 | 0.6 | 0.6 | 0.5 | 0.3 | 0.3 | 0.3 | 0.3 | 0.3 | 0.3 | From DOE Prototype Buildings
Hospital BLDG_SWH_EXTD_SCH | Service Water Heating |  | SmrDsn¦Wkdy | 2014-01-01 | 2014-12-31 | Hourly | 0.3 | 0.3 | 0.3 | 0.3 | 0.3 | 0.3 | 0.3 | 0.5 | 0.58 | 0.66 | 0.78 | 0.82 | 0.71 | 0.82 | 0.78 | 0.74 | 0.63 | 0.41 | 0.35 | 0.35 | 0.35 | 0.3 | 0.3 | 0.3 | From DOE Prototype Buildings
Hospital BLDG_SWH_SCH | Service Water Heating |  | Default | 2014-01-01 | 2014-12-31 | Hourly | 0 | 0 | 0 | 0 | 0 | 0 | 0 | 0 | 0.01 | 0.01 | 0.01 | 0.01 | 0.01 | 0.01 | 0.01 | 0.01 | 0 | 0 | 0 | 0 | 0 | 0 | 0 | 0 | From DOE Prototype Buildings
Hospital BLDG_SWH_SCH | Service Water Heating |  | WntrDsn¦Sat | 2014-01-01 | 2014-12-31 | Hourly | 0 | 0 | 0 | 0 | 0 | 0 | 0 | 0.01 | 0.2 | 0.28 | 0.3 | 0.3 | 0.24 | 0.24 | 0.23 | 0.23 | 0.23 | 0.1 | 0.1 | 0 | 0 | 0 | 0 | 0 | From DOE Prototype Buildings
Hospital BLDG_SWH_SCH | Service Water Heating |  | SmrDsn¦Wkdy | 2014-01-01 | 2014-12-31 | Hourly | 0 | 0 | 0 | 0 | 0 | 0 | 0 | 0.17 | 0.58 | 0.66 | 0.78 | 0.82 | 0.71 | 0.82 | 0.78 | 0.74 | 0.63 | 0.41 | 0.18 | 0.18 | 0.18 | 0.1 | 0 | 0 | From DOE Prototype Buildings
Hospital CLGSETP_SCH | Thermostat Setpoint | C | Default¦WntrDsn¦SmrDsn | 2014-01-01 | 2014-12-31 | Constant | 24 | [23 empty] | From DOE Prototype Buildings
Hospital Clothing | Clothing |  | Default¦WntrDsn | 2014-01-01 | 2014-12-31 | Constant | 1 | [23 empty] | From DOE Reference Buildings
Hospital Clothing | Clothing |  | SmrDsn | 2014-01-01 | 2014-12-31 | Constant | 0.5 | [23 empty] | From DOE Reference Buildings
Hospital Clothing | Clothing |  | Wknd¦Wkdy | 2014-10-01 | 2014-12-31 | Constant | 1 | [23 empty] | From DOE Reference Buildings
Hospital Clothing | Clothing |  | Wknd¦Wkdy | 2014-05-01 | 2014-09-30 | Constant | 0.5 | [23 empty] | From DOE Reference Buildings
Hospital CLOTHING_SCH | Clothing | W | Default¦SmrDsn | 2014-01-01 | 2014-12-31 | Constant | 0.5 | [23 empty] | From DOE Prototype Buildings
Hospital CLOTHING_SCH | Clothing | W | WntrDsn | 2014-01-01 | 2014-12-31 | Constant | 1 | [23 empty] | From DOE Prototype Buildings
Hospital CLOTHING_SCH | Clothing | W | Wknd¦Wkdy | 2014-10-01 | 2014-12-31 | Constant | 1 | [23 empty] | From DOE Prototype Buildings
Hospital CLOTHING_SCH | Clothing | W | Wknd¦Wkdy | 2014-01-01 | 2014-04-30 | Constant | 1 | [23 empty] | From DOE Prototype Buildings
Hospital Cool-Supply-Air-Temp-Sch | Unknown | C | Default¦WntrDsn¦SmrDsn | 2014-01-01 | 2014-12-31 | Constant | 12.8 | [23 empty] | From DOE Prototype Buildings
Hospital CoolingCoilAvailSched | Unknown |  | Default¦WntrDsn¦SmrDsn | 2014-01-01 | 2014-12-31 | Constant | 1 | [23 empty] | From DOE Prototype Buildings
Hospital Critical ClgSetp | Thermostat Setpoint | C | Default¦WntrDsn¦SmrDsn | 2014-01-01 | 2014-12-31 | Constant | 22.2 | [23 empty] | From DOE Reference Buildings
Hospital Critical Equip | Equipment |  | Default¦SmrDsn¦Sun¦Sat | 2014-01-01 | 2014-12-31 | Hourly | 0.5 | 0.5 | 0.5 | 0.5 | 0.5 | 0.5 | 1 | 1 | 1 | 1 | 1 | 1 | 1 | 1 | 1 | 1 | 1 | 1 | 0.8 | 0.8 | 0.5 | 0.5 | 0.5 | 0.5 | From DOE Reference Buildings
Hospital Critical Equip | Equipment |  | WntrDsn | 2014-01-01 | 2014-12-31 | Constant | 0.3 | [23 empty] | From DOE Reference Buildings
Hospital Critical HtgSetp | Thermostat Setpoint | C | Default¦WntrDsn¦SmrDsn | 2014-01-01 | 2014-12-31 | Constant | 21.1 | [23 empty] | From DOE Reference Buildings
Hospital Critical Light | Lighting |  | Default¦WntrDsn¦SmrDsn¦Sun¦Sat | 2014-01-01 | 2014-12-31 | Hourly | 0.5 | 0.5 | 0.5 | 0.5 | 0.7 | 0.7 | 0.9 | 0.9 | 0.9 | 0.9 | 0.9 | 0.9 | 0.9 | 0.9 | 0.9 | 0.9 | 0.9 | 0.9 | 0.7 | 0.7 | 0.7 | 0.7 | 0.5 | 0.5 | From DOE Reference Buildings
Hospital Critical Occ | Occupancy |  | Default¦WntrDsn¦SmrDsn¦Sun¦Sat | 2014-01-01 | 2014-12-31 | Hourly | 0.4 | 0.4 | 0.4 | 0.4 | 0.65 | 0.65 | 0.9 | 0.9 | 0.9 | 0.9 | 0.9 | 0.9 | 0.9 | 0.9 | 0.9 | 0.9 | 0.9 | 0.9 | 0.65 | 0.65 | 0.65 | 0.65 | 0.4 | 0.4 | From DOE Reference Buildings
Hospital CW-Loop-Temp-Schedule | Unknown | C | Default¦WntrDsn¦SmrDsn | 2014-01-01 | 2014-12-31 | Constant | 6.7 | [23 empty] | From DOE Prototype Buildings
Hospital Dishwashing Booster Setpoint Temp Schedule | Service Water Heating | W | Default¦WntrDsn¦SmrDsn | 2014-01-01 | 2014-12-31 | Constant | 82.22 | [23 empty] | From DOE Prototype Buildings
Hospital Dishwashing Booster Water Inlet Temp Schedule | Service Water Heating | W | Default¦WntrDsn¦SmrDsn | 2014-01-01 | 2014-12-31 | Constant | 60 | [23 empty] | From DOE Prototype Buildings
Hospital Dual Zone Control Type Sched | Unknown |  | Default¦WntrDsn¦SmrDsn | 2014-01-01 | 2014-12-31 | Constant | 4 | [23 empty] | From DOE Prototype Buildings
Hospital ELEV_LIGHT_FAN_SCH_24_7 | Lighting |  | Default¦WntrDsn¦SmrDsn | 2014-01-01 | 2014-12-31 | Constant | 1 | [23 empty] | From DOE Prototype Buildings
Hospital ELEV_LIGHT_FAN_SCH_ADD_DF | Lighting |  | Default | 2014-01-01 | 2014-12-31 | Hourly | 0.2 | 0.2 | 0.2 | 0.2 | 0.2 | 0.2 | 0.2 | 0.2 | 0.4 | 0.4 | 0.4 | 0.4 | 0.4 | 0.4 | 0.4 | 0.4 | 0.2 | 0.2 | 0.2 | 0.2 | 0.2 | 0.2 | 0.2 | 0.2 | From DOE Prototype Buildings
Hospital ELEV_LIGHT_FAN_SCH_ADD_DF | Lighting |  | WntrDsn | 2014-01-01 | 2014-12-31 | Constant | 0.2 | [23 empty] | From DOE Prototype Buildings
Hospital ELEV_LIGHT_FAN_SCH_ADD_DF | Lighting |  | SmrDsn | 2014-01-01 | 2014-12-31 | Constant | 1 | [23 empty] | From DOE Prototype Buildings
Hospital ELEV_LIGHT_FAN_SCH_ADD_DF | Lighting |  | Sat | 2014-01-01 | 2014-12-31 | Hourly | 0.2 | 0.2 | 0.2 | 0.2 | 0.2 | 0.2 | 0.2 | 0.4 | 0.46 | 0.7 | 0.7 | 0.7 | 0.51 | 0.51 | 0.51 | 0.51 | 0.51 | 0.25 | 0.2 | 0.2 | 0.2 | 0.2 | 0.2 | 0.2 | From DOE Prototype Buildings
Hospital ELEV_LIGHT_FAN_SCH_ADD_DF | Lighting |  | Wkdy | 2014-01-01 | 2014-12-31 | Hourly | 0.2 | 0.2 | 0.2 | 0.2 | 0.2 | 0.2 | 0.2 | 0.5 | 1 | 1 | 1 | 1 | 1 | 1 | 1 | 1 | 1 | 1 | 0.52 | 0.52 | 0.52 | 0.28 | 0.2 | 0.2 | From DOE Prototype Buildings
Hospital ER_Exam1_Mult4_Flr_1 sub cat Latent fract sched | Unknown |  | Default¦WntrDsn¦SmrDsn | 2014-01-01 | 2014-12-31 | Constant | 0.05 | [23 empty] | From DOE Prototype Buildings
Hospital ER_Exam1_Mult4_Flr_1 sub cat Sensible fract sched | Unknown |  | Default¦WntrDsn¦SmrDsn | 2014-01-01 | 2014-12-31 | Constant | 0.2 | [23 empty] | From DOE Prototype Buildings
Hospital ER_Exam1_Mult4_Flr_1 sub cat Temp Sched | Unknown | C | Default¦WntrDsn¦SmrDsn | 2014-01-01 | 2014-12-31 | Constant | 60 | [23 empty] | From DOE Prototype Buildings
Hospital ER_Exam1_Mult4_Flr_1 sub catHot Supply Temp Sched | Unknown | C | Default¦WntrDsn¦SmrDsn | 2014-01-01 | 2014-12-31 | Constant | 55 | [23 empty] | From DOE Prototype Buildings
Hospital ER_Exam3_Mult4_Flr_1 sub cat Latent fract sched | Unknown |  | Default¦WntrDsn¦SmrDsn | 2014-01-01 | 2014-12-31 | Constant | 0.05 | [23 empty] | From DOE Prototype Buildings
Hospital ER_Exam3_Mult4_Flr_1 sub cat Sensible fract sched | Unknown |  | Default¦WntrDsn¦SmrDsn | 2014-01-01 | 2014-12-31 | Constant | 0.2 | [23 empty] | From DOE Prototype Buildings
Hospital ER_Exam3_Mult4_Flr_1 sub cat Temp Sched | Unknown | C | Default¦WntrDsn¦SmrDsn | 2014-01-01 | 2014-12-31 | Constant | 60 | [23 empty] | From DOE Prototype Buildings
Hospital ER_Exam3_Mult4_Flr_1 sub catHot Supply Temp Sched | Unknown | C | Default¦WntrDsn¦SmrDsn | 2014-01-01 | 2014-12-31 | Constant | 55 | [23 empty] | From DOE Prototype Buildings
Hospital ER_ExtraElecHeatC_Sch | Unknown |  | Default¦WntrDsn¦SmrDsn | 2014-01-01 | 2014-12-31 | Constant | 1 | [23 empty] | From DOE Prototype Buildings
Hospital ER_ExtraWaterHeatC_Sch | Unknown |  | Default¦WntrDsn¦SmrDsn | 2014-01-01 | 2014-12-31 | Constant | 1 | [23 empty] | From DOE Prototype Buildings
Hospital ER_Trauma1_Flr_1 sub cat Latent fract sched | Unknown |  | Default¦WntrDsn¦SmrDsn | 2014-01-01 | 2014-12-31 | Constant | 0.05 | [23 empty] | From DOE Prototype Buildings
Hospital ER_Trauma1_Flr_1 sub cat Sensible fract sched | Unknown |  | Default¦WntrDsn¦SmrDsn | 2014-01-01 | 2014-12-31 | Constant | 0.2 | [23 empty] | From DOE Prototype Buildings
Hospital ER_Trauma1_Flr_1 sub cat Temp Sched | Unknown | C | Default¦WntrDsn¦SmrDsn | 2014-01-01 | 2014-12-31 | Constant | 60 | [23 empty] | From DOE Prototype Buildings
Hospital ER_Trauma1_Flr_1 sub catHot Supply Temp Sched | Unknown | C | Default¦WntrDsn¦SmrDsn | 2014-01-01 | 2014-12-31 | Constant | 55 | [23 empty] | From DOE Prototype Buildings
Hospital ER_Trauma2_Flr_1 sub cat Latent fract sched | Unknown |  | Default¦WntrDsn¦SmrDsn | 2014-01-01 | 2014-12-31 | Constant | 0.05 | [23 empty] | From DOE Prototype Buildings
Hospital ER_Trauma2_Flr_1 sub cat Sensible fract sched | Unknown |  | Default¦WntrDsn¦SmrDsn | 2014-01-01 | 2014-12-31 | Constant | 0.2 | [23 empty] | From DOE Prototype Buildings
Hospital ER_Trauma2_Flr_1 sub cat Temp Sched | Unknown | C | Default¦WntrDsn¦SmrDsn | 2014-01-01 | 2014-12-31 | Constant | 60 | [23 empty] | From DOE Prototype Buildings
Hospital ER_Trauma2_Flr_1 sub catHot Supply Temp Sched | Unknown | C | Default¦WntrDsn¦SmrDsn | 2014-01-01 | 2014-12-31 | Constant | 55 | [23 empty] | From DOE Prototype Buildings
Hospital ER_Triage_Mult4_Flr_1 sub cat Latent fract sched | Unknown |  | Default¦WntrDsn¦SmrDsn | 2014-01-01 | 2014-12-31 | Constant | 0.05 | [23 empty] | From DOE Prototype Buildings
Hospital ER_Triage_Mult4_Flr_1 sub cat Sensible fract sched | Unknown |  | Default¦WntrDsn¦SmrDsn | 2014-01-01 | 2014-12-31 | Constant | 0.2 | [23 empty] | From DOE Prototype Buildings
Hospital ER_Triage_Mult4_Flr_1 sub cat Temp Sched | Unknown | C | Default¦WntrDsn¦SmrDsn | 2014-01-01 | 2014-12-31 | Constant | 60 | [23 empty] | From DOE Prototype Buildings
Hospital ER_Triage_Mult4_Flr_1 sub catHot Supply Temp Sched | Unknown | C | Default¦WntrDsn¦SmrDsn | 2014-01-01 | 2014-12-31 | Constant | 55 | [23 empty] | From DOE Prototype Buildings
Hospital Exterior_Lgt_ALWAYS_ON | Unknown |  | Default¦WntrDsn¦SmrDsn | 2014-01-01 | 2014-12-31 | Constant | 1 | [23 empty] | From DOE Prototype Buildings
Hospital Heat-Supply-Air-Temp-Sch | Unknown | C | Default¦WntrDsn¦SmrDsn | 2014-01-01 | 2014-12-31 | Constant | 12.8 | [23 empty] | From DOE Prototype Buildings
Hospital Hours_of_operation | Operation |  | Default¦WntrDsn¦SmrDsn | 2014-01-01 | 2014-12-31 | Constant | 1 | [23 empty] | From DOE Prototype Buildings
Hospital HTGSETP_SCH | Thermostat Setpoint | C | Default¦WntrDsn¦SmrDsn | 2014-01-01 | 2014-12-31 | Constant | 21 | [23 empty] | From DOE Prototype Buildings
Hospital Humidity Setpoint Schedule | Unknown |  | Default¦WntrDsn¦SmrDsn¦Sat¦Wkdy | 2014-01-01 | 2014-12-31 | Constant | 50 | [23 empty] | From DOE Prototype Buildings
Hospital HVACOperationSchd | Operation |  | Default¦WntrDsn¦SmrDsn | 2014-01-01 | 2014-12-31 | Constant | 1 | [23 empty] | From DOE Prototype Buildings
Hospital HW-Loop-Temp-Schedule | Unknown | C | Default¦WntrDsn¦SmrDsn | 2014-01-01 | 2014-12-31 | Constant | 82 | [23 empty] | From DOE Prototype Buildings
Hospital ICU_ExtraElecHeatC_Sch | Unknown |  | Default¦WntrDsn¦SmrDsn | 2014-01-01 | 2014-12-31 | Constant | 1 | [23 empty] | From DOE Prototype Buildings
Hospital ICU_ExtraWaterHeatC_Sch | Unknown |  | Default¦WntrDsn¦SmrDsn | 2014-01-01 | 2014-12-31 | Constant | 1 | [23 empty] | From DOE Prototype Buildings
Hospital Infil Quarter On | Infiltration |  | Default¦Sun¦Sat | 2014-01-01 | 2014-12-31 | Constant | 0.25 | [23 empty] | From DOE Reference Buildings
Hospital Infil Quarter On | Infiltration |  | WntrDsn¦SmrDsn | 2014-01-01 | 2014-12-31 | Constant | 1 | [23 empty] | From DOE Reference Buildings
Hospital INFIL_SCH_PNNL | Infiltration |  | Default¦WntrDsn¦SmrDsn¦Sat¦Wkdy | 2014-01-01 | 2014-12-31 | Constant | 0.25 | [23 empty] | From DOE Prototype Buildings
Hospital Kitchen ClgSetp | Thermostat Setpoint | C | Default¦SmrDsn | 2014-01-01 | 2014-12-31 | Hourly | 30 | 30 | 30 | 30 | 30 | 26 | 26 | 26 | 26 | 26 | 26 | 26 | 26 | 26 | 26 | 26 | 26 | 26 | 30 | 30 | 30 | 30 | 30 | 30 | From DOE Reference Buildings
Hospital Kitchen ClgSetp | Thermostat Setpoint | C | WntrDsn | 2014-01-01 | 2014-12-31 | Hourly | 30 | 30 | 30 | 30 | 30 | 30 | 30 | 26 | 26 | 26 | 26 | 26 | 26 | 26 | 26 | 30 | 30 | 30 | 30 | 30 | 30 | 30 | 30 | 30 | From DOE Reference Buildings
Hospital Kitchen ClgSetp | Thermostat Setpoint | C | Wknd | 2014-01-01 | 2014-12-31 | Constant | 30 | [23 empty] | From DOE Reference Buildings
Hospital Kitchen Exhaust | Equipment |  | Default¦SmrDsn | 2014-01-01 | 2014-12-31 | Hourly | 0 | 0 | 0 | 0 | 0 | 1 | 1 | 1 | 1 | 1 | 1 | 1 | 1 | 1 | 1 | 1 | 1 | 1 | 0 | 0 | 0 | 0 | 0 | 0 | From DOE Reference Buildings
Hospital Kitchen Exhaust | Equipment |  | WntrDsn | 2014-01-01 | 2014-12-31 | Hourly | 0 | 0 | 0 | 0 | 0 | 0 | 0 | 1 | 1 | 1 | 1 | 1 | 1 | 1 | 1 | 0 | 0 | 0 | 0 | 0 | 0 | 0 | 0 | 0 | From DOE Reference Buildings
Hospital Kitchen Exhaust | Equipment |  | Wknd | 2014-01-01 | 2014-12-31 | Constant | 0 | [23 empty] | From DOE Reference Buildings
Hospital Kitchen Exhaust Fan Balanced Exhaust Fraction Schedule | Equipment |  | Default¦WntrDsn¦SmrDsn | 2014-01-01 | 2014-12-31 | Hourly | 0 | 0 | 0 | 0 | 0 | 0 | 0 | 0.4458 | 0.4458 | 0.4458 | 0.4458 | 0.4458 | 0.4458 | 0.4458 | 0.4458 | 0.4458 | 0.4458 | 0.4458 | 0.4458 | 0.4458 | 0.4458 | 0.4458 | 0.4458 | 0.4458 | From DOE Prototype Buildings
Hospital Kitchen Gas | Equipment |  | Default¦Sun | 2014-01-01 | 2014-12-31 | Hourly | 0.02 | 0.02 | 0.02 | 0.02 | 0.02 | 0.05 | 0.1 | 0.15 | 0.2 | 0.15 | 0.25 | 0.25 | 0.25 | 0.2 | 0.15 | 0.2 | 0.3 | 0.3 | 0.3 | 0.2 | 0.2 | 0.15 | 0.1 | 0.05 | From DOE Reference Buildings
Hospital Kitchen Gas | Equipment |  | WntrDsn | 2014-01-01 | 2014-12-31 | Constant | 0 | [23 empty] | From DOE Reference Buildings
Hospital Kitchen Gas | Equipment |  | SmrDsn | 2014-01-01 | 2014-12-31 | Constant | 0.25 | [23 empty] | From DOE Reference Buildings
Hospital Kitchen HtgSetp | Thermostat Setpoint | C | Default¦SmrDsn | 2014-01-01 | 2014-12-31 | Hourly | 15.6 | 15.6 | 15.6 | 15.6 | 15.6 | 19 | 19 | 19 | 19 | 19 | 19 | 19 | 19 | 19 | 19 | 19 | 19 | 19 | 15.6 | 15.6 | 15.6 | 15.6 | 15.6 | 15.6 | From DOE Reference Buildings
Hospital Kitchen HtgSetp | Thermostat Setpoint | C | WntrDsn | 2014-01-01 | 2014-12-31 | Hourly | 15.6 | 15.6 | 15.6 | 15.6 | 15.6 | 15.6 | 15.6 | 19 | 19 | 19 | 19 | 19 | 19 | 19 | 19 | 15.6 | 15.6 | 15.6 | 15.6 | 15.6 | 15.6 | 15.6 | 15.6 | 15.6 | From DOE Reference Buildings
Hospital Kitchen HtgSetp | Thermostat Setpoint | C | Wknd | 2014-01-01 | 2014-12-31 | Constant | 15.6 | [23 empty] | From DOE Reference Buildings
Hospital Kitchen_Elec_Equip_SCH | Equipment |  | Default¦WntrDsn¦SmrDsn¦Sun¦Sat | 2014-01-01 | 2014-12-31 | Hourly | 0.1 | 0.1 | 0.1 | 0.1 | 0.1 | 0.1 | 0.25 | 0.35 | 0.35 | 0.25 | 0.35 | 0.35 | 0.35 | 0.25 | 0.25 | 0.25 | 0.35 | 0.35 | 0.35 | 0.25 | 0.25 | 0.25 | 0.25 | 0.25 | From DOE Reference Buildings
Hospital Kitchen_Exhaust_SCH | Equipment |  | Default¦WntrDsn¦SmrDsn | 2014-01-01 | 2014-12-31 | Hourly | 0 | 0 | 0 | 0 | 0 | 0 | 0 | 1 | 1 | 1 | 1 | 1 | 1 | 1 | 1 | 1 | 1 | 1 | 1 | 1 | 1 | 1 | 1 | 1 | From DOE Prototype Buildings
Hospital Kitchen_Flr_5 sub cat Latent fract sched | Equipment |  | Default¦WntrDsn¦SmrDsn | 2014-01-01 | 2014-12-31 | Constant | 0.05 | [23 empty] | From DOE Prototype Buildings
Hospital Kitchen_Flr_5 sub cat Sensible fract sched | Equipment |  | Default¦WntrDsn¦SmrDsn | 2014-01-01 | 2014-12-31 | Constant | 0.2 | [23 empty] | From DOE Prototype Buildings
Hospital Kitchen_Flr_5 sub cat Temp Sched | Equipment | C | Default¦WntrDsn¦SmrDsn | 2014-01-01 | 2014-12-31 | Constant | 60 | [23 empty] | From DOE Prototype Buildings
Hospital Kitchen_Flr_5 sub catHot Supply Temp Sched | Equipment | C | Default¦WntrDsn¦SmrDsn | 2014-01-01 | 2014-12-31 | Constant | 55 | [23 empty] | From DOE Prototype Buildings
Hospital Kitchen_Flr_5_Case:1_WALKINFREEZER_WalkInStockingSched | Equipment | W | Default | 2014-01-01 | 2014-12-31 | Hourly | 0 | 0 | 0 | 0 | 725 | 417 | 290 | 0 | 0 | 0 | 0 | 0 | 0 | 0 | 0 | 0 | 0 | 0 | 0 | 0 | 0 | 0 | 0 | 0 | From DOE Prototype Buildings
Hospital Kitchen_Flr_5_Case:1_WALKINFREEZER_WalkInStockingSched | Equipment | W | WntrDsn¦SmrDsn¦Wknd¦Mon¦Wed¦Thu | 2014-01-01 | 2014-12-31 | Hourly | 0 | 0 | 0 | 0 | 125 | 117 | 90 | 0 | 0 | 0 | 0 | 0 | 0 | 0 | 0 | 0 | 0 | 0 | 0 | 125 | 117 | 90 | 0 | 0 | From DOE Prototype Buildings
Hospital Kitchen_Flr_5_Case:2_SELFCONTAINEDDISPLAYCASE_CaseStockingSched | Equipment | W | Default¦WntrDsn¦SmrDsn | 2014-01-01 | 2014-12-31 | Constant | 0 | [23 empty] | From DOE Prototype Buildings
Hospital Kitchen_SAT_SCH | Equipment | C | Default¦WntrDsn¦SmrDsn | 2014-01-01 | 2014-12-31 | Constant | 15.6 | [23 empty] | From DOE Prototype Buildings
Hospital Lab_Flr_3 sub cat Latent fract sched | Unknown |  | Default¦WntrDsn¦SmrDsn | 2014-01-01 | 2014-12-31 | Constant | 0.05 | [23 empty] | From DOE Prototype Buildings
Hospital Lab_Flr_3 sub cat Sensible fract sched | Unknown |  | Default¦WntrDsn¦SmrDsn | 2014-01-01 | 2014-12-31 | Constant | 0.2 | [23 empty] | From DOE Prototype Buildings
Hospital Lab_Flr_3 sub cat Temp Sched | Unknown | C | Default¦WntrDsn¦SmrDsn | 2014-01-01 | 2014-12-31 | Constant | 60 | [23 empty] | From DOE Prototype Buildings
Hospital Lab_Flr_3 sub catHot Supply Temp Sched | Unknown | C | Default¦WntrDsn¦SmrDsn | 2014-01-01 | 2014-12-31 | Constant | 55 | [23 empty] | From DOE Prototype Buildings
Hospital Lab_Flr_4 sub cat Latent fract sched | Unknown |  | Default¦WntrDsn¦SmrDsn | 2014-01-01 | 2014-12-31 | Constant | 0.05 | [23 empty] | From DOE Prototype Buildings
Hospital Lab_Flr_4 sub cat Sensible fract sched | Unknown |  | Default¦WntrDsn¦SmrDsn | 2014-01-01 | 2014-12-31 | Constant | 0.2 | [23 empty] | From DOE Prototype Buildings
Hospital Lab_Flr_4 sub cat Temp Sched | Unknown | C | Default¦WntrDsn¦SmrDsn | 2014-01-01 | 2014-12-31 | Constant | 60 | [23 empty] | From DOE Prototype Buildings
Hospital Lab_Flr_4 sub catHot Supply Temp Sched | Unknown | C | Default¦WntrDsn¦SmrDsn | 2014-01-01 | 2014-12-31 | Constant | 55 | [23 empty] | From DOE Prototype Buildings
Hospital Labs_ExtraElecHeatC_Sch | Unknown |  | Default¦WntrDsn¦SmrDsn | 2014-01-01 | 2014-12-31 | Constant | 1 | [23 empty] | From DOE Prototype Buildings
Hospital Labs_ExtraWaterHeatC_Sch | Unknown |  | Default¦WntrDsn¦SmrDsn | 2014-01-01 | 2014-12-31 | Constant | 1 | [23 empty] | From DOE Prototype Buildings
Hospital Laundry Setpoint Temp Schedule | Equipment | W | Default¦WntrDsn¦SmrDsn | 2014-01-01 | 2014-12-31 | Constant | 82.22 | [23 empty] | From DOE Prototype Buildings
Hospital LAUNDRY_SWH_SCH | Equipment |  | Default¦WntrDsn¦SmrDsn | 2014-01-01 | 2014-12-31 | Hourly | 0 | 0 | 0 | 0 | 0 | 0 | 0 | 0 | 1 | 1 | 1 | 1 | 1 | 1 | 1 | 0 | 0 | 0 | 0 | 0 | 0 | 0 | 0 | 0 | From DOE Prototype Buildings
Hospital MaxRelHumSetSch | Unknown |  | Default¦WntrDsn¦SmrDsn | 2014-01-01 | 2014-12-31 | Constant | 60 | [23 empty] | From DOE Prototype Buildings
Hospital MinOA_Sched | OA Air |  | Default¦WntrDsn¦SmrDsn | 2014-01-01 | 2014-12-31 | Constant | 1 | [23 empty] | From DOE Prototype Buildings
Hospital MinRelHumSetSch | Unknown |  | Default¦WntrDsn¦SmrDsn | 2014-01-01 | 2014-12-31 | Constant | 40 | [23 empty] | From DOE Prototype Buildings
Hospital MinRelHumSetSch_addDI | Unknown |  | Default¦WntrDsn¦SmrDsn | 2014-01-01 | 2014-12-31 | Constant | 30 | [23 empty] | From DOE Prototype Buildings
Hospital MinRelHumSetSch_addDI_ICU | Unknown |  | Default¦WntrDsn¦SmrDsn | 2014-01-01 | 2014-12-31 | Constant | 35 | [23 empty] | From DOE Prototype Buildings
Hospital OR ClgSetp | Thermostat Setpoint | C | Default¦WntrDsn¦SmrDsn | 2014-01-01 | 2014-12-31 | Hourly | 22.2 | 22.2 | 22.2 | 22.2 | 22.2 | 22.2 | 18.3 | 18.3 | 18.3 | 18.3 | 18.3 | 18.3 | 18.3 | 18.3 | 18.3 | 18.3 | 18.3 | 22.2 | 22.2 | 22.2 | 22.2 | 22.2 | 22.2 | 22.2 | From DOE Reference Buildings
Hospital OR HtgSetp | Thermostat Setpoint | C | Default¦WntrDsn¦SmrDsn | 2014-01-01 | 2014-12-31 | Constant | 18.3 | [23 empty] | From DOE Reference Buildings
Hospital OR_ExtraElecHeatC_Sch | Unknown |  | Default¦WntrDsn¦SmrDsn | 2014-01-01 | 2014-12-31 | Constant | 1 | [23 empty] | From DOE Prototype Buildings
Hospital OR_ExtraWaterHeatC_Sch | Unknown |  | Default¦WntrDsn¦SmrDsn | 2014-01-01 | 2014-12-31 | Constant | 1 | [23 empty] | From DOE Prototype Buildings
Hospital OR_MinSA_Sched | Unknown |  | Default¦WntrDsn | 2014-01-01 | 2014-12-31 | Constant | 0.2 | [23 empty] | From DOE Prototype Buildings
Hospital OR_MinSA_Sched | Unknown |  | SmrDsn | 2014-01-01 | 2014-12-31 | Constant | 1 | [23 empty] | From DOE Prototype Buildings
Hospital OR_MinSA_Sched | Unknown |  | Sat | 2014-01-01 | 2014-12-31 | Hourly | 0.2 | 0.2 | 0.2 | 0.2 | 0.2 | 0.2 | 0.2 | 0.2 | 0.2 | 1 | 1 | 1 | 1 | 1 | 1 | 1 | 1 | 0.2 | 0.2 | 0.2 | 0.2 | 0.2 | 0.2 | 0.2 | From DOE Prototype Buildings
Hospital OR_MinSA_Sched | Unknown |  | Wkdy | 2014-01-01 | 2014-12-31 | Hourly | 0.2 | 0.2 | 0.2 | 0.2 | 0.2 | 0.2 | 0.2 | 0.2 | 0.2 | 1 | 1 | 1 | 1 | 1 | 1 | 1 | 1 | 1 | 0.2 | 0.2 | 0.2 | 0.2 | 0.2 | 0.2 | From DOE Prototype Buildings
Hospital OR1_Flr_2 sub cat Latent fract sched | Unknown |  | Default¦WntrDsn¦SmrDsn | 2014-01-01 | 2014-12-31 | Constant | 0.05 | [23 empty] | From DOE Prototype Buildings
Hospital OR1_Flr_2 sub cat Sensible fract sched | Unknown |  | Default¦WntrDsn¦SmrDsn | 2014-01-01 | 2014-12-31 | Constant | 0.2 | [23 empty] | From DOE Prototype Buildings
Hospital OR1_Flr_2 sub cat Temp Sched | Unknown | C | Default¦WntrDsn¦SmrDsn | 2014-01-01 | 2014-12-31 | Constant | 60 | [23 empty] | From DOE Prototype Buildings
Hospital OR1_Flr_2 sub catHot Supply Temp Sched | Unknown | C | Default¦WntrDsn¦SmrDsn | 2014-01-01 | 2014-12-31 | Constant | 55 | [23 empty] | From DOE Prototype Buildings
Hospital OR2_Mult5_Flr_2 sub cat Latent fract sched | Unknown |  | Default¦WntrDsn¦SmrDsn | 2014-01-01 | 2014-12-31 | Constant | 0.05 | [23 empty] | From DOE Prototype Buildings
Hospital OR2_Mult5_Flr_2 sub cat Sensible fract sched | Unknown |  | Default¦WntrDsn¦SmrDsn | 2014-01-01 | 2014-12-31 | Constant | 0.2 | [23 empty] | From DOE Prototype Buildings
Hospital OR2_Mult5_Flr_2 sub cat Temp Sched | Unknown | C | Default¦WntrDsn¦SmrDsn | 2014-01-01 | 2014-12-31 | Constant | 60 | [23 empty] | From DOE Prototype Buildings
Hospital OR2_Mult5_Flr_2 sub catHot Supply Temp Sched | Unknown | C | Default¦WntrDsn¦SmrDsn | 2014-01-01 | 2014-12-31 | Constant | 55 | [23 empty] | From DOE Prototype Buildings
Hospital OR3_Flr_2 sub cat Latent fract sched | Unknown |  | Default¦WntrDsn¦SmrDsn | 2014-01-01 | 2014-12-31 | Constant | 0.05 | [23 empty] | From DOE Prototype Buildings
Hospital OR3_Flr_2 sub cat Sensible fract sched | Unknown |  | Default¦WntrDsn¦SmrDsn | 2014-01-01 | 2014-12-31 | Constant | 0.2 | [23 empty] | From DOE Prototype Buildings
Hospital OR3_Flr_2 sub cat Temp Sched | Unknown | C | Default¦WntrDsn¦SmrDsn | 2014-01-01 | 2014-12-31 | Constant | 60 | [23 empty] | From DOE Prototype Buildings
Hospital OR3_Flr_2 sub catHot Supply Temp Sched | Unknown | C | Default¦WntrDsn¦SmrDsn | 2014-01-01 | 2014-12-31 | Constant | 55 | [23 empty] | From DOE Prototype Buildings
Hospital OR4_Flr_2 sub cat Latent fract sched | Unknown |  | Default¦WntrDsn¦SmrDsn | 2014-01-01 | 2014-12-31 | Constant | 0.05 | [23 empty] | From DOE Prototype Buildings
Hospital OR4_Flr_2 sub cat Sensible fract sched | Unknown |  | Default¦WntrDsn¦SmrDsn | 2014-01-01 | 2014-12-31 | Constant | 0.2 | [23 empty] | From DOE Prototype Buildings
Hospital OR4_Flr_2 sub cat Temp Sched | Unknown | C | Default¦WntrDsn¦SmrDsn | 2014-01-01 | 2014-12-31 | Constant | 60 | [23 empty] | From DOE Prototype Buildings
Hospital OR4_Flr_2 sub catHot Supply Temp Sched | Unknown | C | Default¦WntrDsn¦SmrDsn | 2014-01-01 | 2014-12-31 | Constant | 55 | [23 empty] | From DOE Prototype Buildings
Hospital Patrms_ExtraElecHeatC_Sch | Unknown |  | Default¦WntrDsn¦SmrDsn | 2014-01-01 | 2014-12-31 | Constant | 1 | [23 empty] | From DOE Prototype Buildings
Hospital Patrms_ExtraWaterHeatC_Sch | Unknown |  | Default¦WntrDsn¦SmrDsn | 2014-01-01 | 2014-12-31 | Constant | 1 | [23 empty] | From DOE Prototype Buildings
Hospital PatRoom1_Mult10_Flr_3 sub cat Latent fract sched | Unknown |  | Default¦WntrDsn¦SmrDsn | 2014-01-01 | 2014-12-31 | Constant | 0.05 | [23 empty] | From DOE Prototype Buildings
Hospital PatRoom1_Mult10_Flr_3 sub cat Sensible fract sched | Unknown |  | Default¦WntrDsn¦SmrDsn | 2014-01-01 | 2014-12-31 | Constant | 0.2 | [23 empty] | From DOE Prototype Buildings
Hospital PatRoom1_Mult10_Flr_3 sub cat Temp Sched | Unknown | C | Default¦WntrDsn¦SmrDsn | 2014-01-01 | 2014-12-31 | Constant | 60 | [23 empty] | From DOE Prototype Buildings
Hospital PatRoom1_Mult10_Flr_3 sub catHot Supply Temp Sched | Unknown | C | Default¦WntrDsn¦SmrDsn | 2014-01-01 | 2014-12-31 | Constant | 55 | [23 empty] | From DOE Prototype Buildings
Hospital PatRoom1_Mult10_Flr_4 sub cat Latent fract sched | Unknown |  | Default¦WntrDsn¦SmrDsn | 2014-01-01 | 2014-12-31 | Constant | 0.05 | [23 empty] | From DOE Prototype Buildings
Hospital PatRoom1_Mult10_Flr_4 sub cat Sensible fract sched | Unknown |  | Default¦WntrDsn¦SmrDsn | 2014-01-01 | 2014-12-31 | Constant | 0.2 | [23 empty] | From DOE Prototype Buildings
Hospital PatRoom1_Mult10_Flr_4 sub cat Temp Sched | Unknown | C | Default¦WntrDsn¦SmrDsn | 2014-01-01 | 2014-12-31 | Constant | 60 | [23 empty] | From DOE Prototype Buildings
Hospital PatRoom1_Mult10_Flr_4 sub catHot Supply Temp Sched | Unknown | C | Default¦WntrDsn¦SmrDsn | 2014-01-01 | 2014-12-31 | Constant | 55 | [23 empty] | From DOE Prototype Buildings
Hospital PatRoom2_Flr_3 sub cat Latent fract sched | Unknown |  | Default¦WntrDsn¦SmrDsn | 2014-01-01 | 2014-12-31 | Constant | 0.05 | [23 empty] | From DOE Prototype Buildings
Hospital PatRoom2_Flr_3 sub cat Sensible fract sched | Unknown |  | Default¦WntrDsn¦SmrDsn | 2014-01-01 | 2014-12-31 | Constant | 0.2 | [23 empty] | From DOE Prototype Buildings
Hospital PatRoom2_Flr_3 sub cat Temp Sched | Unknown | C | Default¦WntrDsn¦SmrDsn | 2014-01-01 | 2014-12-31 | Constant | 60 | [23 empty] | From DOE Prototype Buildings
Hospital PatRoom2_Flr_3 sub catHot Supply Temp Sched | Unknown | C | Default¦WntrDsn¦SmrDsn | 2014-01-01 | 2014-12-31 | Constant | 55 | [23 empty] | From DOE Prototype Buildings
Hospital PatRoom2_Flr_4 sub cat Latent fract sched | Unknown |  | Default¦WntrDsn¦SmrDsn | 2014-01-01 | 2014-12-31 | Constant | 0.05 | [23 empty] | From DOE Prototype Buildings
Hospital PatRoom2_Flr_4 sub cat Sensible fract sched | Unknown |  | Default¦WntrDsn¦SmrDsn | 2014-01-01 | 2014-12-31 | Constant | 0.2 | [23 empty] | From DOE Prototype Buildings
Hospital PatRoom2_Flr_4 sub cat Temp Sched | Unknown | C | Default¦WntrDsn¦SmrDsn | 2014-01-01 | 2014-12-31 | Constant | 60 | [23 empty] | From DOE Prototype Buildings
Hospital PatRoom2_Flr_4 sub catHot Supply Temp Sched | Unknown | C | Default¦WntrDsn¦SmrDsn | 2014-01-01 | 2014-12-31 | Constant | 55 | [23 empty] | From DOE Prototype Buildings
Hospital PatRoom3_Mult10_Flr_3 sub cat Latent fract sched | Unknown |  | Default¦WntrDsn¦SmrDsn | 2014-01-01 | 2014-12-31 | Constant | 0.05 | [23 empty] | From DOE Prototype Buildings
Hospital PatRoom3_Mult10_Flr_3 sub cat Sensible fract sched | Unknown |  | Default¦WntrDsn¦SmrDsn | 2014-01-01 | 2014-12-31 | Constant | 0.2 | [23 empty] | From DOE Prototype Buildings
Hospital PatRoom3_Mult10_Flr_3 sub cat Temp Sched | Unknown | C | Default¦WntrDsn¦SmrDsn | 2014-01-01 | 2014-12-31 | Constant | 60 | [23 empty] | From DOE Prototype Buildings
Hospital PatRoom3_Mult10_Flr_3 sub catHot Supply Temp Sched | Unknown | C | Default¦WntrDsn¦SmrDsn | 2014-01-01 | 2014-12-31 | Constant | 55 | [23 empty] | From DOE Prototype Buildings
Hospital PatRoom3_Mult10_Flr_4 sub cat Latent fract sched | Unknown |  | Default¦WntrDsn¦SmrDsn | 2014-01-01 | 2014-12-31 | Constant | 0.05 | [23 empty] | From DOE Prototype Buildings
Hospital PatRoom3_Mult10_Flr_4 sub cat Sensible fract sched | Unknown |  | Default¦WntrDsn¦SmrDsn | 2014-01-01 | 2014-12-31 | Constant | 0.2 | [23 empty] | From DOE Prototype Buildings
Hospital PatRoom3_Mult10_Flr_4 sub cat Temp Sched | Unknown | C | Default¦WntrDsn¦SmrDsn | 2014-01-01 | 2014-12-31 | Constant | 60 | [23 empty] | From DOE Prototype Buildings
Hospital PatRoom3_Mult10_Flr_4 sub catHot Supply Temp Sched | Unknown | C | Default¦WntrDsn¦SmrDsn | 2014-01-01 | 2014-12-31 | Constant | 55 | [23 empty] | From DOE Prototype Buildings
Hospital PatRoom4_Flr_3 sub cat Latent fract sched | Unknown |  | Default¦WntrDsn¦SmrDsn | 2014-01-01 | 2014-12-31 | Constant | 0.05 | [23 empty] | From DOE Prototype Buildings
Hospital PatRoom4_Flr_3 sub cat Sensible fract sched | Unknown |  | Default¦WntrDsn¦SmrDsn | 2014-01-01 | 2014-12-31 | Constant | 0.2 | [23 empty] | From DOE Prototype Buildings
Hospital PatRoom4_Flr_3 sub cat Temp Sched | Unknown | C | Default¦WntrDsn¦SmrDsn | 2014-01-01 | 2014-12-31 | Constant | 60 | [23 empty] | From DOE Prototype Buildings
Hospital PatRoom4_Flr_3 sub catHot Supply Temp Sched | Unknown | C | Default¦WntrDsn¦SmrDsn | 2014-01-01 | 2014-12-31 | Constant | 55 | [23 empty] | From DOE Prototype Buildings
Hospital PatRoom4_Flr_4 sub cat Latent fract sched | Unknown |  | Default¦WntrDsn¦SmrDsn | 2014-01-01 | 2014-12-31 | Constant | 0.05 | [23 empty] | From DOE Prototype Buildings
Hospital PatRoom4_Flr_4 sub cat Sensible fract sched | Unknown |  | Default¦WntrDsn¦SmrDsn | 2014-01-01 | 2014-12-31 | Constant | 0.2 | [23 empty] | From DOE Prototype Buildings
Hospital PatRoom4_Flr_4 sub cat Temp Sched | Unknown | C | Default¦WntrDsn¦SmrDsn | 2014-01-01 | 2014-12-31 | Constant | 60 | [23 empty] | From DOE Prototype Buildings
Hospital PatRoom4_Flr_4 sub catHot Supply Temp Sched | Unknown | C | Default¦WntrDsn¦SmrDsn | 2014-01-01 | 2014-12-31 | Constant | 55 | [23 empty] | From DOE Prototype Buildings
Hospital PatRoom5_Mult10_Flr_3 sub cat Latent fract sched | Unknown |  | Default¦WntrDsn¦SmrDsn | 2014-01-01 | 2014-12-31 | Constant | 0.05 | [23 empty] | From DOE Prototype Buildings
Hospital PatRoom5_Mult10_Flr_3 sub cat Sensible fract sched | Unknown |  | Default¦WntrDsn¦SmrDsn | 2014-01-01 | 2014-12-31 | Constant | 0.2 | [23 empty] | From DOE Prototype Buildings
Hospital PatRoom5_Mult10_Flr_3 sub cat Temp Sched | Unknown | C | Default¦WntrDsn¦SmrDsn | 2014-01-01 | 2014-12-31 | Constant | 60 | [23 empty] | From DOE Prototype Buildings
Hospital PatRoom5_Mult10_Flr_3 sub catHot Supply Temp Sched | Unknown | C | Default¦WntrDsn¦SmrDsn | 2014-01-01 | 2014-12-31 | Constant | 55 | [23 empty] | From DOE Prototype Buildings
Hospital PatRoom5_Mult10_Flr_4 sub cat Latent fract sched | Unknown |  | Default¦WntrDsn¦SmrDsn | 2014-01-01 | 2014-12-31 | Constant | 0.05 | [23 empty] | From DOE Prototype Buildings
Hospital PatRoom5_Mult10_Flr_4 sub cat Sensible fract sched | Unknown |  | Default¦WntrDsn¦SmrDsn | 2014-01-01 | 2014-12-31 | Constant | 0.2 | [23 empty] | From DOE Prototype Buildings
Hospital PatRoom5_Mult10_Flr_4 sub cat Temp Sched | Unknown | C | Default¦WntrDsn¦SmrDsn | 2014-01-01 | 2014-12-31 | Constant | 60 | [23 empty] | From DOE Prototype Buildings
Hospital PatRoom5_Mult10_Flr_4 sub catHot Supply Temp Sched | Unknown | C | Default¦WntrDsn¦SmrDsn | 2014-01-01 | 2014-12-31 | Constant | 55 | [23 empty] | From DOE Prototype Buildings
Hospital PatRoom6_Flr_3 sub cat Latent fract sched | Unknown |  | Default¦WntrDsn¦SmrDsn | 2014-01-01 | 2014-12-31 | Constant | 0.05 | [23 empty] | From DOE Prototype Buildings
Hospital PatRoom6_Flr_3 sub cat Sensible fract sched | Unknown |  | Default¦WntrDsn¦SmrDsn | 2014-01-01 | 2014-12-31 | Constant | 0.2 | [23 empty] | From DOE Prototype Buildings
Hospital PatRoom6_Flr_3 sub cat Temp Sched | Unknown | C | Default¦WntrDsn¦SmrDsn | 2014-01-01 | 2014-12-31 | Constant | 60 | [23 empty] | From DOE Prototype Buildings
Hospital PatRoom6_Flr_3 sub catHot Supply Temp Sched | Unknown | C | Default¦WntrDsn¦SmrDsn | 2014-01-01 | 2014-12-31 | Constant | 55 | [23 empty] | From DOE Prototype Buildings
Hospital PatRoom6_Flr_4 sub cat Latent fract sched | Unknown |  | Default¦WntrDsn¦SmrDsn | 2014-01-01 | 2014-12-31 | Constant | 0.05 | [23 empty] | From DOE Prototype Buildings
Hospital PatRoom6_Flr_4 sub cat Sensible fract sched | Unknown |  | Default¦WntrDsn¦SmrDsn | 2014-01-01 | 2014-12-31 | Constant | 0.2 | [23 empty] | From DOE Prototype Buildings
Hospital PatRoom6_Flr_4 sub cat Temp Sched | Unknown | C | Default¦WntrDsn¦SmrDsn | 2014-01-01 | 2014-12-31 | Constant | 60 | [23 empty] | From DOE Prototype Buildings
Hospital PatRoom6_Flr_4 sub catHot Supply Temp Sched | Unknown | C | Default¦WntrDsn¦SmrDsn | 2014-01-01 | 2014-12-31 | Constant | 55 | [23 empty] | From DOE Prototype Buildings
Hospital PatRoom7_Mult10_Flr_3 sub cat Latent fract sched | Unknown |  | Default¦WntrDsn¦SmrDsn | 2014-01-01 | 2014-12-31 | Constant | 0.05 | [23 empty] | From DOE Prototype Buildings
Hospital PatRoom7_Mult10_Flr_3 sub cat Sensible fract sched | Unknown |  | Default¦WntrDsn¦SmrDsn | 2014-01-01 | 2014-12-31 | Constant | 0.2 | [23 empty] | From DOE Prototype Buildings
Hospital PatRoom7_Mult10_Flr_3 sub cat Temp Sched | Unknown | C | Default¦WntrDsn¦SmrDsn | 2014-01-01 | 2014-12-31 | Constant | 60 | [23 empty] | From DOE Prototype Buildings
Hospital PatRoom7_Mult10_Flr_3 sub catHot Supply Temp Sched | Unknown | C | Default¦WntrDsn¦SmrDsn | 2014-01-01 | 2014-12-31 | Constant | 55 | [23 empty] | From DOE Prototype Buildings
Hospital PatRoom7_Mult10_Flr_4 sub cat Latent fract sched | Unknown |  | Default¦WntrDsn¦SmrDsn | 2014-01-01 | 2014-12-31 | Constant | 0.05 | [23 empty] | From DOE Prototype Buildings
Hospital PatRoom7_Mult10_Flr_4 sub cat Sensible fract sched | Unknown |  | Default¦WntrDsn¦SmrDsn | 2014-01-01 | 2014-12-31 | Constant | 0.2 | [23 empty] | From DOE Prototype Buildings
Hospital PatRoom7_Mult10_Flr_4 sub cat Temp Sched | Unknown | C | Default¦WntrDsn¦SmrDsn | 2014-01-01 | 2014-12-31 | Constant | 60 | [23 empty] | From DOE Prototype Buildings
Hospital PatRoom7_Mult10_Flr_4 sub catHot Supply Temp Sched | Unknown | C | Default¦WntrDsn¦SmrDsn | 2014-01-01 | 2014-12-31 | Constant | 55 | [23 empty] | From DOE Prototype Buildings
Hospital PatRoom8_Flr_3 sub cat Latent fract sched | Unknown |  | Default¦WntrDsn¦SmrDsn | 2014-01-01 | 2014-12-31 | Constant | 0.05 | [23 empty] | From DOE Prototype Buildings
Hospital PatRoom8_Flr_3 sub cat Sensible fract sched | Unknown |  | Default¦WntrDsn¦SmrDsn | 2014-01-01 | 2014-12-31 | Constant | 0.2 | [23 empty] | From DOE Prototype Buildings
Hospital PatRoom8_Flr_3 sub cat Temp Sched | Unknown | C | Default¦WntrDsn¦SmrDsn | 2014-01-01 | 2014-12-31 | Constant | 60 | [23 empty] | From DOE Prototype Buildings
Hospital PatRoom8_Flr_3 sub catHot Supply Temp Sched | Unknown | C | Default¦WntrDsn¦SmrDsn | 2014-01-01 | 2014-12-31 | Constant | 55 | [23 empty] | From DOE Prototype Buildings
Hospital PatRoom8_Flr_4 sub cat Latent fract sched | Unknown |  | Default¦WntrDsn¦SmrDsn | 2014-01-01 | 2014-12-31 | Constant | 0.05 | [23 empty] | From DOE Prototype Buildings
Hospital PatRoom8_Flr_4 sub cat Sensible fract sched | Unknown |  | Default¦WntrDsn¦SmrDsn | 2014-01-01 | 2014-12-31 | Constant | 0.2 | [23 empty] | From DOE Prototype Buildings
Hospital PatRoom8_Flr_4 sub cat Temp Sched | Unknown | C | Default¦WntrDsn¦SmrDsn | 2014-01-01 | 2014-12-31 | Constant | 60 | [23 empty] | From DOE Prototype Buildings
Hospital PatRoom8_Flr_4 sub catHot Supply Temp Sched | Unknown | C | Default¦WntrDsn¦SmrDsn | 2014-01-01 | 2014-12-31 | Constant | 55 | [23 empty] | From DOE Prototype Buildings
Hospital PhysTherapy_Flr_3 sub cat Latent fract sched | Unknown |  | Default¦WntrDsn¦SmrDsn | 2014-01-01 | 2014-12-31 | Constant | 0.05 | [23 empty] | From DOE Prototype Buildings
Hospital PhysTherapy_Flr_3 sub cat Sensible fract sched | Unknown |  | Default¦WntrDsn¦SmrDsn | 2014-01-01 | 2014-12-31 | Constant | 0.2 | [23 empty] | From DOE Prototype Buildings
Hospital PhysTherapy_Flr_3 sub cat Temp Sched | Unknown | C | Default¦WntrDsn¦SmrDsn | 2014-01-01 | 2014-12-31 | Constant | 60 | [23 empty] | From DOE Prototype Buildings
Hospital PhysTherapy_Flr_3 sub catHot Supply Temp Sched | Unknown | C | Default¦WntrDsn¦SmrDsn | 2014-01-01 | 2014-12-31 | Constant | 55 | [23 empty] | From DOE Prototype Buildings
Hospital PlantOnSched | Unknown |  | Default¦WntrDsn¦SmrDsn | 2014-01-01 | 2014-12-31 | Constant | 1 | [23 empty] | From DOE Prototype Buildings
Hospital Radiology_Flr_4 sub cat Latent fract sched | Unknown |  | Default¦WntrDsn¦SmrDsn | 2014-01-01 | 2014-12-31 | Constant | 0.05 | [23 empty] | From DOE Prototype Buildings
Hospital Radiology_Flr_4 sub cat Sensible fract sched | Unknown |  | Default¦WntrDsn¦SmrDsn | 2014-01-01 | 2014-12-31 | Constant | 0.2 | [23 empty] | From DOE Prototype Buildings
Hospital Radiology_Flr_4 sub cat Temp Sched | Unknown | C | Default¦WntrDsn¦SmrDsn | 2014-01-01 | 2014-12-31 | Constant | 60 | [23 empty] | From DOE Prototype Buildings
Hospital Radiology_Flr_4 sub catHot Supply Temp Sched | Unknown | C | Default¦WntrDsn¦SmrDsn | 2014-01-01 | 2014-12-31 | Constant | 55 | [23 empty] | From DOE Prototype Buildings
Hospital ReheatCoilAvailSched | Unknown |  | Default¦WntrDsn¦SmrDsn | 2014-01-01 | 2014-12-31 | Constant | 1 | [23 empty] | From DOE Prototype Buildings
Hospital scheduleOSCBasementFloorTemp | Unknown | C | Default¦WntrDsn¦SmrDsn | 2014-01-01 | 2014-12-31 | Constant | 0 | [23 empty] | From DOE Prototype Buildings
Hospital scheduleOSCBasementLowerWallTemp | Unknown | C | Default¦WntrDsn¦SmrDsn | 2014-01-01 | 2014-12-31 | Constant | 0 | [23 empty] | From DOE Prototype Buildings
Hospital scheduleOSCBasementUpperWallTemp | Unknown | C | Default¦WntrDsn¦SmrDsn | 2014-01-01 | 2014-12-31 | Constant | 0 | [23 empty] | From DOE Prototype Buildings
Hospital scheduleOSCBasementWallSurfaceTemp | Unknown | C | Default¦WntrDsn¦SmrDsn | 2014-01-01 | 2014-12-31 | Constant | 0 | [23 empty] | From DOE Prototype Buildings
Hospital SHADING_SCH | Unknown | W | Default¦WntrDsn¦SmrDsn | 2014-01-01 | 2014-12-31 | Constant | 0 | [23 empty] | From DOE Prototype Buildings
Hospital SHWSys1 Water Heater Ambient Temperature Schedule | Service Water Heating | C | Default¦WntrDsn¦SmrDsn | 2014-01-01 | 2014-12-31 | Constant | 22 | [23 empty] | From DOE Prototype Buildings
Hospital SHWSys1 Water Heater Setpoint Temperature Schedule | Service Water Heating | C | Default¦WntrDsn¦SmrDsn | 2014-01-01 | 2014-12-31 | Constant | 60 | [23 empty] | From DOE Prototype Buildings
Hospital SHWSys1-Loop-Temp-Schedule | Service Water Heating | C | Default¦WntrDsn¦SmrDsn | 2014-01-01 | 2014-12-31 | Constant | 60 | [23 empty] | From DOE Prototype Buildings
Hospital Tower-Loop-Temp-Schedule | Unknown | C | Default¦WntrDsn¦SmrDsn | 2014-01-01 | 2014-12-31 | Constant | 21.1 | [23 empty] | From DOE Prototype Buildings
Hospital VAV_ER_OAminOAFracSchedule | OA Air |  | Default¦WntrDsn¦SmrDsn | 2014-01-01 | 2014-12-31 | Constant | 0.33 | [23 empty] | From DOE Prototype Buildings
Hospital VAV_ICU_OAminOAFracSchedule | OA Air |  | Default¦WntrDsn¦SmrDsn | 2014-01-01 | 2014-12-31 | Constant | 0.33 | [23 empty] | From DOE Prototype Buildings
Hospital VAV_LABS_OAminOAFracSchedule | OA Air |  | Default¦WntrDsn¦SmrDsn | 2014-01-01 | 2014-12-31 | Constant | 1 | [23 empty] | From DOE Prototype Buildings
Hospital VAV_OR_OAminOAFracSchedule | OA Air |  | Default¦WntrDsn¦SmrDsn | 2014-01-01 | 2014-12-31 | Constant | 0.33 | [23 empty] | From DOE Prototype Buildings
Hospital VAV_PATRMS_OAminOAFracSchedule | OA Air |  | Default¦WntrDsn¦SmrDsn | 2014-01-01 | 2014-12-31 | Constant | 0.33 | [23 empty] | From DOE Prototype Buildings
Hospital VAV_SAT_SCH | Unknown | C | Default¦WntrDsn¦SmrDsn | 2014-01-01 | 2014-12-31 | Constant | 12.8 | [23 empty] | From DOE Prototype Buildings
Hospital walkin_occ_lght_SCH | Occupancy |  | Default | 2014-01-01 | 2014-12-31 | Hourly | 0.05 | 0.05 | 0.05 | 0.05 | 0.05 | 0.05 | 0.05 | 0.05 | 0.052 | 0.052 | 0.052 | 0.052 | 0.052 | 0.052 | 0.052 | 0.052 | 0.05 | 0.05 | 0.05 | 0.05 | 0.05 | 0.05 | 0.05 | 0.05 | From DOE Prototype Buildings
Hospital walkin_occ_lght_SCH | Occupancy |  | WntrDsn | 2014-01-01 | 2014-12-31 | Constant | 0 | [23 empty] | From DOE Prototype Buildings
Hospital walkin_occ_lght_SCH | Occupancy |  | SmrDsn | 2014-01-01 | 2014-12-31 | Constant | 1 | [23 empty] | From DOE Prototype Buildings
Hospital walkin_occ_lght_SCH | Occupancy |  | Sat | 2014-01-01 | 2014-12-31 | Hourly | 0.1 | 0.1 | 0.1 | 0.1 | 0.1 | 0.1 | 0.1 | 0.104 | 0.208 | 0.208 | 0.208 | 0.208 | 0.208 | 0.208 | 0.208 | 0.208 | 0.208 | 0.208 | 0.1 | 0.1 | 0.1 | 0.1 | 0.1 | 0.1 | From DOE Prototype Buildings
Hospital walkin_occ_lght_SCH | Occupancy |  | Wkdy | 2014-01-01 | 2014-12-31 | Hourly | 0.1 | 0.1 | 0.1 | 0.1 | 0.1 | 0.1 | 0.1 | 0.26 | 0.468 | 0.468 | 0.468 | 0.468 | 0.468 | 0.468 | 0.468 | 0.468 | 0.156 | 0.156 | 0.156 | 0.156 | 0.156 | 0.156 | 0.156 | 0.1 | From DOE Prototype Buildings
Hospital Work Eff | Unknown |  | Default¦WntrDsn¦SmrDsn | 2014-01-01 | 2014-12-31 | Constant | 0 | [23 empty] | From DOE Reference Buildings
Hospital WORK_EFF_SCH | Unknown |  | Default¦WntrDsn¦SmrDsn | 2014-01-01 | 2014-12-31 | Constant | 0 | [23 empty] | From DOE Prototype Buildings
HotelLarge ACTIVITY_SCH | Activity | W | Default¦WntrDsn¦SmrDsn | 2014-01-01 | 2014-12-31 | Constant | 120 | [23 empty] | From DOE Prototype Buildings
HotelLarge Adva_OccGuestRoom_ClgSP_Sch | Thermostat Setpoint | C | Default | 2014-01-01 | 2014-12-31 | Hourly | 21.11 | 21.11 | 21.11 | 21.11 | 21.11 | 21.11 | 21.11 | 21.11 | 21.11 | 23.333 | 23.333 | 23.333 | 23.333 | 23.333 | 23.333 | 23.333 | 21.11 | 21.11 | 21.11 | 21.11 | 21.11 | 21.11 | 21.11 | 21.11 | From DOE Prototype Buildings
HotelLarge Adva_OccGuestRoom_ClgSP_Sch | Thermostat Setpoint | C | WntrDsn¦SmrDsn | 2014-01-01 | 2014-12-31 | Constant | 21.11 | [23 empty] | From DOE Prototype Buildings
HotelLarge Adva_OccGuestRoom_HtgSP_Sch | Thermostat Setpoint | C | Default | 2014-01-01 | 2014-12-31 | Hourly | 21.11 | 21.11 | 21.11 | 21.11 | 21.11 | 21.11 | 21.11 | 21.11 | 21.11 | 18.889 | 18.889 | 18.889 | 18.889 | 18.889 | 18.889 | 18.889 | 21.11 | 21.11 | 21.11 | 21.11 | 21.11 | 21.11 | 21.11 | 21.11 | From DOE Prototype Buildings
HotelLarge Adva_OccGuestRoom_HtgSP_Sch | Thermostat Setpoint | C | WntrDsn¦SmrDsn | 2014-01-01 | 2014-12-31 | Constant | 21.11 | [23 empty] | From DOE Prototype Buildings
HotelLarge Adva5F_OccGuestRoom_ClgSP_Sch | Thermostat Setpoint | C | Default | 2014-01-01 | 2014-12-31 | Hourly | 21.11 | 21.11 | 21.11 | 21.11 | 21.11 | 21.11 | 21.11 | 21.11 | 21.11 | 23.888 | 23.888 | 23.888 | 23.888 | 23.888 | 23.888 | 23.888 | 21.11 | 21.11 | 21.11 | 21.11 | 21.11 | 21.11 | 21.11 | 21.11 | From DOE Prototype Buildings
HotelLarge Adva5F_OccGuestRoom_ClgSP_Sch | Thermostat Setpoint | C | WntrDsn¦SmrDsn | 2014-01-01 | 2014-12-31 | Constant | 21.11 | [23 empty] | From DOE Prototype Buildings
HotelLarge Adva5F_OccGuestRoom_HtgSP_Sch | Thermostat Setpoint | C | Default | 2014-01-01 | 2014-12-31 | Hourly | 21.11 | 21.11 | 21.11 | 21.11 | 21.11 | 21.11 | 21.11 | 21.11 | 21.11 | 18.334 | 18.334 | 18.334 | 18.334 | 18.334 | 18.334 | 18.334 | 21.11 | 21.11 | 21.11 | 21.11 | 21.11 | 21.11 | 21.11 | 21.11 | From DOE Prototype Buildings
HotelLarge Adva5F_OccGuestRoom_HtgSP_Sch | Thermostat Setpoint | C | WntrDsn¦SmrDsn | 2014-01-01 | 2014-12-31 | Constant | 21.11 | [23 empty] | From DOE Prototype Buildings
HotelLarge AIR_VELO_SCH | Unknown | W | Default¦WntrDsn¦SmrDsn | 2014-01-01 | 2014-12-31 | Constant | 0.2 | [23 empty] | From DOE Prototype Buildings
HotelLarge ALWAYS_OFF | Unknown |  | Default¦WntrDsn¦SmrDsn | 2014-01-01 | 2014-12-31 | Constant | 0 | [23 empty] | From DOE Prototype Buildings
HotelLarge ALWAYS_ON | Unknown |  | Default¦WntrDsn¦SmrDsn | 2014-01-01 | 2014-12-31 | Constant | 1 | [23 empty] | From DOE Prototype Buildings
HotelLarge Base_OccGuestRoom_ClgSP_Sch | Thermostat Setpoint | C | Default¦WntrDsn¦SmrDsn | 2014-01-01 | 2014-12-31 | Constant | 21.11 | [23 empty] | From DOE Prototype Buildings
HotelLarge Base_OccGuestRoom_HtgSP_Sch | Thermostat Setpoint | C | Default¦WntrDsn¦SmrDsn | 2014-01-01 | 2014-12-31 | Constant | 21.11 | [23 empty] | From DOE Prototype Buildings
HotelLarge BASEMENT_EQUIP_SCH | Equipment |  | Default | 2014-01-01 | 2014-12-31 | Hourly | 0.4 | 0.4 | 0.3 | 0.3 | 0.3 | 0.3 | 0.4 | 0.5 | 0.5 | 0.4 | 0.4 | 0.4 | 0.4 | 0.3 | 0.3 | 0.3 | 0.3 | 0.3 | 0.6 | 0.8 | 0.9 | 0.7 | 0.6 | 0.4 | From DOE Prototype Buildings
HotelLarge BASEMENT_EQUIP_SCH | Equipment |  | WntrDsn | 2014-01-01 | 2014-12-31 | Constant | 0 | [23 empty] | From DOE Prototype Buildings
HotelLarge BASEMENT_EQUIP_SCH | Equipment |  | SmrDsn | 2014-01-01 | 2014-12-31 | Constant | 1 | [23 empty] | From DOE Prototype Buildings
HotelLarge BASEMENT_EQUIP_SCH | Equipment |  | Sat | 2014-01-01 | 2014-12-31 | Hourly | 0.3 | 0.3 | 0.2 | 0.2 | 0.2 | 0.2 | 0.4 | 0.4 | 0.5 | 0.5 | 0.4 | 0.35 | 0.35 | 0.35 | 0.35 | 0.35 | 0.35 | 0.35 | 0.7 | 0.8 | 0.8 | 0.8 | 0.7 | 0.4 | From DOE Prototype Buildings
HotelLarge BASEMENT_EQUIP_SCH | Equipment |  | Wkdy | 2014-01-01 | 2014-12-31 | Hourly | 0.3 | 0.25 | 0.2 | 0.2 | 0.2 | 0.3 | 0.5 | 0.6 | 0.5 | 0.5 | 0.35 | 0.35 | 0.35 | 0.35 | 0.35 | 0.35 | 0.35 | 0.35 | 0.7 | 0.9 | 0.95 | 0.9 | 0.7 | 0.4 | From DOE Prototype Buildings
HotelLarge BASEMENT_EQUIP_SCH_2010 | Equipment |  | Default | 2014-01-01 | 2014-12-31 | Hourly | 0.38414 | 0.38414 | 0.28811 | 0.28811 | 0.28811 | 0.28811 | 0.38414 | 0.48018 | 0.48018 | 0.38414 | 0.38414 | 0.38414 | 0.38414 | 0.28811 | 0.28811 | 0.28811 | 0.28811 | 0.28811 | 0.57621 | 0.76829 | 0.86432 | 0.67225 | 0.57621 | 0.38414 | From DOE Prototype Buildings
HotelLarge BASEMENT_EQUIP_SCH_2010 | Equipment |  | WntrDsn | 2014-01-01 | 2014-12-31 | Constant | 0 | [23 empty] | From DOE Prototype Buildings
HotelLarge BASEMENT_EQUIP_SCH_2010 | Equipment |  | SmrDsn | 2014-01-01 | 2014-12-31 | Constant | 1 | [23 empty] | From DOE Prototype Buildings
HotelLarge BASEMENT_EQUIP_SCH_2010 | Equipment |  | Sat | 2014-01-01 | 2014-12-31 | Hourly | 0.28811 | 0.28811 | 0.19207 | 0.19207 | 0.19207 | 0.19207 | 0.38414 | 0.38414 | 0.48018 | 0.48018 | 0.38414 | 0.33613 | 0.33613 | 0.33613 | 0.33613 | 0.33613 | 0.33613 | 0.33613 | 0.67225 | 0.76829 | 0.76829 | 0.76829 | 0.67225 | 0.38414 | From DOE Prototype Buildings
HotelLarge BASEMENT_EQUIP_SCH_2010 | Equipment |  | Wkdy | 2014-01-01 | 2014-12-31 | Hourly | 0.28811 | 0.24009 | 0.19207 | 0.19207 | 0.19207 | 0.28811 | 0.48018 | 0.57621 | 0.48018 | 0.48018 | 0.33613 | 0.33613 | 0.33613 | 0.33613 | 0.33613 | 0.33613 | 0.33613 | 0.33613 | 0.67225 | 0.86432 | 0.91234 | 0.86432 | 0.67225 | 0.38414 | From DOE Prototype Buildings
HotelLarge BASEMENT_EQUIP_SCH_2013 | Equipment |  | Default | 2014-01-01 | 2014-12-31 | Hourly | 0.38097 | 0.38097 | 0.28572 | 0.28572 | 0.28572 | 0.28572 | 0.38097 | 0.47621 | 0.47621 | 0.38097 | 0.38097 | 0.38097 | 0.38097 | 0.28572 | 0.28572 | 0.28572 | 0.28572 | 0.28572 | 0.57145 | 0.76193 | 0.85717 | 0.66669 | 0.57145 | 0.38097 | From DOE Prototype Buildings
HotelLarge BASEMENT_EQUIP_SCH_2013 | Equipment |  | WntrDsn | 2014-01-01 | 2014-12-31 | Constant | 0 | [23 empty] | From DOE Prototype Buildings
HotelLarge BASEMENT_EQUIP_SCH_2013 | Equipment |  | SmrDsn | 2014-01-01 | 2014-12-31 | Constant | 1 | [23 empty] | From DOE Prototype Buildings
HotelLarge BASEMENT_EQUIP_SCH_2013 | Equipment |  | Sat | 2014-01-01 | 2014-12-31 | Hourly | 0.28572 | 0.28572 | 0.19048 | 0.19048 | 0.19048 | 0.19048 | 0.38097 | 0.38097 | 0.47621 | 0.47621 | 0.38097 | 0.33335 | 0.33335 | 0.33335 | 0.33335 | 0.33335 | 0.33335 | 0.33335 | 0.66669 | 0.76193 | 0.76193 | 0.76193 | 0.66669 | 0.38097 | From DOE Prototype Buildings
HotelLarge BASEMENT_EQUIP_SCH_2013 | Equipment |  | Wkdy | 2014-01-01 | 2014-12-31 | Hourly | 0.28572 | 0.2381 | 0.19048 | 0.19048 | 0.19048 | 0.28572 | 0.47621 | 0.57145 | 0.47621 | 0.47621 | 0.33335 | 0.33335 | 0.33335 | 0.33335 | 0.33335 | 0.33335 | 0.33335 | 0.33335 | 0.66669 | 0.85717 | 0.90479 | 0.85717 | 0.66669 | 0.38097 | From DOE Prototype Buildings
HotelLarge BLDG_ELEVATORS | Elevator |  | Default | 2014-01-01 | 2014-12-31 | Hourly | 0.05 | 0.05 | 0.05 | 0.05 | 0.1 | 0.2 | 0.4 | 0.5 | 0.5 | 0.35 | 0.15 | 0.15 | 0.15 | 0.15 | 0.15 | 0.15 | 0.35 | 0.5 | 0.5 | 0.4 | 0.4 | 0.3 | 0.2 | 0.1 | From DOE Prototype Buildings
HotelLarge BLDG_ELEVATORS | Elevator |  | WntrDsn | 2014-01-01 | 2014-12-31 | Constant | 0.05 | [23 empty] | From DOE Prototype Buildings
HotelLarge BLDG_ELEVATORS | Elevator |  | SmrDsn | 2014-01-01 | 2014-12-31 | Constant | 0.5 | [23 empty] | From DOE Prototype Buildings
HotelLarge BLDG_EQUIP_SCH | Equipment |  | Default | 2014-01-01 | 2014-12-31 | Hourly | 0.4 | 0.4 | 0.3 | 0.3 | 0.3 | 0.3 | 0.4 | 0.5 | 0.5 | 0.4 | 0.4 | 0.4 | 0.4 | 0.3 | 0.3 | 0.3 | 0.3 | 0.3 | 0.6 | 0.8 | 0.9 | 0.7 | 0.6 | 0.4 | From DOE Prototype Buildings
HotelLarge BLDG_EQUIP_SCH | Equipment |  | WntrDsn | 2014-01-01 | 2014-12-31 | Constant | 0 | [23 empty] | From DOE Prototype Buildings
HotelLarge BLDG_EQUIP_SCH | Equipment |  | SmrDsn | 2014-01-01 | 2014-12-31 | Constant | 1 | [23 empty] | From DOE Prototype Buildings
HotelLarge BLDG_EQUIP_SCH | Equipment |  | Sat | 2014-01-01 | 2014-12-31 | Hourly | 0.3 | 0.3 | 0.2 | 0.2 | 0.2 | 0.2 | 0.4 | 0.4 | 0.5 | 0.5 | 0.4 | 0.35 | 0.35 | 0.35 | 0.35 | 0.35 | 0.35 | 0.35 | 0.7 | 0.8 | 0.8 | 0.8 | 0.7 | 0.4 | From DOE Prototype Buildings
HotelLarge BLDG_EQUIP_SCH | Equipment |  | Wkdy | 2014-01-01 | 2014-12-31 | Hourly | 0.3 | 0.25 | 0.2 | 0.2 | 0.2 | 0.3 | 0.5 | 0.6 | 0.5 | 0.5 | 0.35 | 0.35 | 0.35 | 0.35 | 0.35 | 0.35 | 0.35 | 0.35 | 0.7 | 0.9 | 0.95 | 0.9 | 0.7 | 0.4 | From DOE Prototype Buildings
HotelLarge BLDG_LIGHT_CORRIDOR_SCH | Lighting |  | Default | 2014-01-01 | 2014-12-31 | Hourly | 0.3 | 0.3 | 0.2 | 0.2 | 0.2 | 0.2 | 0.3 | 0.4 | 0.4 | 0.3 | 0.3 | 0.3 | 0.3 | 0.2 | 0.2 | 0.2 | 0.2 | 0.2 | 0.5 | 0.7 | 0.8 | 0.6 | 0.5 | 0.3 | From DOE Prototype Buildings
HotelLarge BLDG_LIGHT_CORRIDOR_SCH | Lighting |  | WntrDsn | 2014-01-01 | 2014-12-31 | Constant | 0 | [23 empty] | From DOE Prototype Buildings
HotelLarge BLDG_LIGHT_CORRIDOR_SCH | Lighting |  | SmrDsn | 2014-01-01 | 2014-12-31 | Constant | 1 | [23 empty] | From DOE Prototype Buildings
HotelLarge BLDG_LIGHT_CORRIDOR_SCH | Lighting |  | Sat | 2014-01-01 | 2014-12-31 | Hourly | 0.2 | 0.2 | 0.1 | 0.1 | 0.1 | 0.1 | 0.3 | 0.3 | 0.4 | 0.4 | 0.3 | 0.25 | 0.25 | 0.25 | 0.25 | 0.25 | 0.25 | 0.25 | 0.6 | 0.7 | 0.7 | 0.7 | 0.6 | 0.3 | From DOE Prototype Buildings
HotelLarge BLDG_LIGHT_CORRIDOR_SCH | Lighting |  | Wkdy | 2014-01-01 | 2014-12-31 | Hourly | 0.2 | 0.15 | 0.1 | 0.1 | 0.1 | 0.2 | 0.4 | 0.5 | 0.4 | 0.4 | 0.25 | 0.25 | 0.25 | 0.25 | 0.25 | 0.25 | 0.25 | 0.25 | 0.6 | 0.8 | 0.9 | 0.8 | 0.6 | 0.3 | From DOE Prototype Buildings
HotelLarge BLDG_LIGHT_CORRIDOR_SCH_2010 | Lighting |  | Default | 2014-01-01 | 2014-12-31 | Hourly | 0.25029 | 0.25029 | 0.16686 | 0.16686 | 0.16686 | 0.16686 | 0.25029 | 0.33372 | 0.33372 | 0.25029 | 0.25029 | 0.25029 | 0.25029 | 0.16686 | 0.16686 | 0.16686 | 0.16686 | 0.16686 | 0.41715 | 0.58401 | 0.66744 | 0.50058 | 0.41715 | 0.25029 | From DOE Prototype Buildings
HotelLarge BLDG_LIGHT_CORRIDOR_SCH_2010 | Lighting |  | WntrDsn | 2014-01-01 | 2014-12-31 | Constant | 0 | [23 empty] | From DOE Prototype Buildings
HotelLarge BLDG_LIGHT_CORRIDOR_SCH_2010 | Lighting |  | SmrDsn | 2014-01-01 | 2014-12-31 | Constant | 1 | [23 empty] | From DOE Prototype Buildings
HotelLarge BLDG_LIGHT_CORRIDOR_SCH_2010 | Lighting |  | Sat | 2014-01-01 | 2014-12-31 | Hourly | 0.16686 | 0.16686 | 0.08343 | 0.08343 | 0.08343 | 0.08343 | 0.25029 | 0.25029 | 0.33372 | 0.33372 | 0.25029 | 0.20858 | 0.20858 | 0.20858 | 0.20858 | 0.20858 | 0.20858 | 0.20858 | 0.50058 | 0.58401 | 0.58401 | 0.58401 | 0.50058 | 0.25029 | From DOE Prototype Buildings
HotelLarge BLDG_LIGHT_CORRIDOR_SCH_2010 | Lighting |  | Wkdy | 2014-01-01 | 2014-12-31 | Hourly | 0.16686 | 0.12515 | 0.08343 | 0.08343 | 0.08343 | 0.16686 | 0.33372 | 0.41715 | 0.33372 | 0.33372 | 0.20858 | 0.20858 | 0.20858 | 0.20858 | 0.20858 | 0.20858 | 0.20858 | 0.20858 | 0.50058 | 0.66744 | 0.75087 | 0.66744 | 0.50058 | 0.25029 | From DOE Prototype Buildings
HotelLarge BLDG_LIGHT_CORRIDOR_SCH_2013 | Lighting |  | Default | 2014-01-01 | 2014-12-31 | Hourly | 0.16269 | 0.16269 | 0.10846 | 0.10846 | 0.10846 | 0.10846 | 0.16269 | 0.21692 | 0.21692 | 0.16269 | 0.16269 | 0.16269 | 0.16269 | 0.10846 | 0.10846 | 0.10846 | 0.10846 | 0.10846 | 0.27115 | 0.37961 | 0.43384 | 0.32538 | 0.27115 | 0.16269 | From DOE Prototype Buildings
HotelLarge BLDG_LIGHT_CORRIDOR_SCH_2013 | Lighting |  | WntrDsn | 2014-01-01 | 2014-12-31 | Constant | 0 | [23 empty] | From DOE Prototype Buildings
HotelLarge BLDG_LIGHT_CORRIDOR_SCH_2013 | Lighting |  | SmrDsn | 2014-01-01 | 2014-12-31 | Constant | 1 | [23 empty] | From DOE Prototype Buildings
HotelLarge BLDG_LIGHT_CORRIDOR_SCH_2013 | Lighting |  | Sat | 2014-01-01 | 2014-12-31 | Hourly | 0.10846 | 0.10846 | 0.054229 | 0.054229 | 0.054229 | 0.054229 | 0.16269 | 0.16269 | 0.21692 | 0.21692 | 0.13557 | 0.13557 | 0.13557 | 0.13557 | 0.13557 | 0.13557 | 0.13557 | 0.13557 | 0.32538 | 0.37961 | 0.37961 | 0.37961 | 0.32538 | 0.16269 | From DOE Prototype Buildings
HotelLarge BLDG_LIGHT_CORRIDOR_SCH_2013 | Lighting |  | Wkdy | 2014-01-01 | 2014-12-31 | Hourly | 0.10846 | 0.081344 | 0.054229 | 0.054229 | 0.054229 | 0.10846 | 0.21692 | 0.27115 | 0.21692 | 0.21692 | 0.20858 | 0.13557 | 0.13557 | 0.13557 | 0.13557 | 0.13557 | 0.13557 | 0.13557 | 0.32538 | 0.43384 | 0.48807 | 0.43384 | 0.32538 | 0.16269 | From DOE Prototype Buildings
HotelLarge BLDG_LIGHT_GUESTROOM_SCH | Lighting |  | Default | 2014-01-01 | 2014-12-31 | Hourly | 0.26 | 0.26 | 0.11 | 0.11 | 0.11 | 0.11 | 0.41 | 0.41 | 0.56 | 0.56 | 0.41 | 0.33 | 0.33 | 0.33 | 0.33 | 0.33 | 0.33 | 0.33 | 0.85 | 1 | 1 | 1 | 0.85 | 0.41 | From DOE Prototype Buildings
HotelLarge BLDG_LIGHT_GUESTROOM_SCH | Lighting |  | WntrDsn | 2014-01-01 | 2014-12-31 | Constant | 0 | [23 empty] | From DOE Prototype Buildings
HotelLarge BLDG_LIGHT_GUESTROOM_SCH | Lighting |  | SmrDsn | 2014-01-01 | 2014-12-31 | Constant | 1 | [23 empty] | From DOE Prototype Buildings
HotelLarge BLDG_LIGHT_GUESTROOM_SCH | Lighting |  | Wkdy | 2014-01-01 | 2014-12-31 | Hourly | 0.22 | 0.17 | 0.11 | 0.11 | 0.11 | 0.22 | 0.44 | 0.56 | 0.44 | 0.44 | 0.28 | 0.28 | 0.28 | 0.28 | 0.28 | 0.28 | 0.28 | 0.28 | 0.67 | 0.89 | 1 | 0.89 | 0.67 | 0.33 | From DOE Prototype Buildings
HotelLarge BLDG_LIGHT_GUESTROOM_SCH_2010 | Lighting |  | Default | 2014-01-01 | 2014-12-31 | Hourly | 0.2197 | 0.2197 | 0.0945 | 0.0945 | 0.0945 | 0.0945 | 0.3852 | 0.3852 | 0.5259 | 0.44427 | 0.30216 | 0.2432 | 0.2432 | 0.2432 | 0.2432 | 0.2432 | 0.2432 | 0.25327 | 0.7973 | 0.938 | 0.938 | 0.938 | 0.7973 | 0.3852 | From DOE Prototype Buildings
HotelLarge BLDG_LIGHT_GUESTROOM_SCH_2010 | Lighting |  | WntrDsn | 2014-01-01 | 2014-12-31 | Constant | 0 | [23 empty] | From DOE Prototype Buildings
HotelLarge BLDG_LIGHT_GUESTROOM_SCH_2010 | Lighting |  | SmrDsn | 2014-01-01 | 2014-12-31 | Constant | 1 | [23 empty] | From DOE Prototype Buildings
HotelLarge BLDG_LIGHT_GUESTROOM_SCH_2010 | Lighting |  | Wkdy | 2014-01-01 | 2014-12-31 | Hourly | 0.1859 | 0.1452 | 0.0945 | 0.0945 | 0.0945 | 0.1859 | 0.4121 | 0.5259 | 0.4121 | 0.4121 | 0.2087 | 0.2087 | 0.2087 | 0.2087 | 0.2087 | 0.2087 | 0.21304 | 0.2149 | 0.6297 | 0.8342 | 0.938 | 0.8342 | 0.6297 | 0.3083 | From DOE Prototype Buildings
HotelLarge BLDG_LIGHT_GUESTROOM_SCH_2013 | Lighting |  | Default | 2014-01-01 | 2014-12-31 | Hourly | 0.13 | 0.13 | 0.06 | 0.06 | 0.06 | 0.06 | 0.33 | 0.33 | 0.45 | 0.18667 | 0.062121 | 0.05 | 0.05 | 0.05 | 0.05 | 0.05 | 0.05 | 0.0825 | 0.68 | 0.8 | 0.8 | 0.8 | 0.68 | 0.33 | From DOE Prototype Buildings
HotelLarge BLDG_LIGHT_GUESTROOM_SCH_2013 | Lighting |  | WntrDsn | 2014-01-01 | 2014-12-31 | Constant | 0 | [23 empty] | From DOE Prototype Buildings
HotelLarge BLDG_LIGHT_GUESTROOM_SCH_2013 | Lighting |  | SmrDsn | 2014-01-01 | 2014-12-31 | Constant | 1 | [23 empty] | From DOE Prototype Buildings
HotelLarge BLDG_LIGHT_GUESTROOM_SCH_2013 | Lighting |  | Wkdy | 2014-01-01 | 2014-12-31 | Hourly | 0.11 | 0.09 | 0.06 | 0.06 | 0.06 | 0.11 | 0.35 | 0.45 | 0.35 | 0.35 | 0.05 | 0.05 | 0.05 | 0.05 | 0.05 | 0.05 | 0.064 | 0.07 | 0.54 | 0.71 | 0.8 | 0.71 | 0.54 | 0.26 | From DOE Prototype Buildings
HotelLarge BLDG_LIGHT_MECHANIC_SCH | Lighting |  | Default | 2014-01-01 | 2014-12-31 | Hourly | 0.3 | 0.3 | 0.2 | 0.2 | 0.2 | 0.2 | 0.3 | 0.4 | 0.4 | 0.3 | 0.3 | 0.3 | 0.3 | 0.2 | 0.2 | 0.2 | 0.2 | 0.2 | 0.5 | 0.7 | 0.8 | 0.6 | 0.5 | 0.3 | From DOE Prototype Buildings
HotelLarge BLDG_LIGHT_MECHANIC_SCH | Lighting |  | WntrDsn | 2014-01-01 | 2014-12-31 | Constant | 0 | [23 empty] | From DOE Prototype Buildings
HotelLarge BLDG_LIGHT_MECHANIC_SCH | Lighting |  | SmrDsn | 2014-01-01 | 2014-12-31 | Constant | 1 | [23 empty] | From DOE Prototype Buildings
HotelLarge BLDG_LIGHT_MECHANIC_SCH | Lighting |  | Sat | 2014-01-01 | 2014-12-31 | Hourly | 0.2 | 0.2 | 0.1 | 0.1 | 0.1 | 0.1 | 0.3 | 0.3 | 0.4 | 0.4 | 0.3 | 0.25 | 0.25 | 0.25 | 0.25 | 0.25 | 0.25 | 0.25 | 0.6 | 0.7 | 0.7 | 0.7 | 0.6 | 0.3 | From DOE Prototype Buildings
HotelLarge BLDG_LIGHT_MECHANIC_SCH | Lighting |  | Wkdy | 2014-01-01 | 2014-12-31 | Hourly | 0.2 | 0.15 | 0.1 | 0.1 | 0.1 | 0.2 | 0.4 | 0.5 | 0.4 | 0.4 | 0.25 | 0.25 | 0.25 | 0.25 | 0.25 | 0.25 | 0.25 | 0.25 | 0.6 | 0.8 | 0.9 | 0.8 | 0.6 | 0.3 | From DOE Prototype Buildings
HotelLarge BLDG_LIGHT_MECHANIC_SCH_2010 | Lighting |  | Default | 2014-01-01 | 2014-12-31 | Hourly | 0.3 | 0.3 | 0.2 | 0.2 | 0.2 | 0.2 | 0.3 | 0.4 | 0.4 | 0.3 | 0.3 | 0.3 | 0.3 | 0.2 | 0.2 | 0.2 | 0.2 | 0.2 | 0.5 | 0.7 | 0.8 | 0.6 | 0.5 | 0.3 | From DOE Prototype Buildings
HotelLarge BLDG_LIGHT_MECHANIC_SCH_2010 | Lighting |  | WntrDsn | 2014-01-01 | 2014-12-31 | Constant | 0 | [23 empty] | From DOE Prototype Buildings
HotelLarge BLDG_LIGHT_MECHANIC_SCH_2010 | Lighting |  | SmrDsn | 2014-01-01 | 2014-12-31 | Constant | 1 | [23 empty] | From DOE Prototype Buildings
HotelLarge BLDG_LIGHT_MECHANIC_SCH_2010 | Lighting |  | Sat | 2014-01-01 | 2014-12-31 | Hourly | 0.2 | 0.2 | 0.1 | 0.1 | 0.1 | 0.1 | 0.3 | 0.3 | 0.4 | 0.4 | 0.3 | 0.25 | 0.25 | 0.25 | 0.25 | 0.25 | 0.25 | 0.25 | 0.6 | 0.7 | 0.7 | 0.7 | 0.6 | 0.3 | From DOE Prototype Buildings
HotelLarge BLDG_LIGHT_MECHANIC_SCH_2010 | Lighting |  | Wkdy | 2014-01-01 | 2014-12-31 | Hourly | 0.2 | 0.15 | 0.1 | 0.1 | 0.1 | 0.2 | 0.4 | 0.5 | 0.4 | 0.4 | 0.25 | 0.25 | 0.25 | 0.25 | 0.25 | 0.25 | 0.25 | 0.25 | 0.6 | 0.8 | 0.9 | 0.8 | 0.6 | 0.3 | From DOE Prototype Buildings
HotelLarge BLDG_LIGHT_MECHANIC_SCH_2013 | Lighting |  | Default | 2014-01-01 | 2014-12-31 | Hourly | 0.3 | 0.3 | 0.2 | 0.2 | 0.2 | 0.2 | 0.3 | 0.4 | 0.4 | 0.3 | 0.3 | 0.3 | 0.3 | 0.2 | 0.2 | 0.2 | 0.2 | 0.2 | 0.5 | 0.7 | 0.8 | 0.6 | 0.5 | 0.3 | From DOE Prototype Buildings
HotelLarge BLDG_LIGHT_MECHANIC_SCH_2013 | Lighting |  | WntrDsn | 2014-01-01 | 2014-12-31 | Constant | 0 | [23 empty] | From DOE Prototype Buildings
HotelLarge BLDG_LIGHT_MECHANIC_SCH_2013 | Lighting |  | SmrDsn | 2014-01-01 | 2014-12-31 | Constant | 1 | [23 empty] | From DOE Prototype Buildings
HotelLarge BLDG_LIGHT_MECHANIC_SCH_2013 | Lighting |  | Sat | 2014-01-01 | 2014-12-31 | Hourly | 0.2 | 0.2 | 0.1 | 0.1 | 0.1 | 0.1 | 0.3 | 0.3 | 0.4 | 0.4 | 0.3 | 0.25 | 0.25 | 0.25 | 0.25 | 0.25 | 0.25 | 0.25 | 0.6 | 0.7 | 0.7 | 0.7 | 0.6 | 0.3 | From DOE Prototype Buildings
HotelLarge BLDG_LIGHT_MECHANIC_SCH_2013 | Lighting |  | Wkdy | 2014-01-01 | 2014-12-31 | Hourly | 0.2 | 0.15 | 0.1 | 0.1 | 0.1 | 0.2 | 0.4 | 0.5 | 0.4 | 0.4 | 0.25 | 0.25 | 0.25 | 0.25 | 0.25 | 0.25 | 0.25 | 0.25 | 0.6 | 0.8 | 0.9 | 0.8 | 0.6 | 0.3 | From DOE Prototype Buildings
HotelLarge BLDG_LIGHT_OFFICE_BSMT_SCH | Lighting |  | Default | 2014-01-01 | 2014-12-31 | Hourly | 0.3 | 0.3 | 0.2 | 0.2 | 0.2 | 0.2 | 0.3 | 0.4 | 0.4 | 0.3 | 0.3 | 0.3 | 0.3 | 0.2 | 0.2 | 0.2 | 0.2 | 0.2 | 0.5 | 0.7 | 0.8 | 0.6 | 0.5 | 0.3 | From DOE Prototype Buildings
HotelLarge BLDG_LIGHT_OFFICE_BSMT_SCH | Lighting |  | WntrDsn | 2014-01-01 | 2014-12-31 | Constant | 0 | [23 empty] | From DOE Prototype Buildings
HotelLarge BLDG_LIGHT_OFFICE_BSMT_SCH | Lighting |  | SmrDsn | 2014-01-01 | 2014-12-31 | Constant | 1 | [23 empty] | From DOE Prototype Buildings
HotelLarge BLDG_LIGHT_OFFICE_BSMT_SCH | Lighting |  | Sat | 2014-01-01 | 2014-12-31 | Hourly | 0.2 | 0.2 | 0.1 | 0.1 | 0.1 | 0.1 | 0.3 | 0.3 | 0.4 | 0.4 | 0.3 | 0.25 | 0.25 | 0.25 | 0.25 | 0.25 | 0.25 | 0.25 | 0.6 | 0.7 | 0.7 | 0.7 | 0.6 | 0.3 | From DOE Prototype Buildings
HotelLarge BLDG_LIGHT_OFFICE_BSMT_SCH | Lighting |  | Wkdy | 2014-01-01 | 2014-12-31 | Hourly | 0.2 | 0.15 | 0.1 | 0.1 | 0.1 | 0.2 | 0.4 | 0.5 | 0.4 | 0.4 | 0.25 | 0.25 | 0.25 | 0.25 | 0.25 | 0.25 | 0.25 | 0.25 | 0.6 | 0.8 | 0.9 | 0.8 | 0.6 | 0.3 | From DOE Prototype Buildings
HotelLarge BLDG_LIGHT_OFFICE_BSMT_SCH_2010 | Lighting |  | Default | 2014-01-01 | 2014-12-31 | Hourly | 0.28125 | 0.28125 | 0.1875 | 0.1875 | 0.1875 | 0.1875 | 0.28125 | 0.375 | 0.375 | 0.28125 | 0.28125 | 0.28125 | 0.28125 | 0.1875 | 0.1875 | 0.1875 | 0.1875 | 0.1875 | 0.46875 | 0.65625 | 0.75 | 0.5625 | 0.46875 | 0.28125 | From DOE Prototype Buildings
HotelLarge BLDG_LIGHT_OFFICE_BSMT_SCH_2010 | Lighting |  | WntrDsn | 2014-01-01 | 2014-12-31 | Constant | 0 | [23 empty] | From DOE Prototype Buildings
HotelLarge BLDG_LIGHT_OFFICE_BSMT_SCH_2010 | Lighting |  | SmrDsn | 2014-01-01 | 2014-12-31 | Constant | 1 | [23 empty] | From DOE Prototype Buildings
HotelLarge BLDG_LIGHT_OFFICE_BSMT_SCH_2010 | Lighting |  | Sat | 2014-01-01 | 2014-12-31 | Hourly | 0.1875 | 0.1875 | 0.09375 | 0.09375 | 0.09375 | 0.09375 | 0.28125 | 0.28125 | 0.375 | 0.375 | 0.28125 | 0.23438 | 0.23438 | 0.23438 | 0.23438 | 0.23438 | 0.23438 | 0.23438 | 0.5625 | 0.65625 | 0.65625 | 0.65625 | 0.5625 | 0.28125 | From DOE Prototype Buildings
HotelLarge BLDG_LIGHT_OFFICE_BSMT_SCH_2010 | Lighting |  | Wkdy | 2014-01-01 | 2014-12-31 | Hourly | 0.1875 | 0.14062 | 0.09375 | 0.09375 | 0.09375 | 0.1875 | 0.375 | 0.46875 | 0.375 | 0.375 | 0.23438 | 0.23438 | 0.23438 | 0.23438 | 0.23438 | 0.23438 | 0.23438 | 0.23438 | 0.5625 | 0.75 | 0.84375 | 0.75 | 0.5625 | 0.28125 | From DOE Prototype Buildings
HotelLarge BLDG_LIGHT_OFFICE_BSMT_SCH_2013 | Lighting |  | Default | 2014-01-01 | 2014-12-31 | Hourly | 0.26826 | 0.26826 | 0.17884 | 0.17884 | 0.17884 | 0.17884 | 0.26826 | 0.35768 | 0.35768 | 0.26826 | 0.26826 | 0.26826 | 0.26826 | 0.17884 | 0.17884 | 0.17884 | 0.17884 | 0.17884 | 0.44709 | 0.62593 | 0.71535 | 0.53651 | 0.44709 | 0.26826 | From DOE Prototype Buildings
HotelLarge BLDG_LIGHT_OFFICE_BSMT_SCH_2013 | Lighting |  | WntrDsn | 2014-01-01 | 2014-12-31 | Constant | 0 | [23 empty] | From DOE Prototype Buildings
HotelLarge BLDG_LIGHT_OFFICE_BSMT_SCH_2013 | Lighting |  | SmrDsn | 2014-01-01 | 2014-12-31 | Constant | 1 | [23 empty] | From DOE Prototype Buildings
HotelLarge BLDG_LIGHT_OFFICE_BSMT_SCH_2013 | Lighting |  | Sat | 2014-01-01 | 2014-12-31 | Hourly | 0.17884 | 0.17884 | 0.089419 | 0.089419 | 0.089419 | 0.089419 | 0.26826 | 0.26826 | 0.35768 | 0.35768 | 0.26826 | 0.22355 | 0.22355 | 0.22355 | 0.22355 | 0.22355 | 0.22355 | 0.22355 | 0.53651 | 0.62593 | 0.62593 | 0.62593 | 0.53651 | 0.26826 | From DOE Prototype Buildings
HotelLarge BLDG_LIGHT_OFFICE_BSMT_SCH_2013 | Lighting |  | Wkdy | 2014-01-01 | 2014-12-31 | Hourly | 0.17884 | 0.13413 | 0.089419 | 0.089419 | 0.089419 | 0.17884 | 0.35768 | 0.44709 | 0.35768 | 0.35768 | 0.22355 | 0.22355 | 0.22355 | 0.22355 | 0.22355 | 0.22355 | 0.22355 | 0.22355 | 0.53651 | 0.71535 | 0.80477 | 0.71535 | 0.53651 | 0.26826 | From DOE Prototype Buildings
HotelLarge BLDG_LIGHT_SCH | Lighting |  | Default | 2014-01-01 | 2014-12-31 | Hourly | 0.3 | 0.3 | 0.2 | 0.2 | 0.2 | 0.2 | 0.3 | 0.4 | 0.4 | 0.3 | 0.3 | 0.3 | 0.3 | 0.2 | 0.2 | 0.2 | 0.2 | 0.2 | 0.5 | 0.7 | 0.8 | 0.6 | 0.5 | 0.3 | From DOE Prototype Buildings
HotelLarge BLDG_LIGHT_SCH | Lighting |  | WntrDsn | 2014-01-01 | 2014-12-31 | Constant | 0 | [23 empty] | From DOE Prototype Buildings
HotelLarge BLDG_LIGHT_SCH | Lighting |  | SmrDsn | 2014-01-01 | 2014-12-31 | Constant | 1 | [23 empty] | From DOE Prototype Buildings
HotelLarge BLDG_LIGHT_SCH | Lighting |  | Sat | 2014-01-01 | 2014-12-31 | Hourly | 0.2 | 0.2 | 0.1 | 0.1 | 0.1 | 0.1 | 0.3 | 0.3 | 0.4 | 0.4 | 0.3 | 0.25 | 0.25 | 0.25 | 0.25 | 0.25 | 0.25 | 0.25 | 0.6 | 0.7 | 0.7 | 0.7 | 0.6 | 0.3 | From DOE Prototype Buildings
HotelLarge BLDG_LIGHT_SCH | Lighting |  | Wkdy | 2014-01-01 | 2014-12-31 | Hourly | 0.2 | 0.15 | 0.1 | 0.1 | 0.1 | 0.2 | 0.4 | 0.5 | 0.4 | 0.4 | 0.25 | 0.25 | 0.25 | 0.25 | 0.25 | 0.25 | 0.25 | 0.25 | 0.6 | 0.8 | 0.9 | 0.8 | 0.6 | 0.3 | From DOE Prototype Buildings
HotelLarge BLDG_LIGHT_SCH_2010 | Lighting |  | Default | 2014-01-01 | 2014-12-31 | Hourly | 0.3 | 0.3 | 0.2 | 0.2 | 0.2 | 0.2 | 0.3 | 0.4 | 0.4 | 0.3 | 0.3 | 0.3 | 0.3 | 0.2 | 0.2 | 0.2 | 0.2 | 0.2 | 0.5 | 0.7 | 0.8 | 0.6 | 0.5 | 0.3 | From DOE Prototype Buildings
HotelLarge BLDG_LIGHT_SCH_2010 | Lighting |  | WntrDsn | 2014-01-01 | 2014-12-31 | Constant | 0 | [23 empty] | From DOE Prototype Buildings
HotelLarge BLDG_LIGHT_SCH_2010 | Lighting |  | SmrDsn | 2014-01-01 | 2014-12-31 | Constant | 1 | [23 empty] | From DOE Prototype Buildings
HotelLarge BLDG_LIGHT_SCH_2010 | Lighting |  | Sat | 2014-01-01 | 2014-12-31 | Hourly | 0.2 | 0.2 | 0.1 | 0.1 | 0.1 | 0.1 | 0.3 | 0.3 | 0.4 | 0.4 | 0.3 | 0.25 | 0.25 | 0.25 | 0.25 | 0.25 | 0.25 | 0.25 | 0.6 | 0.7 | 0.7 | 0.7 | 0.6 | 0.3 | From DOE Prototype Buildings
HotelLarge BLDG_LIGHT_SCH_2010 | Lighting |  | Wkdy | 2014-01-01 | 2014-12-31 | Hourly | 0.2 | 0.15 | 0.1 | 0.1 | 0.1 | 0.2 | 0.4 | 0.5 | 0.4 | 0.4 | 0.25 | 0.25 | 0.25 | 0.25 | 0.25 | 0.25 | 0.25 | 0.25 | 0.6 | 0.8 | 0.9 | 0.8 | 0.6 | 0.3 | From DOE Prototype Buildings
HotelLarge BLDG_LIGHT_SCH_2013 | Lighting |  | Default | 2014-01-01 | 2014-12-31 | Hourly | 0.3 | 0.3 | 0.2 | 0.2 | 0.2 | 0.2 | 0.3 | 0.4 | 0.4 | 0.3 | 0.3 | 0.3 | 0.3 | 0.2 | 0.2 | 0.2 | 0.2 | 0.2 | 0.5 | 0.7 | 0.8 | 0.6 | 0.5 | 0.3 | From DOE Prototype Buildings
HotelLarge BLDG_LIGHT_SCH_2013 | Lighting |  | WntrDsn | 2014-01-01 | 2014-12-31 | Constant | 0 | [23 empty] | From DOE Prototype Buildings
HotelLarge BLDG_LIGHT_SCH_2013 | Lighting |  | SmrDsn | 2014-01-01 | 2014-12-31 | Constant | 1 | [23 empty] | From DOE Prototype Buildings
HotelLarge BLDG_LIGHT_SCH_2013 | Lighting |  | Sat | 2014-01-01 | 2014-12-31 | Hourly | 0.2 | 0.2 | 0.1 | 0.1 | 0.1 | 0.1 | 0.3 | 0.3 | 0.4 | 0.4 | 0.3 | 0.25 | 0.25 | 0.25 | 0.25 | 0.25 | 0.25 | 0.25 | 0.6 | 0.7 | 0.7 | 0.7 | 0.6 | 0.3 | From DOE Prototype Buildings
HotelLarge BLDG_LIGHT_SCH_2013 | Lighting |  | Wkdy | 2014-01-01 | 2014-12-31 | Hourly | 0.2 | 0.15 | 0.1 | 0.1 | 0.1 | 0.2 | 0.4 | 0.5 | 0.4 | 0.4 | 0.25 | 0.25 | 0.25 | 0.25 | 0.25 | 0.25 | 0.25 | 0.25 | 0.6 | 0.8 | 0.9 | 0.8 | 0.6 | 0.3 | From DOE Prototype Buildings
HotelLarge BLDG_LIGHT_STORAGE_SCH | Lighting |  | Default | 2014-01-01 | 2014-12-31 | Hourly | 0.3 | 0.3 | 0.2 | 0.2 | 0.2 | 0.2 | 0.3 | 0.4 | 0.4 | 0.3 | 0.3 | 0.3 | 0.3 | 0.2 | 0.2 | 0.2 | 0.2 | 0.2 | 0.5 | 0.7 | 0.8 | 0.6 | 0.5 | 0.3 | From DOE Prototype Buildings
HotelLarge BLDG_LIGHT_STORAGE_SCH | Lighting |  | WntrDsn | 2014-01-01 | 2014-12-31 | Constant | 0 | [23 empty] | From DOE Prototype Buildings
HotelLarge BLDG_LIGHT_STORAGE_SCH | Lighting |  | SmrDsn | 2014-01-01 | 2014-12-31 | Constant | 1 | [23 empty] | From DOE Prototype Buildings
HotelLarge BLDG_LIGHT_STORAGE_SCH | Lighting |  | Sat | 2014-01-01 | 2014-12-31 | Hourly | 0.2 | 0.2 | 0.1 | 0.1 | 0.1 | 0.1 | 0.3 | 0.3 | 0.4 | 0.4 | 0.3 | 0.25 | 0.25 | 0.25 | 0.25 | 0.25 | 0.25 | 0.25 | 0.6 | 0.7 | 0.7 | 0.7 | 0.6 | 0.3 | From DOE Prototype Buildings
HotelLarge BLDG_LIGHT_STORAGE_SCH | Lighting |  | Wkdy | 2014-01-01 | 2014-12-31 | Hourly | 0.2 | 0.15 | 0.1 | 0.1 | 0.1 | 0.2 | 0.4 | 0.5 | 0.4 | 0.4 | 0.25 | 0.25 | 0.25 | 0.25 | 0.25 | 0.25 | 0.25 | 0.25 | 0.6 | 0.8 | 0.9 | 0.8 | 0.6 | 0.3 | From DOE Prototype Buildings
HotelLarge BLDG_LIGHT_STORAGE_SCH_2010 | Lighting |  | Default | 2014-01-01 | 2014-12-31 | Hourly | 0.17565 | 0.17565 | 0.1171 | 0.1171 | 0.1171 | 0.1171 | 0.17565 | 0.2342 | 0.2342 | 0.17565 | 0.17565 | 0.17565 | 0.17565 | 0.1171 | 0.1171 | 0.1171 | 0.1171 | 0.1171 | 0.29275 | 0.40985 | 0.4684 | 0.3513 | 0.29275 | 0.17565 | From DOE Prototype Buildings
HotelLarge BLDG_LIGHT_STORAGE_SCH_2010 | Lighting |  | WntrDsn | 2014-01-01 | 2014-12-31 | Constant | 0 | [23 empty] | From DOE Prototype Buildings
HotelLarge BLDG_LIGHT_STORAGE_SCH_2010 | Lighting |  | SmrDsn | 2014-01-01 | 2014-12-31 | Constant | 1 | [23 empty] | From DOE Prototype Buildings
HotelLarge BLDG_LIGHT_STORAGE_SCH_2010 | Lighting |  | Sat | 2014-01-01 | 2014-12-31 | Hourly | 0.1171 | 0.1171 | 0.05855 | 0.05855 | 0.05855 | 0.05855 | 0.17565 | 0.17565 | 0.2342 | 0.2342 | 0.17565 | 0.14638 | 0.14638 | 0.14638 | 0.14638 | 0.14638 | 0.14638 | 0.14638 | 0.3513 | 0.40985 | 0.40985 | 0.40985 | 0.3513 | 0.17565 | From DOE Prototype Buildings
HotelLarge BLDG_LIGHT_STORAGE_SCH_2010 | Lighting |  | Wkdy | 2014-01-01 | 2014-12-31 | Hourly | 0.1171 | 0.087825 | 0.05855 | 0.05855 | 0.05855 | 0.1171 | 0.2342 | 0.29275 | 0.2342 | 0.2342 | 0.14638 | 0.14638 | 0.14638 | 0.14638 | 0.14638 | 0.14638 | 0.14638 | 0.14638 | 0.3513 | 0.4684 | 0.52695 | 0.4684 | 0.3513 | 0.17565 | From DOE Prototype Buildings
HotelLarge BLDG_LIGHT_STORAGE_SCH_2013 | Lighting |  | Default | 2014-01-01 | 2014-12-31 | Hourly | 0.13349 | 0.13349 | 0.088996 | 0.088996 | 0.088996 | 0.088996 | 0.13349 | 0.17799 | 0.17799 | 0.17565 | 0.13349 | 0.13349 | 0.13349 | 0.088996 | 0.088996 | 0.088996 | 0.088996 | 0.088996 | 0.22249 | 0.31149 | 0.35598 | 0.26699 | 0.22249 | 0.13349 | From DOE Prototype Buildings
HotelLarge BLDG_LIGHT_STORAGE_SCH_2013 | Lighting |  | WntrDsn | 2014-01-01 | 2014-12-31 | Constant | 0 | [23 empty] | From DOE Prototype Buildings
HotelLarge BLDG_LIGHT_STORAGE_SCH_2013 | Lighting |  | SmrDsn | 2014-01-01 | 2014-12-31 | Constant | 1 | [23 empty] | From DOE Prototype Buildings
HotelLarge BLDG_LIGHT_STORAGE_SCH_2013 | Lighting |  | Sat | 2014-01-01 | 2014-12-31 | Hourly | 0.088996 | 0.088996 | 0.044498 | 0.044498 | 0.044498 | 0.044498 | 0.13349 | 0.13349 | 0.17799 | 0.17799 | 0.13349 | 0.11124 | 0.11124 | 0.11124 | 0.11124 | 0.11124 | 0.11124 | 0.11124 | 0.26699 | 0.31149 | 0.31149 | 0.31149 | 0.26699 | 0.13349 | From DOE Prototype Buildings
HotelLarge BLDG_LIGHT_STORAGE_SCH_2013 | Lighting |  | Wkdy | 2014-01-01 | 2014-12-31 | Hourly | 0.088996 | 0.066747 | 0.044498 | 0.044498 | 0.044498 | 0.088996 | 0.17799 | 0.22249 | 0.17799 | 0.17799 | 0.11124 | 0.11124 | 0.11124 | 0.11124 | 0.11124 | 0.11124 | 0.11124 | 0.11124 | 0.26699 | 0.35598 | 0.40048 | 0.35598 | 0.26699 | 0.13349 | From DOE Prototype Buildings
HotelLarge BLDG_OCC_SCH | Occupancy |  | Default | 2014-01-01 | 2014-12-31 | Hourly | 0.7 | 0.7 | 0.7 | 0.7 | 0.7 | 0.7 | 0.7 | 0.7 | 0.5 | 0.5 | 0.5 | 0.3 | 0.3 | 0.2 | 0.2 | 0.2 | 0.3 | 0.4 | 0.4 | 0.6 | 0.6 | 0.8 | 0.8 | 0.8 | From DOE Prototype Buildings
HotelLarge BLDG_OCC_SCH | Occupancy |  | WntrDsn | 2014-01-01 | 2014-12-31 | Constant | 0 | [23 empty] | From DOE Prototype Buildings
HotelLarge BLDG_OCC_SCH | Occupancy |  | SmrDsn | 2014-01-01 | 2014-12-31 | Constant | 1 | [23 empty] | From DOE Prototype Buildings
HotelLarge BLDG_OCC_SCH | Occupancy |  | Sat | 2014-01-01 | 2014-12-31 | Hourly | 0.9 | 0.9 | 0.9 | 0.9 | 0.9 | 0.9 | 0.7 | 0.5 | 0.5 | 0.3 | 0.3 | 0.3 | 0.3 | 0.3 | 0.3 | 0.3 | 0.3 | 0.5 | 0.6 | 0.6 | 0.6 | 0.7 | 0.7 | 0.7 | From DOE Prototype Buildings
HotelLarge BLDG_OCC_SCH | Occupancy |  | Wkdy | 2014-01-01 | 2014-12-31 | Hourly | 0.9 | 0.9 | 0.9 | 0.9 | 0.9 | 0.9 | 0.7 | 0.4 | 0.4 | 0.2 | 0.2 | 0.2 | 0.2 | 0.2 | 0.2 | 0.3 | 0.5 | 0.5 | 0.5 | 0.7 | 0.7 | 0.8 | 0.9 | 0.9 | From DOE Prototype Buildings
HotelLarge BLDG_SWH_SCH | Service Water Heating |  | Default | 2014-01-01 | 2014-12-31 | Hourly | 0.25 | 0.2 | 0.2 | 0.2 | 0.2 | 0.3 | 0.5 | 0.5 | 0.5 | 0.55 | 0.5 | 0.5 | 0.4 | 0.4 | 0.3 | 0.3 | 0.3 | 0.4 | 0.5 | 0.5 | 0.4 | 0.5 | 0.4 | 0.2 | From DOE Prototype Buildings
HotelLarge BLDG_SWH_SCH | Service Water Heating |  | WntrDsn¦Sat | 2014-01-01 | 2014-12-31 | Hourly | 0.2 | 0.15 | 0.15 | 0.15 | 0.2 | 0.25 | 0.4 | 0.5 | 0.5 | 0.5 | 0.45 | 0.5 | 0.5 | 0.45 | 0.4 | 0.4 | 0.35 | 0.4 | 0.55 | 0.55 | 0.5 | 0.55 | 0.4 | 0.3 | From DOE Prototype Buildings
HotelLarge BLDG_SWH_SCH | Service Water Heating |  | SmrDsn¦Wkdy | 2014-01-01 | 2014-12-31 | Hourly | 0.2 | 0.15 | 0.15 | 0.15 | 0.2 | 0.25 | 0.5 | 0.6 | 0.55 | 0.45 | 0.4 | 0.45 | 0.4 | 0.35 | 0.3 | 0.3 | 0.3 | 0.4 | 0.55 | 0.6 | 0.5 | 0.55 | 0.45 | 0.25 | From DOE Prototype Buildings
HotelLarge Booster Water Inlet Temp Schedule | Unknown | W | Default¦WntrDsn¦SmrDsn | 2014-01-01 | 2014-12-31 | Constant | 60 | [23 empty] | From DOE Prototype Buildings
HotelLarge Booster Water Setpoint Temp Schedule | Unknown | W | Default¦WntrDsn¦SmrDsn | 2014-01-01 | 2014-12-31 | Constant | 82.22 | [23 empty] | From DOE Prototype Buildings
HotelLarge CLGSETP_SCH | Thermostat Setpoint | C | Default¦WntrDsn¦SmrDsn | 2014-01-01 | 2014-12-31 | Constant | 24 | [23 empty] | From DOE Prototype Buildings
HotelLarge CLOTHING_SCH | Clothing | W | Default¦SmrDsn | 2014-01-01 | 2014-12-31 | Constant | 0.5 | [23 empty] | From DOE Prototype Buildings
HotelLarge CLOTHING_SCH | Clothing | W | WntrDsn | 2014-01-01 | 2014-12-31 | Constant | 1 | [23 empty] | From DOE Prototype Buildings
HotelLarge CLOTHING_SCH | Clothing | W | Wknd¦Wkdy | 2014-10-01 | 2014-12-31 | Constant | 1 | [23 empty] | From DOE Prototype Buildings
HotelLarge CLOTHING_SCH | Clothing | W | Wknd¦Wkdy | 2014-01-01 | 2014-04-30 | Constant | 1 | [23 empty] | From DOE Prototype Buildings
HotelLarge Cool-Supply-Air-Temp-Sch | Unknown | C | Default¦WntrDsn¦SmrDsn | 2014-01-01 | 2014-12-31 | Constant | 12.8 | [23 empty] | From DOE Prototype Buildings
HotelLarge CoolingCoilAvailSched | Unknown |  | Default¦WntrDsn¦SmrDsn | 2014-01-01 | 2014-12-31 | Constant | 1 | [23 empty] | From DOE Prototype Buildings
HotelLarge CW-Loop-Temp-Schedule | Unknown | C | Default¦WntrDsn¦SmrDsn | 2014-01-01 | 2014-12-31 | Constant | 6.7 | [23 empty] | From DOE Prototype Buildings
HotelLarge Dual Zone Control Type Sched | Unknown |  | Default¦WntrDsn¦SmrDsn | 2014-01-01 | 2014-12-31 | Constant | 4 | [23 empty] | From DOE Prototype Buildings
HotelLarge ELEV_LIGHT_FAN_SCH_24_7 | Lighting |  | Default¦WntrDsn¦SmrDsn | 2014-01-01 | 2014-12-31 | Constant | 1 | [23 empty] | From DOE Prototype Buildings
HotelLarge ELEV_LIGHT_FAN_SCH_ADD_DF | Lighting |  | Default | 2014-01-01 | 2014-12-31 | Hourly | 0.05 | 0.05 | 0.05 | 0.05 | 0.1 | 0.2 | 0.4 | 0.5 | 0.5 | 0.35 | 0.15 | 0.15 | 0.15 | 0.15 | 0.15 | 0.15 | 0.35 | 0.5 | 0.5 | 0.4 | 0.4 | 0.3 | 0.2 | 0.1 | From DOE Prototype Buildings
HotelLarge ELEV_LIGHT_FAN_SCH_ADD_DF | Lighting |  | WntrDsn | 2014-01-01 | 2014-12-31 | Constant | 0.05 | [23 empty] | From DOE Prototype Buildings
HotelLarge ELEV_LIGHT_FAN_SCH_ADD_DF | Lighting |  | SmrDsn | 2014-01-01 | 2014-12-31 | Constant | 0.5 | [23 empty] | From DOE Prototype Buildings
HotelLarge EmployeeLounge_Eqp_Sch | Equipment |  | Default¦Wkdy | 2014-01-01 | 2014-12-31 | Hourly | 0.11 | 0.11 | 0.11 | 0.11 | 0.11 | 0.19 | 0.19 | 0.25 | 1 | 1 | 0.86 | 0.86 | 1 | 0.86 | 0.86 | 0.86 | 0.86 | 0.86 | 0.25 | 0.19 | 0.11 | 0.11 | 0.11 | 0.11 | From DOE Prototype Buildings
HotelLarge EmployeeLounge_Eqp_Sch | Equipment |  | WntrDsn | 2014-01-01 | 2014-12-31 | Constant | 0 | [23 empty] | From DOE Prototype Buildings
HotelLarge EmployeeLounge_Eqp_Sch | Equipment |  | SmrDsn | 2014-01-01 | 2014-12-31 | Constant | 1 | [23 empty] | From DOE Prototype Buildings
HotelLarge EmployeeLounge_Occ_Sch | Occupancy |  | Default | 2014-01-01 | 2014-12-31 | Hourly | 0 | 0 | 0 | 0 | 0 | 0.05 | 0.05 | 0.05 | 0.1 | 0.1 | 0.1 | 0.1 | 0.2 | 0.1 | 0.1 | 0.1 | 0.1 | 0.1 | 0.05 | 0.05 | 0 | 0 | 0 | 0 | From DOE Prototype Buildings
HotelLarge EmployeeLounge_Occ_Sch | Occupancy |  | WntrDsn | 2014-01-01 | 2014-12-31 | Constant | 0 | [23 empty] | From DOE Prototype Buildings
HotelLarge EmployeeLounge_Occ_Sch | Occupancy |  | SmrDsn | 2014-01-01 | 2014-12-31 | Constant | 1 | [23 empty] | From DOE Prototype Buildings
HotelLarge EmployeeLounge_Occ_Sch | Occupancy |  | Wkdy | 2014-01-01 | 2014-12-31 | Hourly | 0 | 0 | 0 | 0 | 0 | 0.1 | 0.1 | 0.2 | 0.2 | 0.2 | 0.2 | 0.2 | 0.7 | 0.2 | 0.2 | 0.2 | 0.2 | 0.2 | 0.1 | 0.1 | 0 | 0 | 0 | 0 | From DOE Prototype Buildings
HotelLarge ExerciseRoom_Eqp_Sch | Equipment |  | Default¦WntrDsn¦SmrDsn | 2014-01-01 | 2014-12-31 | Hourly | 0 | 0 | 0 | 0 | 0 | 0 | 0.5 | 1 | 1 | 0.5 | 0.5 | 0.5 | 0 | 0.5 | 0.5 | 0.5 | 1 | 0.5 | 0.5 | 1 | 1 | 0.5 | 0.5 | 0 | From DOE Prototype Buildings
HotelLarge ExerciseRoom_Occ_Sch | Occupancy |  | Default¦WntrDsn¦SmrDsn | 2014-01-01 | 2014-12-31 | Hourly | 0 | 0 | 0 | 0 | 0 | 0 | 0.5 | 1 | 1 | 1 | 1 | 0.5 | 0 | 1 | 1 | 1 | 1 | 1 | 1 | 1 | 1 | 1 | 0.5 | 0 | From DOE Prototype Buildings
HotelLarge Exterior_Lgt_ALWAYS_ON | Unknown |  | Default¦WntrDsn¦SmrDsn | 2014-01-01 | 2014-12-31 | Constant | 1 | [23 empty] | From DOE Prototype Buildings
HotelLarge Exterior_Ltg_Sch | Unknown |  | Default¦WntrDsn¦SmrDsn | 2014-01-01 | 2014-12-31 | Hourly | 1 | 1 | 1 | 1 | 1 | 1 | 1 | 0 | 0 | 0 | 0 | 0 | 0 | 0 | 0 | 0 | 0 | 0 | 0 | 1 | 1 | 1 | 1 | 1 | From DOE Prototype Buildings
HotelLarge FAN_SCH | Unknown |  | Default¦WntrDsn¦SmrDsn | 2014-01-01 | 2014-12-31 | Constant | 1 | [23 empty] | From DOE Prototype Buildings
HotelLarge FLR_3_DOAS_OAminOAFracSchedule | OA Air |  | Default¦WntrDsn¦SmrDsn | 2014-01-01 | 2014-12-31 | Constant | 1 | [23 empty] | From DOE Prototype Buildings
HotelLarge GuestRoom_Eqp_Sch_Adva | Equipment |  | Default | 2014-01-01 | 2014-12-31 | Hourly | 0.17 | 0.17 | 0.17 | 0.17 | 0.17 | 0.17 | 0.3 | 0.62 | 0.9 | 0.62 | 0.13 | 0.13 | 0.13 | 0.13 | 0.13 | 0.13 | 0.21 | 0.4 | 0.48 | 0.46 | 0.62 | 0.69 | 0.34 | 0.17 | From DOE Prototype Buildings
HotelLarge GuestRoom_Eqp_Sch_Adva | Equipment |  | WntrDsn | 2014-01-01 | 2014-12-31 | Constant | 0 | [23 empty] | From DOE Prototype Buildings
HotelLarge GuestRoom_Eqp_Sch_Adva | Equipment |  | SmrDsn | 2014-01-01 | 2014-12-31 | Constant | 1 | [23 empty] | From DOE Prototype Buildings
HotelLarge GuestRoom_Eqp_Sch_Adva | Equipment |  | Wkdy | 2014-01-01 | 2014-12-31 | Hourly | 0.17 | 0.17 | 0.17 | 0.17 | 0.17 | 0.17 | 0.62 | 0.9 | 0.43 | 0.43 | 0.12 | 0.12 | 0.12 | 0.12 | 0.12 | 0.12 | 0.19 | 0.48 | 0.48 | 0.46 | 0.62 | 0.69 | 0.34 | 0.17 | From DOE Prototype Buildings
HotelLarge GuestRoom_Eqp_Sch_Base | Equipment |  | Default | 2014-01-01 | 2014-12-31 | Hourly | 0.2 | 0.2 | 0.2 | 0.2 | 0.2 | 0.2 | 0.3 | 0.62 | 0.9 | 0.62 | 0.29 | 0.29 | 0.29 | 0.29 | 0.29 | 0.29 | 0.29 | 0.43 | 0.51 | 0.49 | 0.66 | 0.7 | 0.35 | 0.2 | From DOE Prototype Buildings
HotelLarge GuestRoom_Eqp_Sch_Base | Equipment |  | WntrDsn | 2014-01-01 | 2014-12-31 | Constant | 0 | [23 empty] | From DOE Prototype Buildings
HotelLarge GuestRoom_Eqp_Sch_Base | Equipment |  | SmrDsn | 2014-01-01 | 2014-12-31 | Constant | 1 | [23 empty] | From DOE Prototype Buildings
HotelLarge GuestRoom_Eqp_Sch_Base | Equipment |  | Wkdy | 2014-01-01 | 2014-12-31 | Hourly | 0.2 | 0.2 | 0.2 | 0.2 | 0.2 | 0.2 | 0.62 | 0.9 | 0.43 | 0.43 | 0.26 | 0.26 | 0.26 | 0.26 | 0.26 | 0.26 | 0.26 | 0.51 | 0.51 | 0.49 | 0.66 | 0.7 | 0.35 | 0.2 | From DOE Prototype Buildings
HotelLarge GuestRoom_Occ_Sch | Occupancy |  | Default | 2014-01-01 | 2014-12-31 | Hourly | 0.65 | 0.65 | 0.65 | 0.65 | 0.65 | 0.65 | 0.5 | 0.34 | 0.34 | 0.2 | 0.2 | 0.2 | 0.2 | 0.2 | 0.2 | 0.2 | 0.2 | 0.34 | 0.35 | 0.65 | 0.65 | 0.5 | 0.5 | 0.5 | From DOE Prototype Buildings
HotelLarge GuestRoom_Occ_Sch | Occupancy |  | WntrDsn | 2014-01-01 | 2014-12-31 | Constant | 0 | [23 empty] | From DOE Prototype Buildings
HotelLarge GuestRoom_Occ_Sch | Occupancy |  | SmrDsn | 2014-01-01 | 2014-12-31 | Constant | 1 | [23 empty] | From DOE Prototype Buildings
HotelLarge GuestRoom_Occ_Sch | Occupancy |  | Wkdy | 2014-01-01 | 2014-12-31 | Hourly | 0.65 | 0.65 | 0.65 | 0.65 | 0.65 | 0.65 | 0.5 | 0.28 | 0.28 | 0.13 | 0.13 | 0.13 | 0.13 | 0.13 | 0.13 | 0.2 | 0.35 | 0.35 | 0.35 | 0.5 | 0.5 | 0.58 | 0.65 | 0.65 | From DOE Prototype Buildings
HotelLarge GuestRoom_SWH_Sch | Service Water Heating |  | Default¦WntrDsn¦SmrDsn | 2014-01-01 | 2014-12-31 | Hourly | 0.2 | 0.15 | 0.15 | 0.15 | 0.2 | 0.25 | 0.35 | 0.6 | 0.8 | 0.55 | 0.4 | 0.3 | 0.2 | 0.2 | 0.2 | 0.2 | 0.2 | 0.25 | 0.3 | 0.4 | 0.4 | 0.4 | 0.6 | 0.35 | From DOE Prototype Buildings
HotelLarge GuestRoom_SWH_Sch | Service Water Heating |  | Wkdy | 2014-01-01 | 2014-12-31 | Hourly | 0.2 | 0.15 | 0.15 | 0.15 | 0.2 | 0.35 | 0.6 | 0.8 | 0.55 | 0.4 | 0.3 | 0.2 | 0.2 | 0.2 | 0.2 | 0.2 | 0.2 | 0.3 | 0.55 | 0.4 | 0.4 | 0.6 | 0.45 | 0.25 | From DOE Prototype Buildings
HotelLarge Heating-Supply-Air-Temp-Sch | Unknown | C | Default¦WntrDsn¦SmrDsn | 2014-01-01 | 2014-12-31 | Constant | 16 | [23 empty] | From DOE Prototype Buildings
HotelLarge Hours_of_operation | Operation |  | Default¦WntrDsn¦SmrDsn | 2014-01-01 | 2014-12-31 | Constant | 1 | [23 empty] | From DOE Prototype Buildings
HotelLarge HTGSETP_SCH | Thermostat Setpoint | C | Default¦WntrDsn¦SmrDsn | 2014-01-01 | 2014-12-31 | Constant | 21 | [23 empty] | From DOE Prototype Buildings
HotelLarge Humidity Setpoint Schedule | Unknown |  | Default¦WntrDsn¦SmrDsn¦Sat¦Wkdy | 2014-01-01 | 2014-12-31 | Constant | 50 | [23 empty] | From DOE Prototype Buildings
HotelLarge HVACOperationSchd | Operation |  | Default¦WntrDsn¦SmrDsn | 2014-01-01 | 2014-12-31 | Constant | 1 | [23 empty] | From DOE Prototype Buildings
HotelLarge HW-Loop-Temp-Schedule | Unknown | C | Default¦WntrDsn¦SmrDsn | 2014-01-01 | 2014-12-31 | Constant | 60 | [23 empty] | From DOE Prototype Buildings
HotelLarge INFIL_HALF_ON_SCH | Infiltration |  | Default¦WntrDsn¦SmrDsn | 2014-01-01 | 2014-12-31 | Constant | 0.5 | [23 empty] | From DOE Prototype Buildings
HotelLarge INFIL_QUARTER_ON_SCH | Infiltration |  | Default¦WntrDsn¦SmrDsn | 2014-01-01 | 2014-12-31 | Constant | 0.25 | [23 empty] | From DOE Prototype Buildings
HotelLarge INFIL_SCH | Infiltration |  | Default¦WntrDsn¦SmrDsn | 2014-01-01 | 2014-12-31 | Constant | 1 | [23 empty] | From DOE Prototype Buildings
HotelLarge Kitchen Exhaust Fan Balanced Exhaust Fraction Schedule | Equipment |  | Default¦WntrDsn¦SmrDsn | 2014-01-01 | 2014-12-31 | Hourly | 0 | 0 | 0 | 0 | 0 | 0 | 0 | 0.50872 | 0.50872 | 0.50872 | 0.50872 | 0.50872 | 0.50872 | 0.50872 | 0.50872 | 0.50872 | 0.50872 | 0.50872 | 0.50872 | 0.50872 | 0.50872 | 0.50872 | 0.50872 | 0.50872 | From DOE Prototype Buildings
HotelLarge Kitchen_Elec_Equip_SCH | Equipment |  | Default¦Sun¦Wkdy | 2014-01-01 | 2014-12-31 | Hourly | 0.1 | 0.1 | 0.1 | 0.1 | 0.1 | 0.1 | 0.25 | 0.3 | 0.3 | 0.3 | 0.3 | 0.3 | 0.3 | 0.3 | 0.3 | 0.3 | 0.3 | 0.3 | 0.3 | 0.3 | 0.3 | 0.3 | 0.3 | 0.3 | From DOE Prototype Buildings
HotelLarge Kitchen_Elec_Equip_SCH | Equipment |  | WntrDsn | 2014-01-01 | 2014-12-31 | Constant | 0 | [23 empty] | From DOE Prototype Buildings
HotelLarge Kitchen_Elec_Equip_SCH | Equipment |  | SmrDsn | 2014-01-01 | 2014-12-31 | Constant | 0.3 | [23 empty] | From DOE Prototype Buildings
HotelLarge Kitchen_Exhaust_SCH | Equipment |  | Default¦WntrDsn¦SmrDsn | 2014-01-01 | 2014-12-31 | Hourly | 0 | 0 | 0 | 0 | 0 | 0 | 0 | 1 | 1 | 1 | 1 | 1 | 1 | 1 | 1 | 1 | 1 | 1 | 1 | 1 | 1 | 1 | 1 | 1 | From DOE Prototype Buildings
HotelLarge Kitchen_Flr_6 Water Equipment Hot Supply Temp Sched | Equipment | C | Default¦WntrDsn¦SmrDsn | 2014-01-01 | 2014-12-31 | Constant | 55 | [23 empty] | From DOE Prototype Buildings
HotelLarge Kitchen_Flr_6 Water Equipment Latent fract sched | Equipment |  | Default¦WntrDsn¦SmrDsn | 2014-01-01 | 2014-12-31 | Constant | 0.05 | [23 empty] | From DOE Prototype Buildings
HotelLarge Kitchen_Flr_6 Water Equipment Sensible fract sched | Equipment |  | Default¦WntrDsn¦SmrDsn | 2014-01-01 | 2014-12-31 | Constant | 0.2 | [23 empty] | From DOE Prototype Buildings
HotelLarge Kitchen_Flr_6 Water Equipment Temp Sched | Equipment | C | Default¦WntrDsn¦SmrDsn | 2014-01-01 | 2014-12-31 | Constant | 60 | [23 empty] | From DOE Prototype Buildings
HotelLarge Kitchen_Flr_6_Case:1_WALKINFREEZER_WalkInStockingSched | Equipment | W | Default | 2014-01-01 | 2014-12-31 | Hourly | 0 | 0 | 0 | 0 | 725 | 417 | 290 | 0 | 0 | 0 | 0 | 0 | 0 | 0 | 0 | 0 | 0 | 0 | 0 | 0 | 0 | 0 | 0 | 0 | From DOE Prototype Buildings
HotelLarge Kitchen_Flr_6_Case:1_WALKINFREEZER_WalkInStockingSched | Equipment | W | WntrDsn¦SmrDsn¦Wknd¦Mon¦Wed¦Thu | 2014-01-01 | 2014-12-31 | Hourly | 0 | 0 | 0 | 0 | 125 | 117 | 90 | 0 | 0 | 0 | 0 | 0 | 0 | 0 | 0 | 0 | 0 | 0 | 0 | 125 | 117 | 90 | 0 | 0 | From DOE Prototype Buildings
HotelLarge Kitchen_Flr_6_Case:2_SELFCONTAINEDDISPLAYCASE_CaseStockingSched | Equipment | W | Default¦WntrDsn¦SmrDsn | 2014-01-01 | 2014-12-31 | Constant | 0 | 0 | 0 | 0 | 0 | 0 | 50 | 70 | 70 | 80 | 70 | 50 | 50 | 80 | 90 | 80 | 0 | 0 | 0 | 0 | 0 | 0 | 0 | 0 | From DOE Prototype Buildings
HotelLarge Kitchen_Gas_Equip_SCH | Equipment |  | Default¦Sat¦Wkdy | 2014-01-01 | 2014-12-31 | Hourly | 0.02 | 0.02 | 0.02 | 0.02 | 0.02 | 0.05 | 0.1 | 0.15 | 0.2 | 0.15 | 0.25 | 0.25 | 0.25 | 0.2 | 0.15 | 0.2 | 0.3 | 0.3 | 0.3 | 0.2 | 0.2 | 0.15 | 0.1 | 0.05 | From DOE Prototype Buildings
HotelLarge Kitchen_Gas_Equip_SCH | Equipment |  | WntrDsn | 2014-01-01 | 2014-12-31 | Constant | 0 | [23 empty] | From DOE Prototype Buildings
HotelLarge Kitchen_Gas_Equip_SCH | Equipment |  | SmrDsn | 2014-01-01 | 2014-12-31 | Constant | 0.25 | [23 empty] | From DOE Prototype Buildings
HotelLarge Laundry Setpoint Temp Schedule | Equipment | W | Default¦WntrDsn¦SmrDsn | 2014-01-01 | 2014-12-31 | Constant | 82.22 | [23 empty] | From DOE Prototype Buildings
HotelLarge LAUNDRY_SWH_SCH | Equipment |  | Default¦WntrDsn¦SmrDsn | 2014-01-01 | 2014-12-31 | Hourly | 0 | 0 | 0 | 0 | 0 | 0 | 0 | 0 | 0 | 0 | 0 | 0 | 0 | 0 | 0 | 0 | 0 | 1 | 1 | 1 | 1 | 1 | 1 | 1 | From DOE Prototype Buildings
HotelLarge LaundryRoom_Eqp_Elec_Sch | Equipment |  | Default | 2014-01-01 | 2014-12-31 | Hourly | 0 | 0 | 0 | 0 | 0 | 0 | 0 | 0 | 1 | 1 | 1 | 1 | 1 | 1 | 1 | 1 | 0 | 0 | 0 | 0 | 0 | 0 | 0 | 0 | From DOE Prototype Buildings
HotelLarge LaundryRoom_Eqp_Elec_Sch | Equipment |  | WntrDsn | 2014-01-01 | 2014-12-31 | Constant | 0 | [23 empty] | From DOE Prototype Buildings
HotelLarge LaundryRoom_Eqp_Elec_Sch | Equipment |  | SmrDsn | 2014-01-01 | 2014-12-31 | Constant | 1 | [23 empty] | From DOE Prototype Buildings
HotelLarge LaundryRoom_Eqp_Gas_Sch | Equipment |  | Default | 2014-01-01 | 2014-12-31 | Hourly | 0 | 0 | 0 | 0 | 0 | 0 | 0 | 0 | 0 | 1 | 1 | 1 | 1 | 1 | 1 | 1 | 1 | 0 | 0 | 0 | 0 | 0 | 0 | 0 | From DOE Prototype Buildings
HotelLarge LaundryRoom_Eqp_Gas_Sch | Equipment |  | WntrDsn | 2014-01-01 | 2014-12-31 | Constant | 0 | [23 empty] | From DOE Prototype Buildings
HotelLarge LaundryRoom_Eqp_Gas_Sch | Equipment |  | SmrDsn | 2014-01-01 | 2014-12-31 | Constant | 1 | [23 empty] | From DOE Prototype Buildings
HotelLarge LaundryRoom_Occ_Sch | Occupancy |  | Default¦Wkdy | 2014-01-01 | 2014-12-31 | Hourly | 0 | 0 | 0 | 0 | 0 | 0 | 0 | 0 | 0.09 | 0.09 | 0.18 | 0.18 | 0 | 0.18 | 0.18 | 0.18 | 0.09 | 0 | 0 | 0 | 0 | 0 | 0 | 0 | From DOE Prototype Buildings
HotelLarge LaundryRoom_Occ_Sch | Occupancy |  | WntrDsn | 2014-01-01 | 2014-12-31 | Constant | 0 | [23 empty] | From DOE Prototype Buildings
HotelLarge LaundryRoom_Occ_Sch | Occupancy |  | SmrDsn | 2014-01-01 | 2014-12-31 | Constant | 1 | [23 empty] | From DOE Prototype Buildings
HotelLarge LaundryRoom_SWH_Sch_Post2004 | Equipment |  | Default¦WntrDsn¦SmrDsn | 2014-01-01 | 2014-12-31 | Hourly | 0 | 0 | 0 | 0 | 0 | 0 | 0 | 0 | 0 | 0 | 0 | 0 | 0 | 0 | 0 | 0 | 0 | 1 | 1 | 1 | 1 | 1 | 1 | 1 | From DOE Prototype Buildings
HotelLarge LaundryRoom_SWH_Sch_Pre2004 | Equipment |  | Default¦WntrDsn¦SmrDsn | 2014-01-01 | 2014-12-31 | Hourly | 0 | 0 | 0 | 0 | 0 | 0 | 0 | 0 | 1 | 1 | 1 | 1 | 1 | 1 | 1 | 1 | 0 | 0 | 0 | 0 | 0 | 0 | 0 | 0 | From DOE Prototype Buildings
HotelLarge Lobby_Eqp_Sch | Equipment |  | Default | 2014-01-01 | 2014-12-31 | Hourly | 0.21 | 0.21 | 0.21 | 0.21 | 0.21 | 0.68 | 1 | 1 | 1 | 1 | 0.32 | 0.23 | 0.23 | 0.23 | 0.23 | 0.23 | 0.23 | 0.23 | 0.23 | 0.23 | 0.23 | 0.23 | 0.23 | 0.21 | From DOE Prototype Buildings
HotelLarge Lobby_Eqp_Sch | Equipment |  | WntrDsn | 2014-01-01 | 2014-12-31 | Constant | 0 | [23 empty] | From DOE Prototype Buildings
HotelLarge Lobby_Eqp_Sch | Equipment |  | SmrDsn | 2014-01-01 | 2014-12-31 | Constant | 1 | [23 empty] | From DOE Prototype Buildings
HotelLarge Lobby_Occ_Sch | Occupancy |  | Default | 2014-01-01 | 2014-12-31 | Hourly | 0.1 | 0.1 | 0.1 | 0.1 | 0.1 | 0.1 | 0.3 | 0.7 | 0.7 | 0.7 | 0.2 | 0.2 | 0.2 | 0.2 | 0.2 | 0.2 | 0.2 | 0.2 | 0.2 | 0.2 | 0.2 | 0.2 | 0.1 | 0.1 | From DOE Prototype Buildings
HotelLarge Lobby_Occ_Sch | Occupancy |  | WntrDsn | 2014-01-01 | 2014-12-31 | Constant | 0 | [23 empty] | From DOE Prototype Buildings
HotelLarge Lobby_Occ_Sch | Occupancy |  | SmrDsn | 2014-01-01 | 2014-12-31 | Constant | 1 | [23 empty] | From DOE Prototype Buildings
HotelLarge Lobby_Occ_Sch | Occupancy |  | Wkdy | 2014-01-01 | 2014-12-31 | Hourly | 0.1 | 0.1 | 0.1 | 0.1 | 0.1 | 0.3 | 0.7 | 0.7 | 0.7 | 0.7 | 0.2 | 0.2 | 0.2 | 0.2 | 0.2 | 0.2 | 0.4 | 0.4 | 0.2 | 0.2 | 0.2 | 0.2 | 0.1 | 0.1 | From DOE Prototype Buildings
HotelLarge MaxRelHumSetSch | Unknown |  | Default¦WntrDsn¦SmrDsn | 2014-01-01 | 2014-12-31 | Constant | 60 | [23 empty] | From DOE Prototype Buildings
HotelLarge MeetingRoom_Eqp_Sch | Equipment |  | Default¦WntrDsn¦SmrDsn | 2014-01-01 | 2014-12-31 | Hourly | 0 | 0 | 0 | 0 | 0 | 0 | 0 | 0.05 | 0.54 | 0.54 | 0.26 | 0.26 | 0.05 | 0.54 | 0.54 | 0.26 | 0.26 | 0.26 | 0.05 | 0.05 | 0 | 0 | 0 | 0 | From DOE Prototype Buildings
HotelLarge MeetingRoom_Occ_Sch | Occupancy |  | Default¦Wkdy | 2014-01-01 | 2014-12-31 | Hourly | 0 | 0 | 0 | 0 | 0 | 0 | 0 | 0.05 | 0.5 | 0.5 | 0.2 | 0.2 | 0.05 | 0.5 | 0.5 | 0.2 | 0.2 | 0.2 | 0.05 | 0.05 | 0 | 0 | 0 | 0 | From DOE Prototype Buildings
HotelLarge MeetingRoom_Occ_Sch | Occupancy |  | WntrDsn | 2014-01-01 | 2014-12-31 | Constant | 0 | [23 empty] | From DOE Prototype Buildings
HotelLarge MeetingRoom_Occ_Sch | Occupancy |  | SmrDsn | 2014-01-01 | 2014-12-31 | Constant | 1 | [23 empty] | From DOE Prototype Buildings
HotelLarge MinOA_MotorizedDamper_Sched | OA Air |  | Default¦WntrDsn¦SmrDsn | 2014-01-01 | 2014-12-31 | Constant | 1 | [23 empty] | From DOE Prototype Buildings
HotelLarge MinOA_Sched | OA Air |  | Default¦WntrDsn¦SmrDsn | 2014-01-01 | 2014-12-31 | Constant | 1 | [23 empty] | From DOE Prototype Buildings
HotelLarge MinRelHumSetSch | Unknown |  | Default¦WntrDsn¦SmrDsn | 2014-01-01 | 2014-12-31 | Constant | 30 | [23 empty] | From DOE Prototype Buildings
HotelLarge N Adva_OccGuestRoom_ClgSP_Sch | Thermostat Setpoint | C | Default | 2014-01-01 | 2014-12-31 | Hourly | 21.111 | 21.111 | 21.111 | 21.111 | 21.111 | 21.111 | 21.111 | 21.111 | 21.111 | 23.333 | 23.333 | 23.333 | 23.333 | 23.333 | 23.333 | 23.333 | 21.111 | 21.111 | 21.111 | 21.111 | 21.111 | 21.111 | 21.111 | 21.111 | From DOE Prototype Buildings
HotelLarge N Adva_OccGuestRoom_ClgSP_Sch | Thermostat Setpoint | C | WntrDsn¦SmrDsn | 2014-01-01 | 2014-12-31 | Constant | 21.111 | [23 empty] | From DOE Prototype Buildings
HotelLarge N Adva_OccGuestRoom_HtgSP_Sch | Thermostat Setpoint | C | Default | 2014-01-01 | 2014-12-31 | Hourly | 21.111 | 21.111 | 21.111 | 21.111 | 21.111 | 21.111 | 21.111 | 21.111 | 21.111 | 18.889 | 18.889 | 18.889 | 18.889 | 18.889 | 18.889 | 18.889 | 21.111 | 21.111 | 21.111 | 21.111 | 21.111 | 21.111 | 21.111 | 21.111 | From DOE Prototype Buildings
HotelLarge N Adva_OccGuestRoom_HtgSP_Sch | Thermostat Setpoint | C | WntrDsn¦SmrDsn | 2014-01-01 | 2014-12-31 | Constant | 21.111 | [23 empty] | From DOE Prototype Buildings
HotelLarge Off During Unoccupied Period | Occupancy |  | Default¦WntrDsn¦SmrDsn | 2014-01-01 | 2014-12-31 | Hourly | 0 | 0 | 0 | 0 | 0 | 0 | 0 | 0 | 1 | 1 | 1 | 1 | 1 | 1 | 1 | 1 | 1 | 1 | 0 | 0 | 0 | 0 | 0 | 0 | From DOE Prototype Buildings
HotelLarge Office_Eqp_Sch | Equipment |  | Default | 2014-01-01 | 2014-12-31 | Hourly | 0.33 | 0.33 | 0.33 | 0.33 | 0.33 | 0.38 | 0.38 | 0.43 | 0.63 | 0.63 | 0.63 | 0.63 | 0.63 | 0.63 | 0.63 | 0.63 | 0.63 | 0.63 | 0.48 | 0.48 | 0.48 | 0.48 | 0.33 | 0.33 | From DOE Prototype Buildings
HotelLarge Office_Eqp_Sch | Equipment |  | WntrDsn | 2014-01-01 | 2014-12-31 | Constant | 0 | [23 empty] | From DOE Prototype Buildings
HotelLarge Office_Eqp_Sch | Equipment |  | SmrDsn | 2014-01-01 | 2014-12-31 | Constant | 1 | [23 empty] | From DOE Prototype Buildings
HotelLarge Office_Eqp_Sch | Equipment |  | Wkdy | 2014-01-01 | 2014-12-31 | Hourly | 0.33 | 0.33 | 0.33 | 0.33 | 0.33 | 0.38 | 0.38 | 0.43 | 0.43 | 0.43 | 1 | 1 | 0.94 | 1 | 1 | 1 | 1 | 0.75 | 0.63 | 0.63 | 0.48 | 0.48 | 0.33 | 0.33 | From DOE Prototype Buildings
HotelLarge Office_Occ_Sch | Occupancy |  | Default | 2014-01-01 | 2014-12-31 | Hourly | 0.2 | 0.2 | 0.2 | 0.2 | 0.2 | 0.2 | 0.2 | 0.3 | 0.5 | 0.5 | 0.5 | 0.5 | 0.5 | 0.5 | 0.5 | 0.5 | 0.5 | 0.3 | 0.2 | 0.2 | 0.2 | 0.2 | 0.2 | 0.2 | From DOE Prototype Buildings
HotelLarge Office_Occ_Sch | Occupancy |  | WntrDsn | 2014-01-01 | 2014-12-31 | Constant | 0 | [23 empty] | From DOE Prototype Buildings
HotelLarge Office_Occ_Sch | Occupancy |  | SmrDsn | 2014-01-01 | 2014-12-31 | Constant | 1 | [23 empty] | From DOE Prototype Buildings
HotelLarge Office_Occ_Sch | Occupancy |  | Wkdy | 2014-01-01 | 2014-12-31 | Hourly | 0.2 | 0.2 | 0.2 | 0.2 | 0.2 | 0.2 | 0.3 | 0.4 | 1 | 1 | 1 | 1 | 0.5 | 1 | 1 | 1 | 1 | 0.4 | 0.3 | 0.2 | 0.2 | 0.2 | 0.2 | 0.2 | From DOE Prototype Buildings
HotelLarge PlantOnSched | Unknown |  | Default¦WntrDsn¦SmrDsn | 2014-01-01 | 2014-12-31 | Constant | 1 | [23 empty] | From DOE Prototype Buildings
HotelLarge ReheatCoilAvailSched | Unknown |  | Default¦WntrDsn¦SmrDsn | 2014-01-01 | 2014-12-31 | Constant | 1 | [23 empty] | From DOE Prototype Buildings
HotelLarge Room_1_Flr_3 Water Equipment Hot Supply Temp Sched | Equipment | C | Default¦WntrDsn¦SmrDsn | 2014-01-01 | 2014-12-31 | Constant | 55 | [23 empty] | From DOE Prototype Buildings
HotelLarge Room_1_Flr_3 Water Equipment Latent fract sched | Equipment |  | Default¦WntrDsn¦SmrDsn | 2014-01-01 | 2014-12-31 | Constant | 0.05 | [23 empty] | From DOE Prototype Buildings
HotelLarge Room_1_Flr_3 Water Equipment Sensible fract sched | Equipment |  | Default¦WntrDsn¦SmrDsn | 2014-01-01 | 2014-12-31 | Constant | 0.2 | [23 empty] | From DOE Prototype Buildings
HotelLarge Room_1_Flr_3 Water Equipment Temp Sched | Equipment | C | Default¦WntrDsn¦SmrDsn | 2014-01-01 | 2014-12-31 | Constant | 60 | [23 empty] | From DOE Prototype Buildings
HotelLarge Room_1_Flr_6 Water Equipment Hot Supply Temp Sched | Equipment | C | Default¦WntrDsn¦SmrDsn | 2014-01-01 | 2014-12-31 | Constant | 55 | [23 empty] | From DOE Prototype Buildings
HotelLarge Room_1_Flr_6 Water Equipment Latent fract sched | Equipment |  | Default¦WntrDsn¦SmrDsn | 2014-01-01 | 2014-12-31 | Constant | 0.05 | [23 empty] | From DOE Prototype Buildings
HotelLarge Room_1_Flr_6 Water Equipment Sensible fract sched | Equipment |  | Default¦WntrDsn¦SmrDsn | 2014-01-01 | 2014-12-31 | Constant | 0.2 | [23 empty] | From DOE Prototype Buildings
HotelLarge Room_1_Flr_6 Water Equipment Temp Sched | Equipment | C | Default¦WntrDsn¦SmrDsn | 2014-01-01 | 2014-12-31 | Constant | 60 | [23 empty] | From DOE Prototype Buildings
HotelLarge Room_2_Flr_3 Water Equipment Hot Supply Temp Sched | Equipment | C | Default¦WntrDsn¦SmrDsn | 2014-01-01 | 2014-12-31 | Constant | 55 | [23 empty] | From DOE Prototype Buildings
HotelLarge Room_2_Flr_3 Water Equipment Latent fract sched | Equipment |  | Default¦WntrDsn¦SmrDsn | 2014-01-01 | 2014-12-31 | Constant | 0.05 | [23 empty] | From DOE Prototype Buildings
HotelLarge Room_2_Flr_3 Water Equipment Sensible fract sched | Equipment |  | Default¦WntrDsn¦SmrDsn | 2014-01-01 | 2014-12-31 | Constant | 0.2 | [23 empty] | From DOE Prototype Buildings
HotelLarge Room_2_Flr_3 Water Equipment Temp Sched | Equipment | C | Default¦WntrDsn¦SmrDsn | 2014-01-01 | 2014-12-31 | Constant | 60 | [23 empty] | From DOE Prototype Buildings
HotelLarge Room_2_Flr_6 Water Equipment Hot Supply Temp Sched | Equipment | C | Default¦WntrDsn¦SmrDsn | 2014-01-01 | 2014-12-31 | Constant | 55 | [23 empty] | From DOE Prototype Buildings
HotelLarge Room_2_Flr_6 Water Equipment Latent fract sched | Equipment |  | Default¦WntrDsn¦SmrDsn | 2014-01-01 | 2014-12-31 | Constant | 0.05 | [23 empty] | From DOE Prototype Buildings
HotelLarge Room_2_Flr_6 Water Equipment Sensible fract sched | Equipment |  | Default¦WntrDsn¦SmrDsn | 2014-01-01 | 2014-12-31 | Constant | 0.2 | [23 empty] | From DOE Prototype Buildings
HotelLarge Room_2_Flr_6 Water Equipment Temp Sched | Equipment | C | Default¦WntrDsn¦SmrDsn | 2014-01-01 | 2014-12-31 | Constant | 60 | [23 empty] | From DOE Prototype Buildings
HotelLarge Room_3_Mult19_Flr_3 Water Equipment Hot Supply Temp Sched | Equipment | C | Default¦WntrDsn¦SmrDsn | 2014-01-01 | 2014-12-31 | Constant | 55 | [23 empty] | From DOE Prototype Buildings
HotelLarge Room_3_Mult19_Flr_3 Water Equipment Latent fract sched | Equipment |  | Default¦WntrDsn¦SmrDsn | 2014-01-01 | 2014-12-31 | Constant | 0.05 | [23 empty] | From DOE Prototype Buildings
HotelLarge Room_3_Mult19_Flr_3 Water Equipment Sensible fract sched | Equipment |  | Default¦WntrDsn¦SmrDsn | 2014-01-01 | 2014-12-31 | Constant | 0.2 | [23 empty] | From DOE Prototype Buildings
HotelLarge Room_3_Mult19_Flr_3 Water Equipment Temp Sched | Equipment | C | Default¦WntrDsn¦SmrDsn | 2014-01-01 | 2014-12-31 | Constant | 60 | [23 empty] | From DOE Prototype Buildings
HotelLarge Room_3_Mult9_Flr_6 Water Equipment Hot Supply Temp Sched | Equipment | C | Default¦WntrDsn¦SmrDsn | 2014-01-01 | 2014-12-31 | Constant | 55 | [23 empty] | From DOE Prototype Buildings
HotelLarge Room_3_Mult9_Flr_6 Water Equipment Latent fract sched | Equipment |  | Default¦WntrDsn¦SmrDsn | 2014-01-01 | 2014-12-31 | Constant | 0.05 | [23 empty] | From DOE Prototype Buildings
HotelLarge Room_3_Mult9_Flr_6 Water Equipment Sensible fract sched | Equipment |  | Default¦WntrDsn¦SmrDsn | 2014-01-01 | 2014-12-31 | Constant | 0.2 | [23 empty] | From DOE Prototype Buildings
HotelLarge Room_3_Mult9_Flr_6 Water Equipment Temp Sched | Equipment | C | Default¦WntrDsn¦SmrDsn | 2014-01-01 | 2014-12-31 | Constant | 60 | [23 empty] | From DOE Prototype Buildings
HotelLarge Room_4_Mult19_Flr_3 Water Equipment Hot Supply Temp Sched | Equipment | C | Default¦WntrDsn¦SmrDsn | 2014-01-01 | 2014-12-31 | Constant | 55 | [23 empty] | From DOE Prototype Buildings
HotelLarge Room_4_Mult19_Flr_3 Water Equipment Latent fract sched | Equipment |  | Default¦WntrDsn¦SmrDsn | 2014-01-01 | 2014-12-31 | Constant | 0.05 | [23 empty] | From DOE Prototype Buildings
HotelLarge Room_4_Mult19_Flr_3 Water Equipment Sensible fract sched | Equipment |  | Default¦WntrDsn¦SmrDsn | 2014-01-01 | 2014-12-31 | Constant | 0.2 | [23 empty] | From DOE Prototype Buildings
HotelLarge Room_4_Mult19_Flr_3 Water Equipment Temp Sched | Equipment | C | Default¦WntrDsn¦SmrDsn | 2014-01-01 | 2014-12-31 | Constant | 60 | [23 empty] | From DOE Prototype Buildings
HotelLarge Room_5_Flr_3 Water Equipment Hot Supply Temp Sched | Equipment | C | Default¦WntrDsn¦SmrDsn | 2014-01-01 | 2014-12-31 | Constant | 55 | [23 empty] | From DOE Prototype Buildings
HotelLarge Room_5_Flr_3 Water Equipment Latent fract sched | Equipment |  | Default¦WntrDsn¦SmrDsn | 2014-01-01 | 2014-12-31 | Constant | 0.05 | [23 empty] | From DOE Prototype Buildings
HotelLarge Room_5_Flr_3 Water Equipment Sensible fract sched | Equipment |  | Default¦WntrDsn¦SmrDsn | 2014-01-01 | 2014-12-31 | Constant | 0.2 | [23 empty] | From DOE Prototype Buildings
HotelLarge Room_5_Flr_3 Water Equipment Temp Sched | Equipment | C | Default¦WntrDsn¦SmrDsn | 2014-01-01 | 2014-12-31 | Constant | 60 | [23 empty] | From DOE Prototype Buildings
HotelLarge Room_6_Flr_3 Water Equipment Hot Supply Temp Sched | Equipment | C | Default¦WntrDsn¦SmrDsn | 2014-01-01 | 2014-12-31 | Constant | 55 | [23 empty] | From DOE Prototype Buildings
HotelLarge Room_6_Flr_3 Water Equipment Latent fract sched | Equipment |  | Default¦WntrDsn¦SmrDsn | 2014-01-01 | 2014-12-31 | Constant | 0.05 | [23 empty] | From DOE Prototype Buildings
HotelLarge Room_6_Flr_3 Water Equipment Sensible fract sched | Equipment |  | Default¦WntrDsn¦SmrDsn | 2014-01-01 | 2014-12-31 | Constant | 0.2 | [23 empty] | From DOE Prototype Buildings
HotelLarge Room_6_Flr_3 Water Equipment Temp Sched | Equipment | C | Default¦WntrDsn¦SmrDsn | 2014-01-01 | 2014-12-31 | Constant | 60 | [23 empty] | From DOE Prototype Buildings
HotelLarge S Adva_OccGuestRoom_ClgSP_Sch | Thermostat Setpoint | C | Default | 2014-01-01 | 2014-12-31 | Hourly | 21.111 | 21.111 | 21.111 | 21.111 | 21.111 | 21.111 | 21.111 | 21.111 | 21.111 | 23.333 | 23.333 | 23.333 | 23.333 | 23.333 | 23.333 | 23.333 | 21.111 | 21.111 | 21.111 | 21.111 | 21.111 | 21.111 | 21.111 | 21.111 | From DOE Prototype Buildings
HotelLarge S Adva_OccGuestRoom_ClgSP_Sch | Thermostat Setpoint | C | WntrDsn¦SmrDsn | 2014-01-01 | 2014-12-31 | Constant | 21.111 | [23 empty] | From DOE Prototype Buildings
HotelLarge S Adva_OccGuestRoom_HtgSP_Sch | Thermostat Setpoint | C | Default | 2014-01-01 | 2014-12-31 | Hourly | 21.111 | 21.111 | 21.111 | 21.111 | 21.111 | 21.111 | 21.111 | 21.111 | 21.111 | 18.889 | 18.889 | 18.889 | 18.889 | 18.889 | 18.889 | 18.889 | 21.111 | 21.111 | 21.111 | 21.111 | 21.111 | 21.111 | 21.111 | 21.111 | From DOE Prototype Buildings
HotelLarge S Adva_OccGuestRoom_HtgSP_Sch | Thermostat Setpoint | C | WntrDsn¦SmrDsn | 2014-01-01 | 2014-12-31 | Constant | 21.111 | [23 empty] | From DOE Prototype Buildings
HotelLarge scheduleOSCBasementFloorTemp | Unknown | C | Default¦WntrDsn¦SmrDsn | 2014-01-01 | 2014-12-31 | Constant | 0 | [23 empty] | From DOE Prototype Buildings
HotelLarge scheduleOSCBasementLowerWallTemp | Unknown | C | Default¦WntrDsn¦SmrDsn | 2014-01-01 | 2014-12-31 | Constant | 0 | [23 empty] | From DOE Prototype Buildings
HotelLarge scheduleOSCBasementUpperWallTemp | Unknown | C | Default¦WntrDsn¦SmrDsn | 2014-01-01 | 2014-12-31 | Constant | 0 | [23 empty] | From DOE Prototype Buildings
HotelLarge scheduleOSCBasementWallSurfaceTemp | Unknown | C | Default¦WntrDsn¦SmrDsn | 2014-01-01 | 2014-12-31 | Constant | 0 | [23 empty] | From DOE Prototype Buildings
HotelLarge Seasonal-Reset-Supply-Air-Temp-Sch | Unknown | C | Default¦WntrDsn¦SmrDsn | 2014-01-01 | 2014-12-31 | Constant | 13 | [23 empty] | From DOE Prototype Buildings
HotelLarge Seasonal-Reset-Supply-Air-Temp-Sch | Unknown | C | Wknd¦Wkdy | 2014-10-01 | 2014-12-31 | Constant | 13 | [23 empty] | From DOE Prototype Buildings
HotelLarge Seasonal-Reset-Supply-Air-Temp-Sch | Unknown | C | Wknd¦Wkdy | 2014-01-01 | 2014-03-31 | Constant | 13 | [23 empty] | From DOE Prototype Buildings
HotelLarge SHADING_SCH | Unknown | W | Default¦WntrDsn¦SmrDsn | 2014-01-01 | 2014-12-31 | Constant | 0 | [23 empty] | From DOE Prototype Buildings
HotelLarge Sliding_Doors_Ventilation_Availability_SCH | Unknown |  | Default | 2014-01-01 | 2014-12-31 | Hourly | 0 | 0 | 0 | 0 | 0 | 0 | 1 | 1 | 1 | 0 | 0 | 0 | 0 | 0 | 0 | 0 | 1 | 1 | 1 | 1 | 1 | 1 | 0 | 0 | From DOE Prototype Buildings
HotelLarge Sliding_Doors_Ventilation_Availability_SCH | Unknown |  | WntrDsn¦SmrDsn | 2014-01-01 | 2014-12-31 | Constant | 0 | [23 empty] | From DOE Prototype Buildings
HotelLarge SWHSys1 Water Heater Ambient Temperature Schedule Name | Service Water Heating | C | Default¦WntrDsn¦SmrDsn | 2014-01-01 | 2014-12-31 | Constant | 22 | [23 empty] | From DOE Prototype Buildings
HotelLarge SWHSys1 Water Heater Setpoint Temperature Schedule Name | Service Water Heating | C | Default¦WntrDsn¦SmrDsn | 2014-01-01 | 2014-12-31 | Constant | 60 | [23 empty] | From DOE Prototype Buildings
HotelLarge SWHSys1-Loop-Temp-Schedule | Service Water Heating | C | Default¦WntrDsn¦SmrDsn | 2014-01-01 | 2014-12-31 | Constant | 60 | [23 empty] | From DOE Prototype Buildings
HotelLarge walkin_occ_lght_SCH | Occupancy |  | Default | 2014-01-01 | 2014-12-31 | Hourly | 0.156 | 0.156 | 0.104 | 0.104 | 0.104 | 0.104 | 0.156 | 0.208 | 0.208 | 0.156 | 0.156 | 0.156 | 0.156 | 0.104 | 0.104 | 0.104 | 0.104 | 0.104 | 0.26 | 0.364 | 0.416 | 0.312 | 0.26 | 0.156 | From DOE Prototype Buildings
HotelLarge walkin_occ_lght_SCH | Occupancy |  | WntrDsn | 2014-01-01 | 2014-12-31 | Constant | 0 | [23 empty] | From DOE Prototype Buildings
HotelLarge walkin_occ_lght_SCH | Occupancy |  | SmrDsn | 2014-01-01 | 2014-12-31 | Constant | 1 | [23 empty] | From DOE Prototype Buildings
HotelLarge walkin_occ_lght_SCH | Occupancy |  | Sat | 2014-01-01 | 2014-12-31 | Hourly | 0.104 | 0.104 | 0.052 | 0.052 | 0.052 | 0.052 | 0.156 | 0.156 | 0.208 | 0.208 | 0.156 | 0.13 | 0.13 | 0.13 | 0.13 | 0.13 | 0.13 | 0.13 | 0.312 | 0.364 | 0.364 | 0.364 | 0.312 | 0.156 | From DOE Prototype Buildings
HotelLarge walkin_occ_lght_SCH | Occupancy |  | Wkdy | 2014-01-01 | 2014-12-31 | Hourly | 0.104 | 0.078 | 0.052 | 0.052 | 0.052 | 0.104 | 0.208 | 0.26 | 0.208 | 0.208 | 0.13 | 0.13 | 0.13 | 0.13 | 0.13 | 0.13 | 0.13 | 0.13 | 0.312 | 0.416 | 0.468 | 0.416 | 0.312 | 0.156 | From DOE Prototype Buildings
HotelLarge WORK_EFF_SCH | Unknown |  | Default¦WntrDsn¦SmrDsn | 2014-01-01 | 2014-12-31 | Constant | 0 | [23 empty] | From DOE Prototype Buildings
HotelSmall Activity_Sch | Activity | W | Default¦WntrDsn¦SmrDsn | 2014-01-01 | 2014-12-31 | Constant | 132 | [23 empty] | From DOE Prototype Buildings
HotelSmall Adva_EmployeeLounge_ClgSP_Sch | Thermostat Setpoint | C | Default¦WntrDsn¦SmrDsn | 2014-01-01 | 2014-12-31 | Hourly | 26.667 | 26.667 | 26.667 | 26.667 | 26.667 | 23.889 | 23.889 | 23.889 | 23.889 | 23.889 | 23.889 | 23.889 | 23.889 | 23.889 | 23.889 | 23.889 | 23.889 | 23.889 | 23.889 | 23.889 | 26.667 | 26.667 | 26.667 | 26.667 | From DOE Prototype Buildings
HotelSmall Adva_EmployeeLounge_HtgSP_Sch | Thermostat Setpoint | C | Default¦WntrDsn¦SmrDsn | 2014-01-01 | 2014-12-31 | Hourly | 18.333 | 18.333 | 18.333 | 18.333 | 18.333 | 21.111 | 21.111 | 21.111 | 21.111 | 21.111 | 21.111 | 21.111 | 21.111 | 21.111 | 21.111 | 21.111 | 21.111 | 21.111 | 21.111 | 21.111 | 18.333 | 18.333 | 18.333 | 18.333 | From DOE Prototype Buildings
HotelSmall Adva_ExerciseCenter_ClgSP_Sch | Thermostat Setpoint | C | Default¦WntrDsn¦SmrDsn | 2014-01-01 | 2014-12-31 | Hourly | 26.667 | 26.667 | 26.667 | 26.667 | 26.667 | 26.667 | 23.889 | 23.889 | 23.889 | 23.889 | 23.889 | 23.889 | 23.889 | 23.889 | 23.889 | 23.889 | 23.889 | 23.889 | 23.889 | 23.889 | 23.889 | 23.889 | 23.889 | 26.667 | From DOE Prototype Buildings
HotelSmall Adva_ExerciseCenter_HtgSP_Sch | Thermostat Setpoint | C | Default¦WntrDsn¦SmrDsn | 2014-01-01 | 2014-12-31 | Hourly | 18.333 | 18.333 | 18.333 | 18.333 | 18.333 | 18.333 | 21.111 | 21.111 | 21.111 | 21.111 | 21.111 | 21.111 | 21.111 | 21.111 | 21.111 | 21.111 | 21.111 | 21.111 | 21.111 | 21.111 | 21.111 | 21.111 | 21.111 | 18.333 | From DOE Prototype Buildings
HotelSmall Adva_MeetingRoom_ClgSP_Sch | Thermostat Setpoint | C | Default¦WntrDsn¦SmrDsn | 2014-01-01 | 2014-12-31 | Hourly | 26.667 | 26.667 | 26.667 | 26.667 | 26.667 | 26.667 | 26.667 | 23.889 | 23.889 | 23.889 | 23.889 | 23.889 | 23.889 | 23.889 | 23.889 | 23.889 | 23.889 | 23.889 | 23.889 | 26.667 | 26.667 | 26.667 | 26.667 | 26.667 | From DOE Prototype Buildings
HotelSmall Adva_MeetingRoom_HtgSP_Sch | Thermostat Setpoint | C | Default¦WntrDsn¦SmrDsn | 2014-01-01 | 2014-12-31 | Hourly | 18.333 | 18.333 | 18.333 | 18.333 | 18.333 | 18.333 | 18.333 | 21.111 | 21.111 | 21.111 | 21.111 | 21.111 | 21.111 | 21.111 | 21.111 | 21.111 | 21.111 | 21.111 | 21.111 | 18.333 | 18.333 | 18.333 | 18.333 | 18.333 | From DOE Prototype Buildings
HotelSmall Adva_OccGuestRoom_ClgSP_Sch | Thermostat Setpoint | C | Default | 2014-01-01 | 2014-12-31 | Hourly | 21.111 | 21.111 | 21.111 | 21.111 | 21.111 | 21.111 | 21.111 | 21.111 | 21.111 | 23.333 | 23.333 | 23.333 | 23.333 | 23.333 | 23.333 | 23.333 | 21.111 | 21.111 | 21.111 | 21.111 | 21.111 | 21.111 | 21.111 | 21.111 | From DOE Prototype Buildings
HotelSmall Adva_OccGuestRoom_ClgSP_Sch | Thermostat Setpoint | C | WntrDsn¦SmrDsn | 2014-01-01 | 2014-12-31 | Constant | 21.111 | [23 empty] | From DOE Prototype Buildings
HotelSmall Adva_OccGuestRoom_HtgSP_Sch | Thermostat Setpoint | C | Default | 2014-01-01 | 2014-12-31 | Hourly | 21.111 | 21.111 | 21.111 | 21.111 | 21.111 | 21.111 | 21.111 | 21.111 | 21.111 | 18.889 | 18.889 | 18.889 | 18.889 | 18.889 | 18.889 | 18.889 | 21.111 | 21.111 | 21.111 | 21.111 | 21.111 | 21.111 | 21.111 | 21.111 | From DOE Prototype Buildings
HotelSmall Adva_OccGuestRoom_HtgSP_Sch | Thermostat Setpoint | C | WntrDsn¦SmrDsn | 2014-01-01 | 2014-12-31 | Constant | 21.111 | [23 empty] | From DOE Prototype Buildings
HotelSmall Adva5F_OccGuestRoom_ClgSP_Sch | Thermostat Setpoint | C | Default | 2014-01-01 | 2014-12-31 | Hourly | 21.111 | 21.111 | 21.111 | 21.111 | 21.111 | 21.111 | 21.111 | 21.111 | 21.111 | 23.888 | 23.888 | 23.888 | 23.888 | 23.888 | 23.888 | 23.888 | 21.111 | 21.111 | 21.111 | 21.111 | 21.111 | 21.111 | 21.111 | 21.111 | From DOE Prototype Buildings
HotelSmall Adva5F_OccGuestRoom_ClgSP_Sch | Thermostat Setpoint | C | WntrDsn¦SmrDsn | 2014-01-01 | 2014-12-31 | Constant | 21.111 | [23 empty] | From DOE Prototype Buildings
HotelSmall Adva5F_OccGuestRoom_HtgSP_Sch | Thermostat Setpoint | C | Default | 2014-01-01 | 2014-12-31 | Hourly | 21.111 | 21.111 | 21.111 | 21.111 | 21.111 | 21.111 | 21.111 | 21.111 | 21.111 | 18.334 | 18.334 | 18.334 | 18.334 | 18.334 | 18.334 | 18.334 | 21.111 | 21.111 | 21.111 | 21.111 | 21.111 | 21.111 | 21.111 | 21.111 | From DOE Prototype Buildings
HotelSmall Adva5F_OccGuestRoom_HtgSP_Sch | Thermostat Setpoint | C | WntrDsn¦SmrDsn | 2014-01-01 | 2014-12-31 | Constant | 21.111 | [23 empty] | From DOE Prototype Buildings
HotelSmall AlwaysOff | Unknown |  | Default¦WntrDsn¦SmrDsn | 2014-01-01 | 2014-12-31 | Constant | 0 | [23 empty] | From DOE Prototype Buildings
HotelSmall AlwaysOff_SCH | Unknown |  | Default¦WntrDsn¦SmrDsn | 2014-01-01 | 2014-12-31 | Constant | 0 | [23 empty] | From DOE Prototype Buildings
HotelSmall AlwaysOn | Unknown |  | Default¦WntrDsn¦SmrDsn | 2014-01-01 | 2014-12-31 | Constant | 1 | [23 empty] | From DOE Prototype Buildings
HotelSmall AlwaysOn_SCH | Unknown |  | Default¦WntrDsn¦SmrDsn | 2014-01-01 | 2014-12-31 | Constant | 1 | [23 empty] | From DOE Prototype Buildings
HotelSmall Base_OccGuestRoom_ClgSP_Sch | Thermostat Setpoint | C | Default¦WntrDsn¦SmrDsn | 2014-01-01 | 2014-12-31 | Constant | 21.111 | [23 empty] | From DOE Prototype Buildings
HotelSmall Base_OccGuestRoom_HtgSP_Sch | Thermostat Setpoint | C | Default¦WntrDsn¦SmrDsn | 2014-01-01 | 2014-12-31 | Constant | 21.111 | [23 empty] | From DOE Prototype Buildings
HotelSmall BLDG_ELEVATORS | Elevator |  | Default | 2014-01-01 | 2014-12-31 | Hourly | 0.05 | 0.05 | 0.05 | 0.05 | 0.1 | 0.2 | 0.4 | 0.5 | 0.5 | 0.35 | 0.15 | 0.15 | 0.15 | 0.15 | 0.15 | 0.15 | 0.35 | 0.5 | 0.5 | 0.4 | 0.4 | 0.3 | 0.2 | 0.1 | From DOE Prototype Buildings
HotelSmall BLDG_ELEVATORS | Elevator |  | WntrDsn | 2014-01-01 | 2014-12-31 | Constant | 0.05 | [23 empty] | From DOE Prototype Buildings
HotelSmall BLDG_ELEVATORS | Elevator |  | SmrDsn | 2014-01-01 | 2014-12-31 | Constant | 0.5 | [23 empty] | From DOE Prototype Buildings
HotelSmall BLDG_LIGHT_CORRIDOR_SCH | Lighting |  | Default¦WntrDsn¦SmrDsn | 2014-01-01 | 2014-12-31 | Constant | 1 | [23 empty] | From DOE Prototype Buildings
HotelSmall BLDG_LIGHT_CORRIDOR_SCH_2013 | Lighting |  | Default¦WntrDsn¦SmrDsn | 2014-01-01 | 2014-12-31 | Constant | 0.65 | [23 empty] | From DOE Prototype Buildings
HotelSmall BLDG_LIGHT_EMPLOYEELOUNGE_SCH | Lighting |  | Default | 2014-01-01 | 2014-12-31 | Hourly | 0 | 0 | 0 | 0 | 0 | 0.2 | 0.3 | 0.5 | 1 | 1 | 1 | 1 | 1 | 1 | 1 | 1 | 1 | 1 | 0.5 | 0.3 | 0.2 | 0.05 | 0 | 0 | From DOE Prototype Buildings
HotelSmall BLDG_LIGHT_EMPLOYEELOUNGE_SCH | Lighting |  | WntrDsn | 2014-01-01 | 2014-12-31 | Constant | 0 | [23 empty] | From DOE Prototype Buildings
HotelSmall BLDG_LIGHT_EMPLOYEELOUNGE_SCH | Lighting |  | SmrDsn | 2014-01-01 | 2014-12-31 | Constant | 1 | [23 empty] | From DOE Prototype Buildings
HotelSmall BLDG_LIGHT_EXERCENTER_SCH | Lighting |  | Default¦WntrDsn¦SmrDsn | 2014-01-01 | 2014-12-31 | Hourly | 0 | 0 | 0 | 0 | 0 | 0 | 0.5 | 1 | 1 | 1 | 1 | 1 | 1 | 1 | 1 | 1 | 1 | 1 | 1 | 1 | 1 | 1 | 0.5 | 0 | From DOE Prototype Buildings
HotelSmall BLDG_LIGHT_FRONTLOUNGE_SCH | Lighting |  | Default | 2014-01-01 | 2014-12-31 | Hourly | 0 | 0 | 0 | 0 | 0 | 0.2 | 0.3 | 0.5 | 1 | 1 | 1 | 1 | 1 | 1 | 1 | 1 | 1 | 1 | 0.5 | 0.3 | 0.2 | 0.05 | 0 | 0 | From DOE Prototype Buildings
HotelSmall BLDG_LIGHT_FRONTLOUNGE_SCH | Lighting |  | WntrDsn | 2014-01-01 | 2014-12-31 | Constant | 0 | [23 empty] | From DOE Prototype Buildings
HotelSmall BLDG_LIGHT_FRONTLOUNGE_SCH | Lighting |  | SmrDsn | 2014-01-01 | 2014-12-31 | Constant | 1 | [23 empty] | From DOE Prototype Buildings
HotelSmall BLDG_LIGHT_GUESTROOM_SCH_2010 | Lighting |  | Default | 2014-01-01 | 2014-12-31 | Hourly | 0.2197 | 0.2197 | 0.0945 | 0.0945 | 0.0945 | 0.0945 | 0.3852 | 0.3852 | 0.5259 | 0.44427 | 0.30216 | 0.2432 | 0.2432 | 0.2432 | 0.2432 | 0.2432 | 0.2432 | 0.25327 | 0.7973 | 0.939 | 0.939 | 0.939 | 0.7973 | 0.3852 | From DOE Prototype Buildings
HotelSmall BLDG_LIGHT_GUESTROOM_SCH_2010 | Lighting |  | WntrDsn | 2014-01-01 | 2014-12-31 | Constant | 0 | [23 empty] | From DOE Prototype Buildings
HotelSmall BLDG_LIGHT_GUESTROOM_SCH_2010 | Lighting |  | SmrDsn | 2014-01-01 | 2014-12-31 | Constant | 1 | [23 empty] | From DOE Prototype Buildings
HotelSmall BLDG_LIGHT_GUESTROOM_SCH_2010 | Lighting |  | Wkdy | 2014-01-01 | 2014-12-31 | Hourly | 0.1859 | 0.1452 | 0.0945 | 0.0945 | 0.0945 | 0.1859 | 0.4121 | 0.5259 | 0.4121 | 0.4121 | 0.2087 | 0.2087 | 0.2087 | 0.2087 | 0.2087 | 0.2087 | 0.21304 | 0.2149 | 0.6297 | 0.8342 | 0.938 | 0.8342 | 0.6297 | 0.3083 | From DOE Prototype Buildings
HotelSmall BLDG_LIGHT_GUESTROOM_SCH_2013 | Lighting |  | Default | 2014-01-01 | 2014-12-31 | Hourly | 0.13 | 0.13 | 0.06 | 0.06 | 0.06 | 0.06 | 0.33 | 0.33 | 0.45 | 0.18667 | 0.062121 | 0.05 | 0.05 | 0.05 | 0.05 | 0.05 | 0.05 | 0.0825 | 0.68 | 0.8 | 0.8 | 0.8 | 0.68 | 0.33 | From DOE Prototype Buildings
HotelSmall BLDG_LIGHT_GUESTROOM_SCH_2013 | Lighting |  | WntrDsn | 2014-01-01 | 2014-12-31 | Constant | 0 | [23 empty] | From DOE Prototype Buildings
HotelSmall BLDG_LIGHT_GUESTROOM_SCH_2013 | Lighting |  | SmrDsn | 2014-01-01 | 2014-12-31 | Constant | 1 | [23 empty] | From DOE Prototype Buildings
HotelSmall BLDG_LIGHT_GUESTROOM_SCH_2013 | Lighting |  | Wkdy | 2014-01-01 | 2014-12-31 | Hourly | 0.11 | 0.09 | 0.06 | 0.06 | 0.06 | 0.11 | 0.35 | 0.45 | 0.45 | 0.35 | 0.35 | 0.35 | 0.35 | 0.35 | 0.35 | 0.05 | 0.064 | 0.07 | 0.54 | 0.71 | 0.8 | 0.71 | 0.54 | 0.26 | From DOE Prototype Buildings
HotelSmall BLDG_LIGHT_LAUNDRY_SCH | Lighting |  | Default¦WntrDsn¦SmrDsn | 2014-01-01 | 2014-12-31 | Hourly | 0 | 0 | 0 | 0 | 0 | 0 | 0 | 0 | 1 | 1 | 1 | 1 | 1 | 1 | 1 | 1 | 1 | 0 | 0 | 0 | 0 | 0 | 0 | 0 | From DOE Prototype Buildings
HotelSmall BLDG_LIGHT_MECHROOM_SCH | Lighting |  | Default¦Wkdy | 2014-01-01 | 2014-12-31 | Hourly | 0.1 | 0.1 | 0.1 | 0.1 | 0.1 | 0.1 | 0.1 | 0.2 | 0.4 | 0.4 | 0.4 | 0.4 | 0.4 | 0.4 | 0.4 | 0.4 | 0.4 | 0.4 | 0.2 | 0.2 | 0.2 | 0.2 | 0.1 | 0.1 | From DOE Prototype Buildings
HotelSmall BLDG_LIGHT_MECHROOM_SCH | Lighting |  | WntrDsn | 2014-01-01 | 2014-12-31 | Constant | 0 | [23 empty] | From DOE Prototype Buildings
HotelSmall BLDG_LIGHT_MECHROOM_SCH | Lighting |  | SmrDsn | 2014-01-01 | 2014-12-31 | Constant | 1 | [23 empty] | From DOE Prototype Buildings
HotelSmall BLDG_LIGHT_MEETINGROOM_SCH | Lighting |  | Default | 2014-01-01 | 2014-12-31 | Hourly | 0 | 0 | 0 | 0 | 0 | 0.2 | 0.3 | 0.5 | 1 | 1 | 1 | 1 | 1 | 1 | 1 | 1 | 1 | 1 | 0.5 | 0.3 | 0.2 | 0.05 | 0 | 0 | From DOE Prototype Buildings
HotelSmall BLDG_LIGHT_MEETINGROOM_SCH | Lighting |  | WntrDsn | 2014-01-01 | 2014-12-31 | Constant | 0 | [23 empty] | From DOE Prototype Buildings
HotelSmall BLDG_LIGHT_MEETINGROOM_SCH | Lighting |  | SmrDsn | 2014-01-01 | 2014-12-31 | Constant | 1 | [23 empty] | From DOE Prototype Buildings
HotelSmall BLDG_LIGHT_OFFICE_SCH | Lighting |  | Default | 2014-01-01 | 2014-12-31 | Hourly | 0.4175 | 0.4175 | 0.4175 | 0.4175 | 0.4175 | 0.4175 | 0.4175 | 0.50935 | 0.7515 | 0.7515 | 0.7515 | 0.7515 | 0.668 | 0.7515 | 0.7515 | 0.7515 | 0.7515 | 0.50935 | 0.4175 | 0.4175 | 0.4175 | 0.4175 | 0.4175 | 0.4175 | From DOE Prototype Buildings
HotelSmall BLDG_LIGHT_OFFICE_SCH | Lighting |  | WntrDsn | 2014-01-01 | 2014-12-31 | Constant | 0 | [23 empty] | From DOE Prototype Buildings
HotelSmall BLDG_LIGHT_OFFICE_SCH | Lighting |  | SmrDsn | 2014-01-01 | 2014-12-31 | Constant | 1 | [23 empty] | From DOE Prototype Buildings
HotelSmall BLDG_LIGHT_RESTROOM_SCH | Lighting |  | Default¦WntrDsn¦SmrDsn | 2014-01-01 | 2014-12-31 | Constant | 0.66 | [23 empty] | From DOE Prototype Buildings
HotelSmall BLDG_LIGHT_STAIR_SCH | Lighting |  | Default¦WntrDsn¦SmrDsn | 2014-01-01 | 2014-12-31 | Constant | 0.55 | [23 empty] | From DOE Prototype Buildings
HotelSmall BLDG_LIGHT_STORAGE_SCH | Lighting |  | Default¦Wkdy | 2014-01-01 | 2014-12-31 | Hourly | 0.05418 | 0.05418 | 0.05418 | 0.05418 | 0.05418 | 0.05418 | 0.05418 | 0.10836 | 0.21672 | 0.21672 | 0.21672 | 0.21672 | 0.21672 | 0.21672 | 0.21672 | 0.21672 | 0.21672 | 0.21672 | 0.10836 | 0.10836 | 0.10836 | 0.10836 | 0.05418 | 0.05418 | From DOE Prototype Buildings
HotelSmall BLDG_LIGHT_STORAGE_SCH | Lighting |  | WntrDsn | 2014-01-01 | 2014-12-31 | Constant | 0 | [23 empty] | From DOE Prototype Buildings
HotelSmall BLDG_LIGHT_STORAGE_SCH | Lighting |  | SmrDsn | 2014-01-01 | 2014-12-31 | Constant | 1 | [23 empty] | From DOE Prototype Buildings
HotelSmall CommonArea_ClgSP_Sch | Thermostat Setpoint | C | Default¦WntrDsn¦SmrDsn | 2014-01-01 | 2014-12-31 | Constant | 23.889 | [23 empty] | From DOE Prototype Buildings
HotelSmall CommonArea_HtgSP_Sch | Thermostat Setpoint | C | Default¦WntrDsn¦SmrDsn | 2014-01-01 | 2014-12-31 | Constant | 21.111 | [23 empty] | From DOE Prototype Buildings
HotelSmall CommonArea_Infil_Sch | Infiltration |  | Default | 2014-01-01 | 2014-12-31 | Constant | 0.25 | [23 empty] | From DOE Prototype Buildings
HotelSmall CommonArea_Infil_Sch | Infiltration |  | WntrDsn | 2014-01-01 | 2014-12-31 | Constant | 0 | [23 empty] | From DOE Prototype Buildings
HotelSmall CommonArea_Infil_Sch | Infiltration |  | SmrDsn | 2014-01-01 | 2014-12-31 | Constant | 1 | [23 empty] | From DOE Prototype Buildings
HotelSmall COMPACT HVAC-ALWAYS 0 | Unknown |  | Default¦WntrDsn¦SmrDsn | 2014-01-01 | 2014-12-31 | Constant | 0 | [23 empty] | From DOE Prototype Buildings
HotelSmall COMPACT HVAC-ALWAYS 1 | Unknown |  | Default¦WntrDsn¦SmrDsn | 2014-01-01 | 2014-12-31 | Constant | 1 | [23 empty] | From DOE Prototype Buildings
HotelSmall COMPACT HVAC-ALWAYS 4 | Unknown |  | Default¦WntrDsn¦SmrDsn | 2014-01-01 | 2014-12-31 | Constant | 4 | [23 empty] | From DOE Prototype Buildings
HotelSmall ELEV_LIGHT_FAN_SCH_24_7 | Lighting |  | Default¦WntrDsn¦SmrDsn | 2014-01-01 | 2014-12-31 | Constant | 1 | [23 empty] | From DOE Prototype Buildings
HotelSmall ELEV_LIGHT_FAN_SCH_ADD_DF | Lighting |  | Default | 2014-01-01 | 2014-12-31 | Hourly | 0.05 | 0.05 | 0.05 | 0.05 | 0.1 | 0.2 | 0.4 | 0.5 | 0.5 | 0.35 | 0.15 | 0.15 | 0.15 | 0.15 | 0.15 | 0.15 | 0.35 | 0.5 | 0.5 | 0.4 | 0.4 | 0.3 | 0.2 | 0.1 | From DOE Prototype Buildings
HotelSmall ELEV_LIGHT_FAN_SCH_ADD_DF | Lighting |  | WntrDsn | 2014-01-01 | 2014-12-31 | Constant | 0.05 | [23 empty] | From DOE Prototype Buildings
HotelSmall ELEV_LIGHT_FAN_SCH_ADD_DF | Lighting |  | SmrDsn | 2014-01-01 | 2014-12-31 | Constant | 0.5 | [23 empty] | From DOE Prototype Buildings
HotelSmall EmployeeLounge_Eqp_Sch | Equipment |  | Default¦Wkdy | 2014-01-01 | 2014-12-31 | Hourly | 0.079503 | 0.079503 | 0.079503 | 0.079503 | 0.079503 | 0.1821 | 0.1821 | 0.2396 | 0.95841 | 0.95841 | 0.82424 | 0.82424 | 0.95841 | 0.82424 | 0.82424 | 0.82424 | 0.82424 | 0.82424 | 0.2396 | 0.1821 | 0.079503 | 0.079503 | 0.079503 | 0.079503 | From DOE Prototype Buildings
HotelSmall EmployeeLounge_Eqp_Sch | Equipment |  | WntrDsn | 2014-01-01 | 2014-12-31 | Constant | 0 | [23 empty] | From DOE Prototype Buildings
HotelSmall EmployeeLounge_Eqp_Sch | Equipment |  | SmrDsn | 2014-01-01 | 2014-12-31 | Constant | 1 | [23 empty] | From DOE Prototype Buildings
HotelSmall EmployeeLounge_Occ_Sch | Occupancy |  | Default | 2014-01-01 | 2014-12-31 | Hourly | 0 | 0 | 0 | 0 | 0 | 0.05 | 0.05 | 0.05 | 0.1 | 0.1 | 0.1 | 0.1 | 0.2 | 0.1 | 0.1 | 0.1 | 0.1 | 0.1 | 0.05 | 0.05 | 0 | 0 | 0 | 0 | From DOE Prototype Buildings
HotelSmall EmployeeLounge_Occ_Sch | Occupancy |  | WntrDsn | 2014-01-01 | 2014-12-31 | Constant | 0 | [23 empty] | From DOE Prototype Buildings
HotelSmall EmployeeLounge_Occ_Sch | Occupancy |  | SmrDsn | 2014-01-01 | 2014-12-31 | Constant | 1 | [23 empty] | From DOE Prototype Buildings
HotelSmall EmployeeLounge_Occ_Sch | Occupancy |  | Wkdy | 2014-01-01 | 2014-12-31 | Hourly | 0 | 0 | 0 | 0 | 0 | 0.1 | 0.1 | 0.2 | 0.2 | 0.2 | 0.2 | 0.2 | 0.7 | 0.2 | 0.2 | 0.2 | 0.2 | 0.2 | 0.1 | 0.1 | 0 | 0 | 0 | 0 | From DOE Prototype Buildings
HotelSmall ExerciseCenter_Eqp_Sch | Equipment |  | Default¦WntrDsn¦SmrDsn | 2014-01-01 | 2014-12-31 | Hourly | 0 | 0 | 0 | 0 | 0 | 0 | 0.5 | 1 | 1 | 0.5 | 0.5 | 0.5 | 0 | 0.5 | 0.5 | 0.5 | 1 | 0.5 | 0.5 | 1 | 1 | 0.5 | 0.5 | 0 | From DOE Prototype Buildings
HotelSmall ExerciseCenter_Occ_Sch | Occupancy |  | Default¦WntrDsn¦SmrDsn | 2014-01-01 | 2014-12-31 | Hourly | 0 | 0 | 0 | 0 | 0 | 0 | 0.5 | 1 | 1 | 1 | 1 | 0.5 | 0 | 1 | 1 | 1 | 1 | 1 | 1 | 1 | 1 | 1 | 0.5 | 0 | From DOE Prototype Buildings
HotelSmall Exterior_Lgt_ALWAYS_ON | Unknown |  | Default¦WntrDsn¦SmrDsn | 2014-01-01 | 2014-12-31 | Constant | 1 | [23 empty] | From DOE Prototype Buildings
HotelSmall Exterior_Ltg_Sch | Unknown |  | Default¦WntrDsn¦SmrDsn | 2014-01-01 | 2014-12-31 | Hourly | 1 | 1 | 1 | 1 | 1 | 1 | 1 | 0 | 0 | 0 | 0 | 0 | 0 | 0 | 0 | 0 | 0 | 0 | 0 | 1 | 1 | 1 | 1 | 1 | From DOE Prototype Buildings
HotelSmall GuestRoom_Eqp_Sch_Adva | Equipment |  | Default | 2014-01-01 | 2014-12-31 | Hourly | 0.09 | 0.09 | 0.09 | 0.09 | 0.09 | 0.09 | 0.3 | 0.62 | 0.9 | 0.62 | 0.13 | 0.13 | 0.13 | 0.13 | 0.13 | 0.13 | 0.21 | 0.4 | 0.48 | 0.46 | 0.62 | 0.69 | 0.34 | 0.09 | From DOE Prototype Buildings
HotelSmall GuestRoom_Eqp_Sch_Adva | Equipment |  | WntrDsn | 2014-01-01 | 2014-12-31 | Constant | 0 | [23 empty] | From DOE Prototype Buildings
HotelSmall GuestRoom_Eqp_Sch_Adva | Equipment |  | SmrDsn | 2014-01-01 | 2014-12-31 | Constant | 1 | [23 empty] | From DOE Prototype Buildings
HotelSmall GuestRoom_Eqp_Sch_Adva | Equipment |  | Wkdy | 2014-01-01 | 2014-12-31 | Hourly | 0.09 | 0.09 | 0.09 | 0.09 | 0.09 | 0.09 | 0.62 | 0.9 | 0.43 | 0.43 | 0.12 | 0.12 | 0.12 | 0.12 | 0.12 | 0.12 | 0.19 | 0.48 | 0.48 | 0.46 | 0.62 | 0.69 | 0.34 | 0.09 | From DOE Prototype Buildings
HotelSmall GuestRoom_Eqp_Sch_Base | Equipment |  | Default | 2014-01-01 | 2014-12-31 | Hourly | 0.11 | 0.11 | 0.11 | 0.11 | 0.11 | 0.11 | 0.3 | 0.62 | 0.9 | 0.62 | 0.29 | 0.29 | 0.29 | 0.29 | 0.29 | 0.29 | 0.29 | 0.43 | 0.51 | 0.49 | 0.66 | 0.7 | 0.35 | 0.11 | From DOE Prototype Buildings
HotelSmall GuestRoom_Eqp_Sch_Base | Equipment |  | WntrDsn | 2014-01-01 | 2014-12-31 | Constant | 0 | [23 empty] | From DOE Prototype Buildings
HotelSmall GuestRoom_Eqp_Sch_Base | Equipment |  | SmrDsn | 2014-01-01 | 2014-12-31 | Constant | 1 | [23 empty] | From DOE Prototype Buildings
HotelSmall GuestRoom_Eqp_Sch_Base | Equipment |  | Wkdy | 2014-01-01 | 2014-12-31 | Hourly | 0.11 | 0.11 | 0.11 | 0.11 | 0.11 | 0.11 | 0.62 | 0.9 | 0.43 | 0.43 | 0.26 | 0.26 | 0.26 | 0.26 | 0.26 | 0.26 | 0.26 | 0.51 | 0.51 | 0.49 | 0.66 | 0.7 | 0.35 | 0.11 | From DOE Prototype Buildings
HotelSmall GuestRoom_Infil_Sch | Infiltration |  | Default | 2014-01-01 | 2014-12-31 | Constant | 0.25 | [23 empty] | From DOE Prototype Buildings
HotelSmall GuestRoom_Infil_Sch | Infiltration |  | WntrDsn | 2014-01-01 | 2014-12-31 | Constant | 0 | [23 empty] | From DOE Prototype Buildings
HotelSmall GuestRoom_Infil_Sch | Infiltration |  | SmrDsn | 2014-01-01 | 2014-12-31 | Constant | 1 | [23 empty] | From DOE Prototype Buildings
HotelSmall GuestRoom_Occ_Sch | Occupancy |  | Default | 2014-01-01 | 2014-12-31 | Hourly | 1 | 1 | 1 | 1 | 1 | 1 | 0.77 | 0.53 | 0.53 | 0.3 | 0.3 | 0.3 | 0.3 | 0.3 | 0.3 | 0.3 | 0.3 | 0.53 | 0.54 | 0.65 | 0.65 | 0.77 | 0.77 | 0.77 | From DOE Prototype Buildings
HotelSmall GuestRoom_Occ_Sch | Occupancy |  | WntrDsn | 2014-01-01 | 2014-12-31 | Constant | 0 | [23 empty] | From DOE Prototype Buildings
HotelSmall GuestRoom_Occ_Sch | Occupancy |  | SmrDsn | 2014-01-01 | 2014-12-31 | Constant | 1 | [23 empty] | From DOE Prototype Buildings
HotelSmall GuestRoom_Occ_Sch | Occupancy |  | Wkdy | 2014-01-01 | 2014-12-31 | Hourly | 1 | 1 | 1 | 1 | 1 | 1 | 0.77 | 0.43 | 0.43 | 0.2 | 0.2 | 0.2 | 0.2 | 0.2 | 0.2 | 0.31 | 0.54 | 0.54 | 0.54 | 0.77 | 0.77 | 0.89 | 1 | 1 | From DOE Prototype Buildings
HotelSmall GuestRoom_SHW_Sch | Service Water Heating |  | Default¦WntrDsn¦SmrDsn | 2014-01-01 | 2014-12-31 | Hourly | 0.2 | 0.15 | 0.15 | 0.15 | 0.2 | 0.25 | 0.35 | 0.6 | 0.8 | 0.55 | 0.4 | 0.3 | 0.2 | 0.2 | 0.2 | 0.2 | 0.2 | 0.25 | 0.3 | 0.4 | 0.4 | 0.4 | 0.6 | 0.35 | From DOE Prototype Buildings
HotelSmall GuestRoom_SHW_Sch | Service Water Heating |  | Wkdy | 2014-01-01 | 2014-12-31 | Hourly | 0.2 | 0.15 | 0.15 | 0.15 | 0.2 | 0.35 | 0.6 | 0.8 | 0.55 | 0.4 | 0.3 | 0.2 | 0.2 | 0.2 | 0.2 | 0.2 | 0.2 | 0.3 | 0.55 | 0.4 | 0.4 | 0.6 | 0.45 | 0.25 | From DOE Prototype Buildings
HotelSmall Heat Exchanger Supply Air Temp Sch | Unknown | C | Default¦WntrDsn¦SmrDsn | 2014-01-01 | 2014-12-31 | Constant | 14 | [23 empty] | From DOE Prototype Buildings
HotelSmall INFIL_Door_Opening_SCH | Infiltration |  | Default¦WntrDsn¦SmrDsn | 2014-01-01 | 2014-12-31 | Hourly | 0 | 0 | 0 | 0 | 0 | 0 | 0.144 | 1 | 0.144 | 0.144 | 0.144 | 0.144 | 0.144 | 0.144 | 0.144 | 0.144 | 0.144 | 1 | 0.144 | 0.144 | 0.144 | 0.144 | 0 | 0 | From DOE Prototype Buildings
HotelSmall LaundryRoom_Eqp_Elec_Sch | Equipment |  | Default | 2014-01-01 | 2014-12-31 | Hourly | 0 | 0 | 0 | 0 | 0 | 0 | 0 | 0 | 1 | 1 | 1 | 1 | 1 | 1 | 1 | 1 | 0 | 0 | 0 | 0 | 0 | 0 | 0 | 0 | From DOE Prototype Buildings
HotelSmall LaundryRoom_Eqp_Elec_Sch | Equipment |  | WntrDsn | 2014-01-01 | 2014-12-31 | Constant | 0 | [23 empty] | From DOE Prototype Buildings
HotelSmall LaundryRoom_Eqp_Elec_Sch | Equipment |  | SmrDsn | 2014-01-01 | 2014-12-31 | Constant | 1 | [23 empty] | From DOE Prototype Buildings
HotelSmall LaundryRoom_Eqp_Gas_Sch | Equipment |  | Default | 2014-01-01 | 2014-12-31 | Hourly | 0 | 0 | 0 | 0 | 0 | 0 | 0 | 0 | 0 | 1 | 1 | 1 | 1 | 1 | 1 | 1 | 1 | 0 | 0 | 0 | 0 | 0 | 0 | 0 | From DOE Prototype Buildings
HotelSmall LaundryRoom_Eqp_Gas_Sch | Equipment |  | WntrDsn | 2014-01-01 | 2014-12-31 | Constant | 0 | [23 empty] | From DOE Prototype Buildings
HotelSmall LaundryRoom_Eqp_Gas_Sch | Equipment |  | SmrDsn | 2014-01-01 | 2014-12-31 | Constant | 1 | [23 empty] | From DOE Prototype Buildings
HotelSmall LaundryRoom_Occ_Sch | Occupancy |  | Default¦Wkdy | 2014-01-01 | 2014-12-31 | Hourly | 0 | 0 | 0 | 0 | 0 | 0 | 0 | 0 | 0.09 | 0.09 | 0.18 | 0.18 | 0 | 0.18 | 0.18 | 0.18 | 0.09 | 0 | 0 | 0 | 0 | 0 | 0 | 0 | From DOE Prototype Buildings
HotelSmall LaundryRoom_Occ_Sch | Occupancy |  | WntrDsn | 2014-01-01 | 2014-12-31 | Constant | 0 | [23 empty] | From DOE Prototype Buildings
HotelSmall LaundryRoom_Occ_Sch | Occupancy |  | SmrDsn | 2014-01-01 | 2014-12-31 | Constant | 1 | [23 empty] | From DOE Prototype Buildings
HotelSmall LaundryRoom_SHW_Sch | Equipment |  | Default¦WntrDsn¦SmrDsn | 2014-01-01 | 2014-12-31 | Hourly | 0 | 0 | 0 | 0 | 0 | 0 | 0 | 0 | 1 | 1 | 1 | 1 | 1 | 1 | 1 | 1 | 0 | 0 | 0 | 0 | 0 | 0 | 0 | 0 | From DOE Prototype Buildings
HotelSmall Lobby_Eqp_Sch | Equipment |  | Default | 2014-01-01 | 2014-12-31 | Hourly | 0.21 | 0.21 | 0.21 | 0.21 | 0.21 | 0.68 | 1 | 1 | 1 | 1 | 0.32 | 0.23 | 0.23 | 0.23 | 0.23 | 0.23 | 0.23 | 0.23 | 0.23 | 0.23 | 0.23 | 0.23 | 0.23 | 0.21 | From DOE Prototype Buildings
HotelSmall Lobby_Eqp_Sch | Equipment |  | WntrDsn | 2014-01-01 | 2014-12-31 | Constant | 0 | [23 empty] | From DOE Prototype Buildings
HotelSmall Lobby_Eqp_Sch | Equipment |  | SmrDsn | 2014-01-01 | 2014-12-31 | Constant | 1 | [23 empty] | From DOE Prototype Buildings
HotelSmall Lobby_Occ_Sch | Occupancy |  | Default | 2014-01-01 | 2014-12-31 | Hourly | 0.1 | 0.1 | 0.1 | 0.1 | 0.1 | 0.1 | 0.3 | 0.7 | 0.7 | 0.7 | 0.2 | 0.2 | 0.2 | 0.2 | 0.2 | 0.2 | 0.2 | 0.2 | 0.2 | 0.2 | 0.2 | 0.2 | 0.1 | 0.1 | From DOE Prototype Buildings
HotelSmall Lobby_Occ_Sch | Occupancy |  | WntrDsn | 2014-01-01 | 2014-12-31 | Constant | 0 | [23 empty] | From DOE Prototype Buildings
HotelSmall Lobby_Occ_Sch | Occupancy |  | SmrDsn | 2014-01-01 | 2014-12-31 | Constant | 1 | [23 empty] | From DOE Prototype Buildings
HotelSmall Lobby_Occ_Sch | Occupancy |  | Wkdy | 2014-01-01 | 2014-12-31 | Hourly | 0.1 | 0.1 | 0.1 | 0.1 | 0.1 | 0.3 | 0.7 | 0.7 | 0.7 | 0.7 | 0.2 | 0.2 | 0.2 | 0.2 | 0.2 | 0.2 | 0.4 | 0.4 | 0.2 | 0.2 | 0.2 | 0.2 | 0.1 | 0.1 | From DOE Prototype Buildings
HotelSmall MeetingRoom_Eqp_Sch | Equipment |  | Default¦WntrDsn¦SmrDsn | 2014-01-01 | 2014-12-31 | Hourly | 0 | 0 | 0 | 0 | 0 | 0 | 0 | 0.05 | 0.54 | 0.54 | 0.26 | 0.26 | 0.05 | 0.54 | 0.54 | 0.26 | 0.26 | 0.26 | 0.05 | 0.05 | 0 | 0 | 0 | 0 | From DOE Prototype Buildings
HotelSmall MeetingRoom_Occ_Sch | Occupancy |  | Default¦Wkdy | 2014-01-01 | 2014-12-31 | Hourly | 0 | 0 | 0 | 0 | 0 | 0 | 0 | 0.05 | 0.5 | 0.5 | 0.2 | 0.2 | 0.05 | 0.5 | 0.5 | 0.2 | 0.2 | 0.2 | 0.05 | 0.05 | 0 | 0 | 0 | 0 | From DOE Prototype Buildings
HotelSmall MeetingRoom_Occ_Sch | Occupancy |  | WntrDsn | 2014-01-01 | 2014-12-31 | Constant | 0 | [23 empty] | From DOE Prototype Buildings
HotelSmall MeetingRoom_Occ_Sch | Occupancy |  | SmrDsn | 2014-01-01 | 2014-12-31 | Constant | 1 | [23 empty] | From DOE Prototype Buildings
HotelSmall MinOA_MotorizedDamper_Sched | OA Air |  | Default¦WntrDsn¦SmrDsn | 2014-01-01 | 2014-12-31 | Constant | 1 | [23 empty] | From DOE Prototype Buildings
HotelSmall N Adva_OccGuestRoom_ClgSP_Sch | Thermostat Setpoint | C | Default | 2014-01-01 | 2014-12-31 | Hourly | 21.111 | 21.111 | 21.111 | 21.111 | 21.111 | 21.111 | 21.111 | 21.111 | 21.111 | 23.333 | 23.333 | 23.333 | 23.333 | 23.333 | 23.333 | 23.333 | 21.111 | 21.111 | 21.111 | 21.111 | 21.111 | 21.111 | 21.111 | 21.111 | From DOE Prototype Buildings
HotelSmall N Adva_OccGuestRoom_ClgSP_Sch | Thermostat Setpoint | C | WntrDsn¦SmrDsn | 2014-01-01 | 2014-12-31 | Constant | 21.111 | [23 empty] | From DOE Prototype Buildings
HotelSmall N Adva_OccGuestRoom_HtgSP_Sch | Thermostat Setpoint | C | Default | 2014-01-01 | 2014-12-31 | Hourly | 21.111 | 21.111 | 21.111 | 21.111 | 21.111 | 21.111 | 21.111 | 21.111 | 21.111 | 18.889 | 18.889 | 18.889 | 18.889 | 18.889 | 18.889 | 18.889 | 21.111 | 21.111 | 21.111 | 21.111 | 21.111 | 21.111 | 21.111 | 21.111 | From DOE Prototype Buildings
HotelSmall N Adva_OccGuestRoom_HtgSP_Sch | Thermostat Setpoint | C | WntrDsn¦SmrDsn | 2014-01-01 | 2014-12-31 | Constant | 21.111 | [23 empty] | From DOE Prototype Buildings
HotelSmall Off During Unoccupied Period | Occupancy |  | Default¦WntrDsn¦SmrDsn | 2014-01-01 | 2014-12-31 | Hourly | 0 | 0 | 0 | 0 | 0 | 0 | 0 | 0 | 1 | 1 | 1 | 1 | 1 | 1 | 1 | 1 | 1 | 1 | 0 | 0 | 0 | 0 | 0 | 0 | From DOE Prototype Buildings
HotelSmall OFF_EQUIP_SCH | Equipment |  | Default | 2014-01-01 | 2014-12-31 | Hourly | 0.3055 | 0.3055 | 0.3055 | 0.3055 | 0.3055 | 0.35179 | 0.35179 | 0.39807 | 0.58322 | 0.58322 | 0.58322 | 0.58322 | 0.58322 | 0.58322 | 0.58322 | 0.58322 | 0.58322 | 0.58322 | 0.44436 | 0.44436 | 0.44436 | 0.44436 | 0.3055 | 0.3055 | From DOE Prototype Buildings
HotelSmall OFF_EQUIP_SCH | Equipment |  | WntrDsn | 2014-01-01 | 2014-12-31 | Constant | 0 | [23 empty] | From DOE Prototype Buildings
HotelSmall OFF_EQUIP_SCH | Equipment |  | SmrDsn | 2014-01-01 | 2014-12-31 | Constant | 1 | [23 empty] | From DOE Prototype Buildings
HotelSmall OFF_EQUIP_SCH | Equipment |  | Wkdy | 2014-01-01 | 2014-12-31 | Hourly | 0.3055 | 0.3055 | 0.3055 | 0.3055 | 0.3055 | 0.35179 | 0.35179 | 0.39807 | 0.39807 | 0.39807 | 0.92575 | 0.92575 | 0.87021 | 0.92575 | 0.92575 | 0.92575 | 0.92575 | 0.69431 | 0.58322 | 0.58322 | 0.44436 | 0.44436 | 0.3055 | 0.3055 | From DOE Prototype Buildings
HotelSmall Office_Occ_Sch | Occupancy |  | Default | 2014-01-01 | 2014-12-31 | Hourly | 0.2 | 0.2 | 0.2 | 0.2 | 0.2 | 0.2 | 0.2 | 0.3 | 0.5 | 0.5 | 0.5 | 0.5 | 0.5 | 0.5 | 0.5 | 0.5 | 0.5 | 0.3 | 0.2 | 0.2 | 0.2 | 0.2 | 0.2 | 0.2 | From DOE Prototype Buildings
HotelSmall Office_Occ_Sch | Occupancy |  | WntrDsn | 2014-01-01 | 2014-12-31 | Constant | 0 | [23 empty] | From DOE Prototype Buildings
HotelSmall Office_Occ_Sch | Occupancy |  | SmrDsn | 2014-01-01 | 2014-12-31 | Constant | 1 | [23 empty] | From DOE Prototype Buildings
HotelSmall Office_Occ_Sch | Occupancy |  | Wkdy | 2014-01-01 | 2014-12-31 | Hourly | 0.2 | 0.2 | 0.2 | 0.2 | 0.2 | 0.2 | 0.3 | 0.4 | 1 | 1 | 1 | 1 | 0.5 | 1 | 1 | 1 | 1 | 0.4 | 0.3 | 0.2 | 0.2 | 0.2 | 0.2 | 0.2 | From DOE Prototype Buildings
HotelSmall PlantOnSched | Unknown |  | Default¦WntrDsn¦SmrDsn | 2014-01-01 | 2014-12-31 | Constant | 1 | [23 empty] | From DOE Prototype Buildings
HotelSmall S Adva_OccGuestRoom_ClgSP_Sch | Thermostat Setpoint | C | Default | 2014-01-01 | 2014-12-31 | Hourly | 21.111 | 21.111 | 21.111 | 21.111 | 21.111 | 21.111 | 21.111 | 21.111 | 21.111 | 23.333 | 23.333 | 23.333 | 23.333 | 23.333 | 23.333 | 23.333 | 21.111 | 21.111 | 21.111 | 21.111 | 21.111 | 21.111 | 21.111 | 21.111 | From DOE Prototype Buildings
HotelSmall S Adva_OccGuestRoom_ClgSP_Sch | Thermostat Setpoint | C | WntrDsn¦SmrDsn | 2014-01-01 | 2014-12-31 | Constant | 21.111 | [23 empty] | From DOE Prototype Buildings
HotelSmall S Adva_OccGuestRoom_HtgSP_Sch | Thermostat Setpoint | C | Default | 2014-01-01 | 2014-12-31 | Hourly | 21.111 | 21.111 | 21.111 | 21.111 | 21.111 | 21.111 | 21.111 | 21.111 | 21.111 | 18.889 | 18.889 | 18.889 | 18.889 | 18.889 | 18.889 | 18.889 | 21.111 | 21.111 | 21.111 | 21.111 | 21.111 | 21.111 | 21.111 | 21.111 | From DOE Prototype Buildings
HotelSmall S Adva_OccGuestRoom_HtgSP_Sch | Thermostat Setpoint | C | WntrDsn¦SmrDsn | 2014-01-01 | 2014-12-31 | Constant | 21.111 | [23 empty] | From DOE Prototype Buildings
HotelSmall SAC_Econ_MaxOAFrac_Sch | Unknown |  | Default¦WntrDsn¦SmrDsn | 2014-01-01 | 2014-12-31 | Constant | 0.7
HotelSmall SemiHeated_HtgSP_Sch | Thermostat Setpoint | C | Default¦WntrDsn¦SmrDsn | 2014-01-01 | 2014-12-31 | Constant | 7.2 | [23 empty] | From DOE Prototype Buildings
HotelSmall SHW Latent fract sched | Service Water Heating |  | Default¦WntrDsn¦SmrDsn | 2014-01-01 | 2014-12-31 | Constant | 0.05 | [23 empty] | From DOE Prototype Buildings
HotelSmall SHW Laundry Temp Sched | Equipment | C | Default¦WntrDsn¦SmrDsn | 2014-01-01 | 2014-12-31 | Constant | 82.22 | [23 empty] | From DOE Prototype Buildings
HotelSmall SHW Sensible fract sched | Service Water Heating |  | Default¦WntrDsn¦SmrDsn | 2014-01-01 | 2014-12-31 | Constant | 0.2 | [23 empty] | From DOE Prototype Buildings
HotelSmall SHW Shower Temp Sched | Service Water Heating | C | Default¦WntrDsn¦SmrDsn | 2014-01-01 | 2014-12-31 | Constant | 60 | [23 empty] | From DOE Prototype Buildings
HotelSmall SHWSys Water Heater Ambient Temperature Schedule | Service Water Heating | C | Default¦WntrDsn¦SmrDsn | 2014-01-01 | 2014-12-31 | Constant | 21.1 | [23 empty] | From DOE Prototype Buildings
HotelSmall SHWSysLaundry Water Heater Setpoint Temperature Schedule | Equipment | C | Default¦WntrDsn¦SmrDsn | 2014-01-01 | 2014-12-31 | Constant | 60 | [23 empty] | From DOE Prototype Buildings
HotelSmall SHWSysLaundry-Loop-Temp-Schedule | Equipment | C | Default¦WntrDsn¦SmrDsn | 2014-01-01 | 2014-12-31 | Constant | 60 | [23 empty] | From DOE Prototype Buildings
HotelSmall SHWSysShower Water Heater Setpoint Temperature Schedule | Service Water Heating | C | Default¦WntrDsn¦SmrDsn | 2014-01-01 | 2014-12-31 | Constant | 60 | [23 empty] | From DOE Prototype Buildings
HotelSmall SHWSysShower-Loop-Temp-Schedule | Service Water Heating | C | Default¦WntrDsn¦SmrDsn | 2014-01-01 | 2014-12-31 | Constant | 60 | [23 empty] | From DOE Prototype Buildings
HotelSmall Sliding_Doors_Ventilation_Availability_SCH | Unknown |  | Default | 2014-01-01 | 2014-12-31 | Hourly | 0 | 0 | 0 | 0 | 0 | 0 | 1 | 1 | 1 | 0 | 0 | 0 | 0 | 0 | 0 | 0 | 1 | 1 | 1 | 1 | 1 | 1 | 0 | 0 | From DOE Prototype Buildings
HotelSmall Sliding_Doors_Ventilation_Availability_SCH | Unknown |  | WntrDsn¦SmrDsn | 2014-01-01 | 2014-12-31 | Constant | 0 | [23 empty] | From DOE Prototype Buildings
HotelSmall VacGuestRoom_ClgSP_Sch | Thermostat Setpoint | C | Default¦WntrDsn¦SmrDsn | 2014-01-01 | 2014-12-31 | Constant | 23.333 | [23 empty] | From DOE Prototype Buildings
HotelSmall VacGuestRoom_HtgSP_Sch | Thermostat Setpoint | C | Default¦WntrDsn¦SmrDsn | 2014-01-01 | 2014-12-31 | Constant | 18.889 | [23 empty] | From DOE Prototype Buildings
Hourly Report Schedule | Reports | ON_OFF | Default¦Wkdy | 2014-01-01 | 2014-12-31 | Constant | 1 | [23 empty] | From eQ_Lib.dat in MASControl 2017
Hourly Report Schedule | Reports | ON_OFF | Wknd | 2014-01-01 | 2014-12-31 | Constant | 1 | [23 empty] | From eQ_Lib.dat in MASControl 2017
Hourly Report Schedule | Reports | ON_OFF | WntrDsn | 2014-01-01 | 2014-12-31 | Constant | 0 | [23 empty] | From eQ_Lib.dat in MASControl 2017
Hourly Report Schedule | Reports | ON_OFF | SmrDsn | 2014-01-01 | 2014-12-31 | Constant | 0 | [23 empty] | From eQ_Lib.dat in MASControl 2017
Hourly Report Schedule | Reports | ON_OFF | Hol | 2014-01-01 | 2014-12-31 | Constant | 1 | [23 empty] | From eQ_Lib.dat in MASControl 2017
Large Office Activity | Activity | W | Default¦WntrDsn¦SmrDsn | 2014-01-01 | 2014-12-31 | Constant | 120 | [23 empty] | From DOE Reference Buildings
Large Office BLDG ELEVATORS | Elevator |  | Default¦WntrDsn¦SmrDsn | 2014-01-01 | 2014-12-31 | Hourly | 0.05 | 0.05 | 0.05 | 0.05 | 0.1 | 0.2 | 0.4 | 0.5 | 0.5 | 0.35 | 0.15 | 0.15 | 0.15 | 0.15 | 0.15 | 0.15 | 0.35 | 0.5 | 0.5 | 0.4 | 0.4 | 0.3 | 0.2 | 0.1 | From DOE Reference Buildings
Large Office Bldg Equip | Equipment |  | Default | 2014-01-01 | 2014-12-31 | Hourly | 0.4 | 0.4 | 0.4 | 0.4 | 0.4 | 0.4 | 0.4 | 0.4 | 0.9 | 0.9 | 0.9 | 0.9 | 0.8 | 0.9 | 0.9 | 0.9 | 0.9 | 0.8 | 0.6 | 0.6 | 0.5 | 0.5 | 0.4 | 0.4 | From DOE Reference Buildings
Large Office Bldg Equip | Equipment |  | WntrDsn | 2014-01-01 | 2014-12-31 | Constant | 0 | [23 empty] | From DOE Reference Buildings
Large Office Bldg Equip | Equipment |  | SmrDsn | 2014-01-01 | 2014-12-31 | Constant | 1 | [23 empty] | From DOE Reference Buildings
Large Office Bldg Equip | Equipment |  | Sun | 2014-01-01 | 2014-12-31 | Constant | 0.3 | [23 empty] | From DOE Reference Buildings
Large Office Bldg Equip | Equipment |  | Sat | 2014-01-01 | 2014-12-31 | Hourly | 0.3 | 0.3 | 0.3 | 0.3 | 0.3 | 0.3 | 0.4 | 0.4 | 0.5 | 0.5 | 0.5 | 0.5 | 0.5 | 0.5 | 0.35 | 0.35 | 0.35 | 0.3 | 0.3 | 0.3 | 0.3 | 0.3 | 0.3 | 0.3 | From DOE Reference Buildings
Large Office Bldg Light | Lighting |  | Default | 2014-01-01 | 2014-12-31 | Hourly | 0.05 | 0.05 | 0.05 | 0.05 | 0.05 | 0.1 | 0.1 | 0.3 | 0.9 | 0.9 | 0.9 | 0.9 | 0.9 | 0.9 | 0.9 | 0.9 | 0.9 | 0.7 | 0.5 | 0.5 | 0.3 | 0.3 | 0.1 | 0.05 | From DOE Reference Buildings
Large Office Bldg Light | Lighting |  | WntrDsn | 2014-01-01 | 2014-12-31 | Constant | 0 | [23 empty] | From DOE Reference Buildings
Large Office Bldg Light | Lighting |  | SmrDsn | 2014-01-01 | 2014-12-31 | Constant | 1 | [23 empty] | From DOE Reference Buildings
Large Office Bldg Light | Lighting |  | Sun | 2014-01-01 | 2014-12-31 | Constant | 0.05 | [23 empty] | From DOE Reference Buildings
Large Office Bldg Light | Lighting |  | Sat | 2014-01-01 | 2014-12-31 | Hourly | 0.05 | 0.05 | 0.05 | 0.05 | 0.05 | 0.05 | 0.1 | 0.1 | 0.5 | 0.5 | 0.5 | 0.5 | 0.5 | 0.5 | 0.15 | 0.15 | 0.15 | 0.05 | 0.05 | 0.05 | 0.05 | 0.05 | 0.05 | 0.05 | From DOE Reference Buildings
Large Office Bldg Occ | Occupancy |  | Default | 2014-01-01 | 2014-12-31 | Hourly | 0 | 0 | 0 | 0 | 0 | 0 | 0.1 | 0.2 | 0.95 | 0.95 | 0.95 | 0.95 | 0.5 | 0.95 | 0.95 | 0.95 | 0.95 | 0.7 | 0.4 | 0.4 | 0.1 | 0.1 | 0.05 | 0.05 | From DOE Reference Buildings
Large Office Bldg Occ | Occupancy |  | WntrDsn¦Sun | 2014-01-01 | 2014-12-31 | Constant | 0 | [23 empty] | From DOE Reference Buildings
Large Office Bldg Occ | Occupancy |  | SmrDsn | 2014-01-01 | 2014-12-31 | Hourly | 0 | 0 | 0 | 0 | 0 | 0 | 1 | 1 | 1 | 1 | 1 | 1 | 1 | 1 | 1 | 1 | 1 | 1 | 1 | 1 | 1 | 1 | 0.05 | 0.05 | From DOE Reference Buildings
Large Office Bldg Occ | Occupancy |  | Sat | 2014-01-01 | 2014-12-31 | Hourly | 0 | 0 | 0 | 0 | 0 | 0 | 0.1 | 0.1 | 0.5 | 0.5 | 0.5 | 0.5 | 0.5 | 0.5 | 0.1 | 0.1 | 0.1 | 0 | 0 | 0 | 0 | 0 | 0 | 0 | From DOE Reference Buildings
Large Office ClgSetp | Thermostat Setpoint | C | Default¦SmrDsn | 2014-01-01 | 2014-12-31 | Hourly | 26.7 | 26.7 | 26.7 | 26.7 | 26.7 | 26.7 | 24 | 24 | 24 | 24 | 24 | 24 | 24 | 24 | 24 | 24 | 24 | 24 | 24 | 24 | 24 | 24 | 26.7 | 26.7 | From DOE Reference Buildings
Large Office ClgSetp | Thermostat Setpoint | C | WntrDsn¦Sun | 2014-01-01 | 2014-12-31 | Constant | 26.7 | [23 empty] | From DOE Reference Buildings
Large Office ClgSetp | Thermostat Setpoint | C | Sat | 2014-01-01 | 2014-12-31 | Hourly | 26.7 | 26.7 | 26.7 | 26.7 | 26.7 | 26.7 | 24 | 24 | 24 | 24 | 24 | 24 | 24 | 24 | 24 | 24 | 24 | 24 | 26.7 | 26.7 | 26.7 | 26.7 | 26.7 | 26.7 | From DOE Reference Buildings
Large Office Clothing | Clothing |  | Default¦WntrDsn | 2014-01-01 | 2014-12-31 | Constant | 1 | [23 empty] | From DOE Reference Buildings
Large Office Clothing | Clothing |  | SmrDsn | 2014-01-01 | 2014-12-31 | Constant | 0.5 | [23 empty] | From DOE Reference Buildings
Large Office Clothing | Clothing |  | Wknd¦Wkdy | 2014-10-01 | 2014-12-31 | Constant | 1 | [23 empty] | From DOE Reference Buildings
Large Office Clothing | Clothing |  | Wknd¦Wkdy | 2014-05-01 | 2014-09-30 | Constant | 0.5 | [23 empty] | From DOE Reference Buildings
Large Office HtgSetp | Thermostat Setpoint | C | Default | 2014-01-01 | 2014-12-31 | Hourly | 15.6 | 15.6 | 15.6 | 15.6 | 15.6 | 15.6 | 21 | 21 | 21 | 21 | 21 | 21 | 21 | 21 | 21 | 21 | 21 | 21 | 21 | 21 | 21 | 21 | 15.6 | 15.6 | From DOE Reference Buildings
Large Office HtgSetp | Thermostat Setpoint | C | WntrDsn | 2014-01-01 | 2014-12-31 | Constant | 21 | [23 empty] | From DOE Reference Buildings
Large Office HtgSetp | Thermostat Setpoint | C | SmrDsn¦Sun | 2014-01-01 | 2014-12-31 | Constant | 15.6 | [23 empty] | From DOE Reference Buildings
Large Office HtgSetp | Thermostat Setpoint | C | Sat | 2014-01-01 | 2014-12-31 | Hourly | 15.6 | 15.6 | 15.6 | 15.6 | 15.6 | 15.6 | 21 | 21 | 21 | 21 | 21 | 21 | 21 | 21 | 21 | 21 | 21 | 21 | 15.6 | 15.6 | 15.6 | 15.6 | 15.6 | 15.6 | From DOE Reference Buildings
Large Office Infil Quarter On | Infiltration |  | Default¦SmrDsn | 2014-01-01 | 2014-12-31 | Hourly | 1 | 1 | 1 | 1 | 1 | 1 | 0.25 | 0.25 | 0.25 | 0.25 | 0.25 | 0.25 | 0.25 | 0.25 | 0.25 | 0.25 | 0.25 | 0.25 | 0.25 | 0.25 | 0.25 | 0.25 | 1 | 1 | From DOE Reference Buildings
Large Office Infil Quarter On | Infiltration |  | WntrDsn¦Sat | 2014-01-01 | 2014-12-31 | Hourly | 1 | 1 | 1 | 1 | 1 | 1 | 0.25 | 0.25 | 0.25 | 0.25 | 0.25 | 0.25 | 0.25 | 0.25 | 0.25 | 0.25 | 0.25 | 0.25 | 1 | 1 | 1 | 1 | 1 | 1 | From DOE Reference Buildings
Large Office Infil Quarter On | Infiltration |  | Sun | 2014-01-01 | 2014-12-31 | Constant | 1 | [23 empty] | From DOE Reference Buildings
Large Office Work Eff | Unknown |  | Default¦WntrDsn¦SmrDsn | 2014-01-01 | 2014-12-31 | Constant | 0 | [23 empty] | From DOE Reference Buildings
LargeHotel Activity | Activity | W | Default¦WntrDsn¦SmrDsn | 2014-01-01 | 2014-12-31 | Constant | 120 | [23 empty] | From DOE Reference Buildings
LargeHotel BLDG ELEVATORS | Elevator |  | Default¦WntrDsn¦SmrDsn | 2014-01-01 | 2014-12-31 | Hourly | 0.05 | 0.05 | 0.05 | 0.05 | 0.1 | 0.2 | 0.4 | 0.5 | 0.5 | 0.35 | 0.15 | 0.15 | 0.15 | 0.15 | 0.15 | 0.15 | 0.35 | 0.5 | 0.5 | 0.4 | 0.4 | 0.3 | 0.2 | 0.1 | From DOE Reference Buildings
LargeHotel Bldg Equip | Equipment |  | Default | 2014-01-01 | 2014-12-31 | Hourly | 0.3 | 0.25 | 0.2 | 0.2 | 0.2 | 0.3 | 0.5 | 0.6 | 0.5 | 0.5 | 0.35 | 0.35 | 0.35 | 0.35 | 0.35 | 0.35 | 0.35 | 0.35 | 0.7 | 0.9 | 0.95 | 0.9 | 0.7 | 0.4 | From DOE Reference Buildings
LargeHotel Bldg Equip | Equipment |  | WntrDsn | 2014-01-01 | 2014-12-31 | Constant | 0 | [23 empty] | From DOE Reference Buildings
LargeHotel Bldg Equip | Equipment |  | SmrDsn | 2014-01-01 | 2014-12-31 | Constant | 1 | [23 empty] | From DOE Reference Buildings
LargeHotel Bldg Equip | Equipment |  | Sun | 2014-01-01 | 2014-12-31 | Hourly | 0.4 | 0.4 | 0.3 | 0.3 | 0.3 | 0.3 | 0.4 | 0.5 | 0.5 | 0.4 | 0.4 | 0.4 | 0.4 | 0.3 | 0.3 | 0.3 | 0.3 | 0.3 | 0.6 | 0.8 | 0.9 | 0.7 | 0.6 | 0.4 | From DOE Reference Buildings
LargeHotel Bldg Equip | Equipment |  | Sat | 2014-01-01 | 2014-12-31 | Hourly | 0.3 | 0.3 | 0.2 | 0.2 | 0.2 | 0.2 | 0.4 | 0.4 | 0.5 | 0.5 | 0.4 | 0.35 | 0.35 | 0.35 | 0.35 | 0.35 | 0.35 | 0.35 | 0.7 | 0.8 | 0.8 | 0.8 | 0.7 | 0.4 | From DOE Reference Buildings
LargeHotel Bldg Light | Lighting |  | Default | 2014-01-01 | 2014-12-31 | Hourly | 0.2 | 0.15 | 0.1 | 0.1 | 0.1 | 0.2 | 0.4 | 0.5 | 0.4 | 0.4 | 0.25 | 0.25 | 0.25 | 0.25 | 0.25 | 0.25 | 0.25 | 0.25 | 0.6 | 0.8 | 0.9 | 0.8 | 0.6 | 0.3 | From DOE Reference Buildings
LargeHotel Bldg Light | Lighting |  | WntrDsn | 2014-01-01 | 2014-12-31 | Constant | 0 | [23 empty] | From DOE Reference Buildings
LargeHotel Bldg Light | Lighting |  | SmrDsn | 2014-01-01 | 2014-12-31 | Constant | 1 | [23 empty] | From DOE Reference Buildings
LargeHotel Bldg Light | Lighting |  | Sun | 2014-01-01 | 2014-12-31 | Hourly | 0.3 | 0.3 | 0.2 | 0.2 | 0.2 | 0.2 | 0.3 | 0.4 | 0.4 | 0.3 | 0.3 | 0.3 | 0.3 | 0.2 | 0.2 | 0.2 | 0.2 | 0.2 | 0.5 | 0.7 | 0.8 | 0.6 | 0.5 | 0.3 | From DOE Reference Buildings
LargeHotel Bldg Light | Lighting |  | Sat | 2014-01-01 | 2014-12-31 | Hourly | 0.2 | 0.2 | 0.1 | 0.1 | 0.1 | 0.1 | 0.3 | 0.3 | 0.4 | 0.4 | 0.3 | 0.25 | 0.25 | 0.25 | 0.25 | 0.25 | 0.25 | 0.25 | 0.6 | 0.7 | 0.7 | 0.7 | 0.6 | 0.3 | From DOE Reference Buildings
LargeHotel Bldg Occ | Occupancy |  | Default | 2014-01-01 | 2014-12-31 | Hourly | 0.9 | 0.9 | 0.9 | 0.9 | 0.9 | 0.9 | 0.7 | 0.4 | 0.4 | 0.2 | 0.2 | 0.2 | 0.2 | 0.2 | 0.2 | 0.3 | 0.5 | 0.5 | 0.5 | 0.7 | 0.7 | 0.8 | 0.9 | 0.9 | From DOE Reference Buildings
LargeHotel Bldg Occ | Occupancy |  | WntrDsn | 2014-01-01 | 2014-12-31 | Constant | 0 | [23 empty] | From DOE Reference Buildings
LargeHotel Bldg Occ | Occupancy |  | SmrDsn | 2014-01-01 | 2014-12-31 | Constant | 1 | [23 empty] | From DOE Reference Buildings
LargeHotel Bldg Occ | Occupancy |  | Sun | 2014-01-01 | 2014-12-31 | Hourly | 0.7 | 0.7 | 0.7 | 0.7 | 0.7 | 0.7 | 0.7 | 0.7 | 0.5 | 0.5 | 0.5 | 0.3 | 0.3 | 0.2 | 0.2 | 0.2 | 0.3 | 0.4 | 0.4 | 0.6 | 0.6 | 0.8 | 0.8 | 0.8 | From DOE Reference Buildings
LargeHotel Bldg Occ | Occupancy |  | Sat | 2014-01-01 | 2014-12-31 | Hourly | 0.9 | 0.9 | 0.9 | 0.9 | 0.9 | 0.9 | 0.7 | 0.5 | 0.5 | 0.3 | 0.3 | 0.3 | 0.3 | 0.3 | 0.3 | 0.3 | 0.3 | 0.5 | 0.6 | 0.6 | 0.6 | 0.7 | 0.7 | 0.7 | From DOE Reference Buildings
LargeHotel ClgSetp | Thermostat Setpoint | C | Default¦WntrDsn¦SmrDsn | 2014-01-01 | 2014-12-31 | Hourly | 30 | 30 | 30 | 30 | 30 | 30 | 30 | 24 | 24 | 24 | 24 | 24 | 24 | 24 | 24 | 24 | 24 | 24 | 24 | 24 | 24 | 24 | 24 | 24 | From DOE Reference Buildings
LargeHotel Clothing | Clothing |  | Default¦WntrDsn | 2014-01-01 | 2014-12-31 | Constant | 1 | [23 empty] | From DOE Reference Buildings
LargeHotel Clothing | Clothing |  | SmrDsn | 2014-01-01 | 2014-12-31 | Constant | 0.5 | [23 empty] | From DOE Reference Buildings
LargeHotel Clothing | Clothing |  | Wknd¦Wkdy | 2014-10-01 | 2014-12-31 | Constant | 1 | [23 empty] | From DOE Reference Buildings
LargeHotel Clothing | Clothing |  | Wknd¦Wkdy | 2014-05-01 | 2014-09-30 | Constant | 0.5 | [23 empty] | From DOE Reference Buildings
LargeHotel Common Occ | Occupancy |  | Default¦SmrDsn | 2014-01-01 | 2014-12-31 | Constant | 1 | [23 empty] | From DOE Reference Buildings
LargeHotel Common Occ | Occupancy |  | WntrDsn | 2014-01-01 | 2014-12-31 | Constant | 0 | [23 empty] | From DOE Reference Buildings
LargeHotel Common Occ | Occupancy |  | Wknd | 2014-01-01 | 2014-12-31 | Hourly | 0.1 | 0.1 | 0.1 | 0.1 | 0.1 | 0.1 | 0.3 | 0.7 | 0.7 | 0.7 | 0.2 | 0.2 | 0.2 | 0.2 | 0.2 | 0.2 | 0.2 | 0.2 | 0.2 | 0.2 | 0.2 | 0.2 | 0.1 | 0.1 | From DOE Reference Buildings
LargeHotel Common Occ | Occupancy |  | Wkdy | 2014-01-01 | 2014-12-31 | Hourly | 0.1 | 0.1 | 0.1 | 0.1 | 0.1 | 0.3 | 0.7 | 0.7 | 0.7 | 0.7 | 0.2 | 0.2 | 0.2 | 0.2 | 0.2 | 0.2 | 0.4 | 0.4 | 0.2 | 0.2 | 0.2 | 0.2 | 0.1 | 0.1 | From DOE Reference Buildings
LargeHotel Corridor ClgSetp | Thermostat Setpoint | C | Default¦WntrDsn¦SmrDsn | 2014-01-01 | 2014-12-31 | Constant | 30 | [23 empty] | From DOE Reference Buildings
LargeHotel Corridor HtgSetp | Thermostat Setpoint | C | Default¦WntrDsn¦SmrDsn | 2014-01-01 | 2014-12-31 | Constant | 16 | [23 empty] | From DOE Reference Buildings
LargeHotel GuestRoom ClgSetp | Thermostat Setpoint | C | Default¦WntrDsn¦SmrDsn | 2014-01-01 | 2014-12-31 | Constant | 24 | [23 empty] | From DOE Reference Buildings
LargeHotel GuestRoom Equip | Equipment |  | Default | 2014-01-01 | 2014-12-31 | Hourly | 0.2 | 0.2 | 0.2 | 0.2 | 0.2 | 0.2 | 0.62 | 0.9 | 0.43 | 0.43 | 0.26 | 0.26 | 0.26 | 0.26 | 0.26 | 0.26 | 0.26 | 0.51 | 0.51 | 0.49 | 0.66 | 0.7 | 0.35 | 0.2 | From DOE Reference Buildings
LargeHotel GuestRoom Equip | Equipment |  | WntrDsn | 2014-01-01 | 2014-12-31 | Constant | 0 | [23 empty] | From DOE Reference Buildings
LargeHotel GuestRoom Equip | Equipment |  | SmrDsn | 2014-01-01 | 2014-12-31 | Constant | 1 | [23 empty] | From DOE Reference Buildings
LargeHotel GuestRoom Equip | Equipment |  | Wknd | 2014-01-01 | 2014-12-31 | Hourly | 0.2 | 0.2 | 0.2 | 0.2 | 0.2 | 0.2 | 0.3 | 0.62 | 0.9 | 0.62 | 0.29 | 0.29 | 0.29 | 0.29 | 0.29 | 0.29 | 0.29 | 0.43 | 0.51 | 0.49 | 0.66 | 0.7 | 0.35 | 0.2 | From DOE Reference Buildings
LargeHotel GuestRoom HtgSetp | Thermostat Setpoint | C | Default¦WntrDsn¦SmrDsn | 2014-01-01 | 2014-12-31 | Constant | 21 | [23 empty] | From DOE Reference Buildings
LargeHotel GuestRoom Occ | Occupancy |  | Default¦Wkdy | 2014-01-01 | 2014-12-31 | Hourly | 0.65 | 0.65 | 0.65 | 0.65 | 0.65 | 0.65 | 0.5 | 0.28 | 0.28 | 0.13 | 0.13 | 0.13 | 0.13 | 0.13 | 0.13 | 0.2 | 0.35 | 0.35 | 0.35 | 0.5 | 0.5 | 0.58 | 0.65 | 0.65 | From DOE Reference Buildings
LargeHotel GuestRoom Occ | Occupancy |  | WntrDsn | 2014-01-01 | 2014-12-31 | Constant | 0 | [23 empty] | From DOE Reference Buildings
LargeHotel GuestRoom Occ | Occupancy |  | SmrDsn | 2014-01-01 | 2014-12-31 | Constant | 1 | [23 empty] | From DOE Reference Buildings
LargeHotel GuestRoom Occ | Occupancy |  | Wknd | 2014-01-01 | 2014-12-31 | Hourly | 0.65 | 0.65 | 0.65 | 0.65 | 0.65 | 0.65 | 0.5 | 0.34 | 0.34 | 0.2 | 0.2 | 0.2 | 0.2 | 0.2 | 0.2 | 0.2 | 0.2 | 0.34 | 0.35 | 0.65 | 0.65 | 0.5 | 0.5 | 0.5 | From DOE Reference Buildings
LargeHotel GuestRoom_Ltg_Sch_Base | Lighting |  | Default¦SmrDsn | 2014-01-01 | 2014-12-31 | Constant | 1 | [23 empty] | From DOE Reference Buildings
LargeHotel GuestRoom_Ltg_Sch_Base | Lighting |  | WntrDsn | 2014-01-01 | 2014-12-31 | Constant | 0 | [23 empty] | From DOE Reference Buildings
LargeHotel GuestRoom_Ltg_Sch_Base | Lighting |  | Wknd | 2014-01-01 | 2014-12-31 | Hourly | 0.26 | 0.26 | 0.11 | 0.11 | 0.11 | 0.11 | 0.41 | 0.41 | 0.56 | 0.56 | 0.41 | 0.33 | 0.33 | 0.33 | 0.33 | 0.33 | 0.33 | 0.33 | 0.85 | 1 | 1 | 1 | 0.85 | 0.41 | From DOE Reference Buildings
LargeHotel GuestRoom_Ltg_Sch_Base | Lighting |  | Wkdy | 2014-01-01 | 2014-12-31 | Hourly | 0.22 | 0.17 | 0.11 | 0.11 | 0.11 | 0.22 | 0.44 | 0.56 | 0.44 | 0.44 | 0.28 | 0.28 | 0.28 | 0.28 | 0.28 | 0.28 | 0.28 | 0.28 | 0.67 | 0.89 | 1 | 0.89 | 0.67 | 0.33 | From DOE Reference Buildings
LargeHotel HtgSetp | Thermostat Setpoint | C | Default¦WntrDsn¦SmrDsn | 2014-01-01 | 2014-12-31 | Hourly | 16 | 16 | 16 | 16 | 16 | 16 | 16 | 21 | 21 | 21 | 21 | 21 | 21 | 21 | 21 | 21 | 21 | 21 | 21 | 21 | 21 | 21 | 21 | 21 | From DOE Reference Buildings
LargeHotel Infil Quarter On | Infiltration |  | Default¦WntrDsn¦SmrDsn | 2014-01-01 | 2014-12-31 | Constant | 0.25 | [23 empty] | From DOE Reference Buildings
LargeHotel Kitchen ClgSetp | Thermostat Setpoint | C | Default¦WntrDsn¦SmrDsn | 2014-01-01 | 2014-12-31 | Hourly | 30 | 30 | 30 | 30 | 30 | 30 | 30 | 26 | 26 | 26 | 26 | 26 | 26 | 26 | 26 | 26 | 26 | 26 | 26 | 26 | 26 | 26 | 26 | 26 | From DOE Reference Buildings
LargeHotel Kitchen Equip | Equipment |  | Default¦Sun¦Wkdy | 2014-01-01 | 2014-12-31 | Hourly | 0.1 | 0.1 | 0.1 | 0.1 | 0.1 | 0.1 | 0.25 | 0.35 | 0.35 | 0.25 | 0.35 | 0.35 | 0.35 | 0.25 | 0.25 | 0.25 | 0.35 | 0.35 | 0.35 | 0.25 | 0.25 | 0.25 | 0.25 | 0.25 | From DOE Reference Buildings
LargeHotel Kitchen Equip | Equipment |  | WntrDsn | 2014-01-01 | 2014-12-31 | Constant | 0 | [23 empty] | From DOE Reference Buildings
LargeHotel Kitchen Equip | Equipment |  | SmrDsn | 2014-01-01 | 2014-12-31 | Constant | 0.35 | [23 empty] | From DOE Reference Buildings
LargeHotel Kitchen Exhaust | Equipment |  | Default¦WntrDsn¦SmrDsn | 2014-01-01 | 2014-12-31 | Hourly | 0 | 0 | 0 | 0 | 0 | 0 | 0 | 1 | 1 | 1 | 1 | 1 | 1 | 1 | 1 | 1 | 1 | 1 | 1 | 1 | 1 | 1 | 1 | 1 | From DOE Reference Buildings
LargeHotel Kitchen Gas | Equipment |  | Default¦Sun | 2014-01-01 | 2014-12-31 | Hourly | 0.02 | 0.02 | 0.02 | 0.02 | 0.02 | 0.05 | 0.1 | 0.15 | 0.2 | 0.15 | 0.25 | 0.25 | 0.25 | 0.2 | 0.15 | 0.2 | 0.3 | 0.3 | 0.3 | 0.2 | 0.2 | 0.15 | 0.1 | 0.05 | From DOE Reference Buildings
LargeHotel Kitchen Gas | Equipment |  | WntrDsn | 2014-01-01 | 2014-12-31 | Constant | 0 | [23 empty] | From DOE Reference Buildings
LargeHotel Kitchen Gas | Equipment |  | SmrDsn | 2014-01-01 | 2014-12-31 | Constant | 0.25 | [23 empty] | From DOE Reference Buildings
LargeHotel Kitchen HtgSetp | Thermostat Setpoint | C | Default¦WntrDsn¦SmrDsn | 2014-01-01 | 2014-12-31 | Hourly | 16 | 16 | 16 | 16 | 16 | 16 | 16 | 19 | 19 | 19 | 19 | 19 | 19 | 19 | 19 | 19 | 19 | 19 | 19 | 19 | 19 | 19 | 19 | 19 | From DOE Reference Buildings
LargeHotel Kitchen_Elec_Equip_SCH | Equipment |  | Default¦Wkdy¦Sat | 2014-01-01 | 2014-12-31 | Hourly | 0.1 | 0.1 | 0.1 | 0.1 | 0.1 | 0.1 | 0.25 | 0.35 | 0.35 | 0.25 | 0.35 | 0.35 | 0.35 | 0.25 | 0.25 | 0.25 | 0.35 | 0.35 | 0.35 | 0.25 | 0.25 | 0.25 | 0.25 | 0.25 | From DOE Reference Buildings
LargeHotel Kitchen_Elec_Equip_SCH | Equipment |  | SmrDsn | 2014-01-01 | 2014-12-31 | Constant | 0.35 | [23 empty] | From DOE Reference Buildings
LargeHotel Kitchen_Elec_Equip_SCH | Equipment |  | WntrDsn | 2014-01-01 | 2014-12-31 | Constant | 0 | [23 empty] | From DOE Reference Buildings
LargeHotel LaundryRoom Equip | Equipment |  | Default | 2014-01-01 | 2014-12-31 | Hourly | 0 | 0 | 0 | 0 | 0 | 0 | 0 | 0 | 1 | 1 | 1 | 1 | 1 | 1 | 1 | 1 | 0 | 0 | 0 | 0 | 0 | 0 | 0 | 0 | From DOE Reference Buildings
LargeHotel LaundryRoom Equip | Equipment |  | WntrDsn | 2014-01-01 | 2014-12-31 | Constant | 0 | [23 empty] | From DOE Reference Buildings
LargeHotel LaundryRoom Equip | Equipment |  | SmrDsn | 2014-01-01 | 2014-12-31 | Constant | 1 | [23 empty] | From DOE Reference Buildings
LargeHotel LaundryRoom Gas | Equipment |  | Default | 2014-01-01 | 2014-12-31 | Hourly | 0 | 0 | 0 | 0 | 0 | 0 | 0 | 0 | 0 | 1 | 1 | 1 | 1 | 1 | 1 | 1 | 1 | 0 | 0 | 0 | 0 | 0 | 0 | 0 | From DOE Reference Buildings
LargeHotel LaundryRoom Gas | Equipment |  | WntrDsn | 2014-01-01 | 2014-12-31 | Constant | 0 | [23 empty] | From DOE Reference Buildings
LargeHotel LaundryRoom Gas | Equipment |  | SmrDsn | 2014-01-01 | 2014-12-31 | Constant | 1 | [23 empty] | From DOE Reference Buildings
LargeHotel Lobby Occ | Occupancy |  | Default | 2014-01-01 | 2014-12-31 | Hourly | 0.1 | 0.1 | 0.1 | 0.1 | 0.1 | 0.3 | 0.7 | 0.7 | 0.7 | 0.7 | 0.2 | 0.2 | 0.2 | 0.2 | 0.2 | 0.2 | 0.4 | 0.4 | 0.2 | 0.2 | 0.2 | 0.2 | 0.1 | 0.1 | From DOE Reference Buildings
LargeHotel Lobby Occ | Occupancy |  | WntrDsn | 2014-01-01 | 2014-12-31 | Constant | 0 | [23 empty] | From DOE Reference Buildings
LargeHotel Lobby Occ | Occupancy |  | SmrDsn | 2014-01-01 | 2014-12-31 | Constant | 1 | [23 empty] | From DOE Reference Buildings
LargeHotel Lobby Occ | Occupancy |  | Wknd | 2014-01-01 | 2014-12-31 | Hourly | 0.1 | 0.1 | 0.1 | 0.1 | 0.1 | 0.1 | 0.3 | 0.7 | 0.7 | 0.7 | 0.2 | 0.2 | 0.2 | 0.2 | 0.2 | 0.2 | 0.2 | 0.2 | 0.2 | 0.2 | 0.2 | 0.2 | 0.1 | 0.1 | From DOE Reference Buildings
LargeHotel Work Eff | Unknown |  | Default¦WntrDsn¦SmrDsn | 2014-01-01 | 2014-12-31 | Constant | 0 | [23 empty] | From DOE Reference Buildings
Medium Office Activity | Activity | W | Default¦WntrDsn¦SmrDsn | 2014-01-01 | 2014-12-31 | Constant | 120 | [23 empty] | From DOE Reference Buildings
Medium Office BLDG ELEVATORS | Elevator |  | Wkdy¦SmrDsn | 2014-01-01 | 2014-12-31 | Hourly | 0 | 0 | 0 | 0 | 0 | 0 | 0 | 0.35 | 0.69 | 0.43 | 0.37 | 0.43 | 0.58 | 0.48 | 0.37 | 0.37 | 0.46 | 0.62 | 0.12 | 0.04 | 0.04 | 0 | 0 | 0 | From DOE Reference Buildings
Medium Office BLDG ELEVATORS | Elevator |  | WntrDsn¦Sat | 2014-01-01 | 2014-12-31 | Hourly | 0 | 0 | 0 | 0 | 0 | 0 | 0 | 0.16 | 0.14 | 0.21 | 0.18 | 0.25 | 0.21 | 0.13 | 0.08 | 0.04 | 0.05 | 0.06 | 0 | 0 | 0 | 0 | 0 | 0 | From DOE Reference Buildings
Medium Office BLDG ELEVATORS | Elevator |  | Sun | 2014-01-01 | 2014-12-31 | Constant | 0 | [23 empty] | From DOE Reference Buildings
Medium Office Bldg Equip | Equipment |  | Default¦Wkdy | 2014-01-01 | 2014-12-31 | Hourly | 0.4 | 0.4 | 0.4 | 0.4 | 0.4 | 0.4 | 0.4 | 0.4 | 0.9 | 0.9 | 0.9 | 0.9 | 0.8 | 0.9 | 0.9 | 0.9 | 0.9 | 0.8 | 0.6 | 0.6 | 0.5 | 0.5 | 0.4 | 0.4 | From DOE Reference Buildings
Medium Office Bldg Equip | Equipment |  | WntrDsn | 2014-01-01 | 2014-12-31 | Constant | 0 | [23 empty] | From DOE Reference Buildings
Medium Office Bldg Equip | Equipment |  | SmrDsn | 2014-01-01 | 2014-12-31 | Constant | 1 | [23 empty] | From DOE Reference Buildings
Medium Office Bldg Equip | Equipment |  | Sun | 2014-01-01 | 2014-12-31 | Constant | 0.3 | [23 empty] | From DOE Reference Buildings
Medium Office Bldg Equip | Equipment |  | Sat | 2014-01-01 | 2014-12-31 | Hourly | 0.3 | 0.3 | 0.3 | 0.3 | 0.3 | 0.3 | 0.4 | 0.4 | 0.5 | 0.5 | 0.5 | 0.5 | 0.5 | 0.5 | 0.35 | 0.35 | 0.35 | 0.3 | 0.3 | 0.3 | 0.3 | 0.3 | 0.3 | 0.3 | From DOE Reference Buildings
Medium Office Bldg Light | Lighting |  | Default¦Wkdy | 2014-01-01 | 2014-12-31 | Hourly | 0.05 | 0.05 | 0.05 | 0.05 | 0.05 | 0.1 | 0.1 | 0.3 | 0.9 | 0.9 | 0.9 | 0.9 | 0.9 | 0.9 | 0.9 | 0.9 | 0.9 | 0.7 | 0.5 | 0.5 | 0.3 | 0.3 | 0.1 | 0.05 | From DOE Reference Buildings
Medium Office Bldg Light | Lighting |  | WntrDsn | 2014-01-01 | 2014-12-31 | Constant | 0 | [23 empty] | From DOE Reference Buildings
Medium Office Bldg Light | Lighting |  | SmrDsn | 2014-01-01 | 2014-12-31 | Constant | 1 | [23 empty] | From DOE Reference Buildings
Medium Office Bldg Light | Lighting |  | Sun | 2014-01-01 | 2014-12-31 | Constant | 0.05 | [23 empty] | From DOE Reference Buildings
Medium Office Bldg Light | Lighting |  | Sat | 2014-01-01 | 2014-12-31 | Hourly | 0.05 | 0.05 | 0.05 | 0.05 | 0.05 | 0.05 | 0.1 | 0.1 | 0.5 | 0.5 | 0.5 | 0.5 | 0.5 | 0.5 | 0.15 | 0.15 | 0.15 | 0.05 | 0.05 | 0.05 | 0.05 | 0.05 | 0.05 | 0.05 | From DOE Reference Buildings
Medium Office Bldg Occ | Occupancy |  | Default¦Wkdy | 2014-01-01 | 2014-12-31 | Hourly | 0 | 0 | 0 | 0 | 0 | 0 | 0.1 | 0.2 | 0.95 | 0.95 | 0.95 | 0.95 | 0.5 | 0.95 | 0.95 | 0.95 | 0.95 | 0.7 | 0.4 | 0.4 | 0.1 | 0.1 | 0.05 | 0.05 | From DOE Reference Buildings
Medium Office Bldg Occ | Occupancy |  | WntrDsn¦Sun | 2014-01-01 | 2014-12-31 | Constant | 0 | [23 empty] | From DOE Reference Buildings
Medium Office Bldg Occ | Occupancy |  | SmrDsn | 2014-01-01 | 2014-12-31 | Hourly | 0 | 0 | 0 | 0 | 0 | 0 | 1 | 1 | 1 | 1 | 1 | 1 | 1 | 1 | 1 | 1 | 1 | 1 | 1 | 1 | 1 | 1 | 0.05 | 0.05 | From DOE Reference Buildings
Medium Office Bldg Occ | Occupancy |  | Sat | 2014-01-01 | 2014-12-31 | Hourly | 0 | 0 | 0 | 0 | 0 | 0 | 0.1 | 0.1 | 0.5 | 0.5 | 0.5 | 0.5 | 0.5 | 0.5 | 0.1 | 0.1 | 0.1 | 0 | 0 | 0 | 0 | 0 | 0 | 0 | From DOE Reference Buildings
Medium Office Bldg Swh | Service Water Heating |  | Default¦SmrDsn | 2014-01-01 | 2014-12-31 | Hourly | 0.05 | 0.05 | 0.05 | 0.05 | 0.05 | 0.08 | 0.07 | 0.19 | 0.35 | 0.38 | 0.39 | 0.47 | 0.57 | 0.54 | 0.34 | 0.33 | 0.44 | 0.26 | 0.21 | 0.15 | 0.17 | 0.08 | 0.05 | 0.05 | From DOE Reference Buildings
Medium Office Bldg Swh | Service Water Heating |  | WntrDsn¦Sat | 2014-01-01 | 2014-12-31 | Hourly | 0.05 | 0.05 | 0.05 | 0.05 | 0.05 | 0.08 | 0.07 | 0.11 | 0.15 | 0.21 | 0.19 | 0.23 | 0.2 | 0.19 | 0.15 | 0.13 | 0.14 | 0.07 | 0.07 | 0.07 | 0.07 | 0.09 | 0.05 | 0.05 | From DOE Reference Buildings
Medium Office Bldg Swh | Service Water Heating |  | Sun | 2014-01-01 | 2014-12-31 | Hourly | 0.04 | 0.04 | 0.04 | 0.04 | 0.04 | 0.07 | 0.04 | 0.04 | 0.04 | 0.04 | 0.04 | 0.06 | 0.06 | 0.09 | 0.06 | 0.04 | 0.04 | 0.04 | 0.04 | 0.04 | 0.04 | 0.07 | 0.04 | 0.04 | From DOE Reference Buildings
Medium Office ClgSetp | Thermostat Setpoint | C | Default¦SmrDsn | 2014-01-01 | 2014-12-31 | Hourly | 26.7 | 26.7 | 26.7 | 26.7 | 26.7 | 26.7 | 24 | 24 | 24 | 24 | 24 | 24 | 24 | 24 | 24 | 24 | 24 | 24 | 24 | 24 | 24 | 24 | 26.7 | 26.7 | From DOE Reference Buildings
Medium Office ClgSetp | Thermostat Setpoint | C | WntrDsn¦Sun | 2014-01-01 | 2014-12-31 | Constant | 26.7 | [23 empty] | From DOE Reference Buildings
Medium Office ClgSetp | Thermostat Setpoint | C | Sat | 2014-01-01 | 2014-12-31 | Hourly | 26.7 | 26.7 | 26.7 | 26.7 | 26.7 | 26.7 | 24 | 24 | 24 | 24 | 24 | 24 | 24 | 24 | 24 | 24 | 24 | 24 | 26.7 | 26.7 | 26.7 | 26.7 | 26.7 | 26.7 | From DOE Reference Buildings
Medium Office Clothing | Clothing |  | Default¦WntrDsn | 2014-01-01 | 2014-12-31 | Constant | 1 | [23 empty] | From DOE Reference Buildings
Medium Office Clothing | Clothing |  | SmrDsn | 2014-01-01 | 2014-12-31 | Constant | 0.5 | [23 empty] | From DOE Reference Buildings
Medium Office Clothing | Clothing |  | Wknd¦Wkdy | 2014-10-01 | 2014-12-31 | Constant | 1 | [23 empty] | From DOE Reference Buildings
Medium Office Clothing | Clothing |  | Wknd¦Wkdy | 2014-05-01 | 2014-09-30 | Constant | 0.5 | [23 empty] | From DOE Reference Buildings
Medium Office HtgSetp | Thermostat Setpoint | C | Default | 2014-01-01 | 2014-12-31 | Hourly | 15.6 | 15.6 | 15.6 | 15.6 | 15.6 | 15.6 | 21 | 21 | 21 | 21 | 21 | 21 | 21 | 21 | 21 | 21 | 21 | 21 | 21 | 21 | 21 | 21 | 15.6 | 15.6 | From DOE Reference Buildings
Medium Office HtgSetp | Thermostat Setpoint | C | WntrDsn | 2014-01-01 | 2014-12-31 | Constant | 21 | [23 empty] | From DOE Reference Buildings
Medium Office HtgSetp | Thermostat Setpoint | C | SmrDsn¦Sun | 2014-01-01 | 2014-12-31 | Constant | 15.6 | [23 empty] | From DOE Reference Buildings
Medium Office HtgSetp | Thermostat Setpoint | C | Sat | 2014-01-01 | 2014-12-31 | Hourly | 15.6 | 15.6 | 15.6 | 15.6 | 15.6 | 15.6 | 21 | 21 | 21 | 21 | 21 | 21 | 21 | 21 | 21 | 21 | 21 | 21 | 15.6 | 15.6 | 15.6 | 15.6 | 15.6 | 15.6 | From DOE Reference Buildings
Medium Office Infil Quarter On | Infiltration |  | Default¦SmrDsn | 2014-01-01 | 2014-12-31 | Hourly | 1 | 1 | 1 | 1 | 1 | 1 | 0.25 | 0.25 | 0.25 | 0.25 | 0.25 | 0.25 | 0.25 | 0.25 | 0.25 | 0.25 | 0.25 | 0.25 | 0.25 | 0.25 | 0.25 | 0.25 | 1 | 1 | From DOE Reference Buildings
Medium Office Infil Quarter On | Infiltration |  | WntrDsn¦Sat | 2014-01-01 | 2014-12-31 | Hourly | 1 | 1 | 1 | 1 | 1 | 1 | 0.25 | 0.25 | 0.25 | 0.25 | 0.25 | 0.25 | 0.25 | 0.25 | 0.25 | 0.25 | 0.25 | 0.25 | 1 | 1 | 1 | 1 | 1 | 1 | From DOE Reference Buildings
Medium Office Infil Quarter On | Infiltration |  | Sun | 2014-01-01 | 2014-12-31 | Constant | 1 | [23 empty] | From DOE Reference Buildings
Medium Office Work Eff | Unknown |  | Default¦WntrDsn¦SmrDsn | 2014-01-01 | 2014-12-31 | Constant | 0 | [23 empty] | From DOE Reference Buildings
MidriseApartment Activity | Activity | W | Default¦WntrDsn¦SmrDsn | 2014-01-01 | 2014-12-31 | Constant | 120 | [23 empty] | From DOE Reference Buildings
MidriseApartment Apartment ClgSetp | Thermostat Setpoint | C | Default¦WntrDsn¦SmrDsn | 2014-01-01 | 2014-12-31 | Constant | 23.9 | [23 empty] | From DOE Reference Buildings
MidriseApartment Apartment DHW | Unknown |  | Default¦WntrDsn¦SmrDsn | 2014-01-01 | 2014-12-31 | Hourly | 0.08 | 0.04 | 0.01 | 0.01 | 0.04 | 0.27 | 0.94 | 1 | 0.96 | 0.84 | 0.76 | 0.61 | 0.53 | 0.47 | 0.41 | 0.47 | 0.55 | 0.73 | 0.86 | 0.82 | 0.75 | 0.61 | 0.53 | 0.29 | From DOE Reference Buildings
MidriseApartment Apartment Equip | Equipment |  | Default¦WntrDsn¦SmrDsn | 2014-01-01 | 2014-12-31 | Hourly | 0.45 | 0.41 | 0.39 | 0.38 | 0.38 | 0.43 | 0.54 | 0.65 | 0.66 | 0.67 | 0.69 | 0.7 | 0.69 | 0.66 | 0.65 | 0.68 | 0.8 | 1 | 1 | 0.93 | 0.89 | 0.85 | 0.71 | 0.58 | From DOE Reference Buildings
MidriseApartment Apartment HtgSetp | Thermostat Setpoint | C | Default¦WntrDsn¦SmrDsn | 2014-01-01 | 2014-12-31 | Constant | 21.1 | [23 empty] | From DOE Reference Buildings
MidriseApartment Apartment Light | Lighting |  | Default¦WntrDsn¦SmrDsn | 2014-01-01 | 2014-12-31 | Hourly | 0.167 | 0.167 | 0.167 | 0.167 | 0.167 | 0.25 | 0.333 | 0.333 | 0.25 | 0.25 | 0.25 | 0.25 | 0.167 | 0.167 | 0.167 | 0.25 | 0.25 | 0.333 | 0.667 | 1 | 0.917 | 0.833 | 0.5 | 0.333 | From NREL Residential Team for LA100
MidriseApartment Apartment Light_DOE_Prototype | Lighting |  | Default¦WntrDsn¦SmrDsn | 2014-01-01 | 2014-12-31 | Hourly | 0.067 | 0.067 | 0.067 | 0.067 | 0.187 | 0.394 | 0.44 | 0.393 | 0.172 | 0.119 | 0.119 | 0.119 | 0.119 | 0.119 | 0.119 | 0.206 | 0.439 | 0.616 | 0.829 | 0.986 | 1 | 0.692 | 0.384 | 0.16 | From DOE Reference Buildings
MidriseApartment Apartment Occ | Occupancy |  | Default¦WntrDsn¦SmrDsn | 2014-01-01 | 2014-12-31 | Hourly | 1 | 1 | 1 | 1 | 1 | 1 | 1 | 0.85 | 0.39 | 0.25 | 0.25 | 0.25 | 0.25 | 0.25 | 0.25 | 0.25 | 0.3 | 0.52 | 0.87 | 0.87 | 0.87 | 1 | 1 | 1 | From DOE Reference Buildings
MidriseApartment Apartment Operation | Operation |  | Default¦WntrDsn¦SmrDsn | 2014-01-01 | 2014-12-31 | Constant | 0 | [23 empty] | From DOE Reference Buildings
MidriseApartment BLDG ELEVATORS | Elevator |  | Default¦WntrDsn¦SmrDsn | 2014-01-01 | 2014-12-31 | Hourly | 0.05 | 0.05 | 0.05 | 0.05 | 0.1 | 0.2 | 0.4 | 0.5 | 0.5 | 0.35 | 0.15 | 0.15 | 0.15 | 0.15 | 0.15 | 0.15 | 0.35 | 0.5 | 0.5 | 0.4 | 0.4 | 0.3 | 0.2 | 0.1 | From DOE Reference Buildings
MidriseApartment Clothing | Clothing |  | Default¦WntrDsn | 2014-01-01 | 2014-12-31 | Constant | 1 | [23 empty] | From DOE Reference Buildings
MidriseApartment Clothing | Clothing |  | SmrDsn | 2014-01-01 | 2014-12-31 | Constant | 0.5 | [23 empty] | From DOE Reference Buildings
MidriseApartment Clothing | Clothing |  | Wknd¦Wkdy | 2014-10-01 | 2014-12-31 | Constant | 1 | [23 empty] | From DOE Reference Buildings
MidriseApartment Clothing | Clothing |  | Wknd¦Wkdy | 2014-05-01 | 2014-09-30 | Constant | 0.5 | [23 empty] | From DOE Reference Buildings
MidriseApartment Corridor ClgSetp | Thermostat Setpoint | C | Default | 2014-01-01 | 2014-12-31 | Constant | 40 | [23 empty] | From DOE Reference Buildings
MidriseApartment Corridor ClgSetp | Thermostat Setpoint | C | WntrDsn¦SmrDsn | 2014-01-01 | 2014-12-31 | Constant | 35 | [23 empty] | From DOE Reference Buildings
MidriseApartment Corridor HtgSetp | Thermostat Setpoint | C | Default¦WntrDsn¦SmrDsn | 2014-01-01 | 2014-12-31 | Constant | 15.6 | [23 empty] | From DOE Reference Buildings
MidriseApartment Corridor Light | Lighting |  | Default¦WntrDsn¦SmrDsn | 2014-01-01 | 2014-12-31 | Constant | 1 | [23 empty] | From DOE Reference Buildings
MidriseApartment Infil | Infiltration |  | Default¦WntrDsn¦SmrDsn | 2014-01-01 | 2014-12-31 | Constant | 1 | [23 empty] | From DOE Reference Buildings
MidriseApartment Office ClgSetp | Thermostat Setpoint | C | Default | 2014-01-01 | 2014-12-31 | Hourly | 29.4 | 29.4 | 29.4 | 29.4 | 29.4 | 29.4 | 29.4 | 26.7 | 23.9 | 23.9 | 23.9 | 23.9 | 23.9 | 23.9 | 23.9 | 23.9 | 23.9 | 26.7 | 29.4 | 29.4 | 29.4 | 29.4 | 29.4 | 29.4 | From DOE Reference Buildings
MidriseApartment Office ClgSetp | Thermostat Setpoint | C | WntrDsn | 2014-01-01 | 2014-12-31 | Constant | 29.4 | [23 empty] | From DOE Reference Buildings
MidriseApartment Office ClgSetp | Thermostat Setpoint | C | SmrDsn | 2014-01-01 | 2014-12-31 | Hourly | 29.4 | 29.4 | 29.4 | 29.4 | 29.4 | 29.4 | 29.4 | 26.7 | 23.9 | 23.9 | 23.9 | 23.9 | 23.9 | 23.9 | 23.9 | 23.9 | 23.9 | 26.7 | 29.4 | 29.4 | 29.4 | 29.4 | 29.4 | 29.4 | From DOE Reference Buildings
MidriseApartment Office Equip | Equipment |  | Default¦SmrDsn | 2014-01-01 | 2014-12-31 | Hourly | 0.33 | 0.33 | 0.33 | 0.33 | 0.33 | 0.33 | 0.33 | 0.5 | 1 | 1 | 1 | 1 | 0.94 | 1 | 1 | 1 | 1 | 0.5 | 0.33 | 0.33 | 0.33 | 0.33 | 0.33 | 0.33 | From DOE Reference Buildings
MidriseApartment Office Equip | Equipment |  | WntrDsn¦Wknd | 2014-01-01 | 2014-12-31 | Constant | 0.33 | [23 empty] | From DOE Reference Buildings
MidriseApartment Office HtgSetp | Thermostat Setpoint | C | Default | 2014-01-01 | 2014-12-31 | Hourly | 15.6 | 15.6 | 15.6 | 15.6 | 15.6 | 15.6 | 15.6 | 18.3 | 21.1 | 21.1 | 21.1 | 21.1 | 21.1 | 21.1 | 21.1 | 21.1 | 21.1 | 18.3 | 15.6 | 15.6 | 15.6 | 15.6 | 15.6 | 15.6 | From DOE Reference Buildings
MidriseApartment Office HtgSetp | Thermostat Setpoint | C | WntrDsn | 2014-01-01 | 2014-12-31 | Hourly | 15.6 | 15.6 | 15.6 | 15.6 | 15.6 | 15.6 | 15.6 | 18.3 | 21.1 | 21.1 | 21.1 | 21.1 | 21.1 | 21.1 | 21.1 | 21.1 | 21.1 | 18.3 | 15.6 | 15.6 | 15.6 | 15.6 | 15.6 | 15.6 | From DOE Reference Buildings
MidriseApartment Office HtgSetp | Thermostat Setpoint | C | SmrDsn | 2014-01-01 | 2014-12-31 | Constant | 15.6 | [23 empty] | From DOE Reference Buildings
MidriseApartment OFFICE Infil | Infiltration |  | Default | 2014-01-01 | 2014-12-31 | Hourly | 1 | 1 | 1 | 1 | 1 | 1 | 1 | 1 | 0.25 | 0.25 | 0.25 | 0.25 | 0.25 | 0.25 | 0.25 | 0.25 | 0.25 | 1 | 1 | 1 | 1 | 1 | 1 | 1 | From DOE Reference Buildings
MidriseApartment OFFICE Infil | Infiltration |  | WntrDsn¦SmrDsn¦Wknd | 2014-01-01 | 2014-12-31 | Constant | 1 | [23 empty] | From DOE Reference Buildings
MidriseApartment Office Light | Lighting |  | Default¦SmrDsn | 2014-01-01 | 2014-12-31 | Hourly | 0.18 | 0.18 | 0.18 | 0.18 | 0.18 | 0.18 | 0.18 | 0.18 | 0.9 | 0.9 | 0.9 | 0.9 | 0.8 | 0.9 | 0.9 | 0.9 | 0.9 | 0.18 | 0.18 | 0.18 | 0.18 | 0.18 | 0.18 | 0.18 | From DOE Reference Buildings
MidriseApartment Office Light | Lighting |  | WntrDsn¦Wknd | 2014-01-01 | 2014-12-31 | Constant | 0.18 | [23 empty] | From DOE Reference Buildings
MidriseApartment Office Occ | Occupancy |  | Default¦WntrDsn¦SmrDsn | 2014-01-01 | 2014-12-31 | Hourly | 0 | 0 | 0 | 0 | 0 | 0 | 0 | 0 | 1 | 1 | 1 | 1 | 0.5 | 1 | 1 | 1 | 1 | 0 | 0 | 0 | 0 | 0 | 0 | 0 | From DOE Reference Buildings
MidriseApartment Office Occ | Occupancy |  | Wknd | 2014-01-01 | 2014-12-31 | Constant | 0 | [23 empty] | From DOE Reference Buildings
MidriseApartment Office Operation | Operation |  | Default¦WntrDsn¦SmrDsn | 2014-01-01 | 2014-12-31 | Hourly | 0 | 0 | 0 | 0 | 0 | 0 | 0 | 0 | 1 | 1 | 1 | 1 | 1 | 1 | 1 | 1 | 1 | 0 | 0 | 0 | 0 | 0 | 0 | 0 | From DOE Reference Buildings
MidriseApartment Office Operation | Operation |  | Wknd | 2014-01-01 | 2014-12-31 | Constant | 0 | [23 empty] | From DOE Reference Buildings
MidriseApartment UnitHeater ClgSP Sch | Thermostat Setpoint |  | Default¦WntrDsn¦SmrDsn | 2014-01-01 | 2014-12-31 | Constant | 40 | [23 empty] | From DOE Reference Buildings
MidriseApartment UnitHeater HtgSP Sch | Thermostat Setpoint |  | Default¦WntrDsn¦SmrDsn | 2014-01-01 | 2014-12-31 | Constant | 15.6 | [23 empty] | From DOE Reference Buildings
MidriseApartment Work Eff | Unknown |  | Default¦WntrDsn¦SmrDsn | 2014-01-01 | 2014-12-31 | Constant | 0 | [23 empty] | From DOE Reference Buildings
MNECB-97 A-Office Coolng Sched | Cooling | C | Default¦Wkdy | 2014-01-01 | 2014-12-31 | Constant | 533000000000 | [23 empty] | From eQ_Lib.dat in MASControl 2017
MNECB-97 A-Office Coolng Sched | Cooling | C | Wknd | 2014-01-01 | 2014-12-31 | Constant | 5.33e+47 | [23 empty] | From eQ_Lib.dat in MASControl 2017
MNECB-97 A-Office Fans Sched | Fans | ON_OFF | Default¦Wkdy | 2014-01-01 | 2014-12-31 | Constant | 1.11e+18 | [23 empty] | From eQ_Lib.dat in MASControl 2017
MNECB-97 A-Office Fans Sched | Fans | ON_OFF | Wknd | 2014-01-01 | 2014-12-31 | Constant | 0 | [23 empty] | From eQ_Lib.dat in MASControl 2017
MNECB-97 A-Office Heatng Sched | Heating | C | Default¦SmrDsn¦WntrDsn¦Hol | 2014-01-01 | 2014-12-31 | Constant | 18 | [23 empty] | From eQ_Lib.dat in MASControl 2017
MNECB-97 A-Office HotWtr Sched | HotWater | FRACTION | Default¦SmrDsn¦WntrDsn¦Hol | 2014-01-01 | 2014-12-31 | Constant | 0.05 | [23 empty] | From eQ_Lib.dat in MASControl 2017
MNECB-97 A-Office Lights Sched | Lights | FRACTION | Default¦SmrDsn¦WntrDsn¦Hol | 2014-01-01 | 2014-12-31 | Constant | 0.05 | [23 empty] | From eQ_Lib.dat in MASControl 2017
MNECB-97 A-Office Occup Sched | Occupants | FRACTION | Default¦Wkdy | 2014-01-01 | 2014-12-31 | Constant | 0.1 | [23 empty] | From eQ_Lib.dat in MASControl 2017
MNECB-97 A-Office Occup Sched | Occupants | FRACTION | Wknd | 2014-01-01 | 2014-12-31 | Constant | 0 | [23 empty] | From eQ_Lib.dat in MASControl 2017
MNECB-97 A-Office Procss Sched | Process | FRACTION | Default¦SmrDsn¦WntrDsn¦Hol | 2014-01-01 | 2014-12-31 | Constant | 0.2 | [23 empty] | From eQ_Lib.dat in MASControl 2017
MNECB-97 A-Office Recept Sched | Receptacle | FRACTION | Default¦SmrDsn¦WntrDsn¦Hol | 2014-01-01 | 2014-12-31 | Constant | 0.2 | [23 empty] | From eQ_Lib.dat in MASControl 2017
MNECB-97 B-Restrnt Coolng Sched | Cooling | C | Default¦Wkdy | 2014-01-01 | 2014-12-31 | Constant | 5330000000000000 | [23 empty] | From eQ_Lib.dat in MASControl 2017
MNECB-97 B-Restrnt Coolng Sched | Cooling | C | Sat | 2014-01-01 | 2014-12-31 | Constant | 5330000000000000 | [23 empty] | From eQ_Lib.dat in MASControl 2017
MNECB-97 B-Restrnt Coolng Sched | Cooling | C | Sun | 2014-01-01 | 2014-12-31 | Constant | 5.33e+17 | [23 empty] | From eQ_Lib.dat in MASControl 2017
MNECB-97 B-Restrnt Fans Sched | Fans | ON_OFF | Default¦Wkdy | 2014-01-01 | 2014-12-31 | Constant | 1e+23 | [23 empty] | From eQ_Lib.dat in MASControl 2017
MNECB-97 B-Restrnt Fans Sched | Fans | ON_OFF | Sat | 2014-01-01 | 2014-12-31 | Constant | 1e+23 | [23 empty] | From eQ_Lib.dat in MASControl 2017
MNECB-97 B-Restrnt Fans Sched | Fans | ON_OFF | Sun | 2014-01-01 | 2014-12-31 | Constant | 1e+23 | [23 empty] | From eQ_Lib.dat in MASControl 2017
MNECB-97 B-Restrnt Heatng Sched | Heating | C | Default¦SmrDsn¦WntrDsn¦Hol | 2014-01-01 | 2014-12-31 | Constant | 22 | [23 empty] | From eQ_Lib.dat in MASControl 2017
MNECB-97 B-Restrnt HotWtr Sched | HotWater | FRACTION | Default¦Wkdy | 2014-01-01 | 2014-12-31 | Constant | 0.5 | [23 empty] | From eQ_Lib.dat in MASControl 2017
MNECB-97 B-Restrnt HotWtr Sched | HotWater | FRACTION | Wknd | 2014-01-01 | 2014-12-31 | Constant | 0.6 | [23 empty] | From eQ_Lib.dat in MASControl 2017
MNECB-97 B-Restrnt Lights Sched | Lights | FRACTION | Default¦SmrDsn¦WntrDsn¦Hol | 2014-01-01 | 2014-12-31 | Constant | 0.5 | [23 empty] | From eQ_Lib.dat in MASControl 2017
MNECB-97 B-Restrnt Occup Sched | Occupants | FRACTION | Default¦Wkdy | 2014-01-01 | 2014-12-31 | Constant | 0.1 | [23 empty] | From eQ_Lib.dat in MASControl 2017
MNECB-97 B-Restrnt Occup Sched | Occupants | FRACTION | Wknd | 2014-01-01 | 2014-12-31 | Constant | 0.3 | [23 empty] | From eQ_Lib.dat in MASControl 2017
MNECB-97 B-Restrnt Procss Sched | Process | FRACTION | Default¦SmrDsn¦WntrDsn¦Hol | 2014-01-01 | 2014-12-31 | Constant | 0.5 | [23 empty] | From eQ_Lib.dat in MASControl 2017
MNECB-97 B-Restrnt Recept Sched | Receptacle | FRACTION | Default¦SmrDsn¦WntrDsn¦Hol | 2014-01-01 | 2014-12-31 | Constant | 0.5 | [23 empty] | From eQ_Lib.dat in MASControl 2017
MNECB-97 C-Retail Coolng Sched | Cooling | C | Default¦Wkdy | 2014-01-01 | 2014-12-31 | Constant | 53300000000000 | [23 empty] | From eQ_Lib.dat in MASControl 2017
MNECB-97 C-Retail Coolng Sched | Cooling | C | Sat | 2014-01-01 | 2014-12-31 | Constant | 53300000000000 | [23 empty] | From eQ_Lib.dat in MASControl 2017
MNECB-97 C-Retail Coolng Sched | Cooling | C | Sun | 2014-01-01 | 2014-12-31 | Constant | 5.33e+17 | [23 empty] | From eQ_Lib.dat in MASControl 2017
MNECB-97 C-Retail Fans Sched | Fans | ON_OFF | Default¦Wkdy | 2014-01-01 | 2014-12-31 | Constant | 1.11e+17 | [23 empty] | From eQ_Lib.dat in MASControl 2017
MNECB-97 C-Retail Fans Sched | Fans | ON_OFF | Sat | 2014-01-01 | 2014-12-31 | Constant | 1.11e+17 | [23 empty] | From eQ_Lib.dat in MASControl 2017
MNECB-97 C-Retail Fans Sched | Fans | ON_OFF | Sun | 2014-01-01 | 2014-12-31 | Constant | 1110000000000000 | [23 empty] | From eQ_Lib.dat in MASControl 2017
MNECB-97 C-Retail Heatng Sched | Heating | C | Default¦SmrDsn¦WntrDsn¦Hol | 2014-01-01 | 2014-12-31 | Constant | 18 | [23 empty] | From eQ_Lib.dat in MASControl 2017
MNECB-97 C-Retail HotWtr Sched | HotWater | FRACTION | Default¦SmrDsn¦WntrDsn¦Hol | 2014-01-01 | 2014-12-31 | Constant | 0.05 | [23 empty] | From eQ_Lib.dat in MASControl 2017
MNECB-97 C-Retail Lights Sched | Lights | FRACTION | Default¦SmrDsn¦WntrDsn¦Hol | 2014-01-01 | 2014-12-31 | Constant | 0.05 | [23 empty] | From eQ_Lib.dat in MASControl 2017
MNECB-97 C-Retail Occup Sched | Occupants | FRACTION | Default¦SmrDsn¦WntrDsn¦Hol | 2014-01-01 | 2014-12-31 | Constant | 0.1 | [23 empty] | From eQ_Lib.dat in MASControl 2017
MNECB-97 C-Retail Procss Sched | Process | FRACTION | Default¦SmrDsn¦WntrDsn¦Hol | 2014-01-01 | 2014-12-31 | Constant | 0.05 | [23 empty] | From eQ_Lib.dat in MASControl 2017
MNECB-97 C-Retail Recept Sched | Receptacle | FRACTION | Default¦SmrDsn¦WntrDsn¦Hol | 2014-01-01 | 2014-12-31 | Constant | 0.05 | [23 empty] | From eQ_Lib.dat in MASControl 2017
MNECB-97 D-School Coolng Sched | Cooling | C | Default¦Wkdy | 2014-01-01 | 2014-12-31 | Constant | 53300000000000 | [23 empty] | From eQ_Lib.dat in MASControl 2017
MNECB-97 D-School Coolng Sched | Cooling | C | Wknd | 2014-01-01 | 2014-12-31 | Constant | 5.33e+47 | [23 empty] | From eQ_Lib.dat in MASControl 2017
MNECB-97 D-School Fans Sched | Fans | ON_OFF | Default¦Wkdy | 2014-01-01 | 2014-12-31 | Constant | 1.11e+17 | [23 empty] | From eQ_Lib.dat in MASControl 2017
MNECB-97 D-School Fans Sched | Fans | ON_OFF | Wknd | 2014-01-01 | 2014-12-31 | Constant | 0 | [23 empty] | From eQ_Lib.dat in MASControl 2017
MNECB-97 D-School Heatng Sched | Heating | C | Default¦SmrDsn¦WntrDsn¦Hol | 2014-01-01 | 2014-12-31 | Constant | 18 | [23 empty] | From eQ_Lib.dat in MASControl 2017
MNECB-97 D-School HotWtr Sched | HotWater | FRACTION | Default¦SmrDsn¦WntrDsn¦Hol | 2014-01-01 | 2014-12-31 | Constant | 0.05 | [23 empty] | From eQ_Lib.dat in MASControl 2017
MNECB-97 D-School Lights Sched | Lights | FRACTION | Default¦SmrDsn¦WntrDsn¦Hol | 2014-01-01 | 2014-12-31 | Constant | 0.05 | [23 empty] | From eQ_Lib.dat in MASControl 2017
MNECB-97 D-School Occup Sched | Occupants | FRACTION | Default¦Wkdy | 2014-01-01 | 2014-12-31 | Constant | 0.1 | [23 empty] | From eQ_Lib.dat in MASControl 2017
MNECB-97 D-School Occup Sched | Occupants | FRACTION | Wknd | 2014-01-01 | 2014-12-31 | Constant | 0 | [23 empty] | From eQ_Lib.dat in MASControl 2017
MNECB-97 D-School Procss Sched | Process | FRACTION | Default¦SmrDsn¦WntrDsn¦Hol | 2014-01-01 | 2014-12-31 | Constant | 0.05 | [23 empty] | From eQ_Lib.dat in MASControl 2017
MNECB-97 D-School Recept Sched | Receptacle | FRACTION | Default¦SmrDsn¦WntrDsn¦Hol | 2014-01-01 | 2014-12-31 | Constant | 0.05 | [23 empty] | From eQ_Lib.dat in MASControl 2017
MNECB-97 E-Storage Coolng Sched | Cooling | C | Default¦Wkdy | 2014-01-01 | 2014-12-31 | Constant | 53300000000000 | [23 empty] | From eQ_Lib.dat in MASControl 2017
MNECB-97 E-Storage Coolng Sched | Cooling | C | Sat | 2014-01-01 | 2014-12-31 | Constant | 5330000000000000 | [23 empty] | From eQ_Lib.dat in MASControl 2017
MNECB-97 E-Storage Coolng Sched | Cooling | C | Sun | 2014-01-01 | 2014-12-31 | Constant | 5.33e+47 | [23 empty] | From eQ_Lib.dat in MASControl 2017
MNECB-97 E-Storage Fans Sched | Fans | ON_OFF | Default¦Wkdy | 2014-01-01 | 2014-12-31 | Constant | 1.11e+17 | [23 empty] | From eQ_Lib.dat in MASControl 2017
MNECB-97 E-Storage Fans Sched | Fans | ON_OFF | Sat | 2014-01-01 | 2014-12-31 | Constant | 11100000000000000 | [23 empty] | From eQ_Lib.dat in MASControl 2017
MNECB-97 E-Storage Fans Sched | Fans | ON_OFF | Sun | 2014-01-01 | 2014-12-31 | Constant | 0 | [23 empty] | From eQ_Lib.dat in MASControl 2017
MNECB-97 E-Storage Heatng Sched | Heating | C | Default¦SmrDsn¦WntrDsn¦Hol | 2014-01-01 | 2014-12-31 | Constant | 18 | [23 empty] | From eQ_Lib.dat in MASControl 2017
MNECB-97 E-Storage HotWtr Sched | HotWater | FRACTION | Default¦SmrDsn¦WntrDsn¦Hol | 2014-01-01 | 2014-12-31 | Constant | 0.05 | [23 empty] | From eQ_Lib.dat in MASControl 2017
MNECB-97 E-Storage Lights Sched | Lights | FRACTION | Default¦SmrDsn¦WntrDsn¦Hol | 2014-01-01 | 2014-12-31 | Constant | 0.05 | [23 empty] | From eQ_Lib.dat in MASControl 2017
MNECB-97 E-Storage Occup Sched | Occupants | FRACTION | Default¦Wkdy | 2014-01-01 | 2014-12-31 | Constant | 0.2 | [23 empty] | From eQ_Lib.dat in MASControl 2017
MNECB-97 E-Storage Occup Sched | Occupants | FRACTION | Sat | 2014-01-01 | 2014-12-31 | Constant | 0.2 | [23 empty] | From eQ_Lib.dat in MASControl 2017
MNECB-97 E-Storage Occup Sched | Occupants | FRACTION | Sun | 2014-01-01 | 2014-12-31 | Constant | 0 | [23 empty] | From eQ_Lib.dat in MASControl 2017
MNECB-97 E-Storage Procss Sched | Process | FRACTION | Default¦SmrDsn¦WntrDsn¦Hol | 2014-01-01 | 2014-12-31 | Constant | 0.05 | [23 empty] | From eQ_Lib.dat in MASControl 2017
MNECB-97 E-Storage Recept Sched | Receptacle | FRACTION | Default¦SmrDsn¦WntrDsn¦Hol | 2014-01-01 | 2014-12-31 | Constant | 0.05 | [23 empty] | From eQ_Lib.dat in MASControl 2017
MNECB-97 F-Lodging Coolng Sched | Cooling | C | Default¦SmrDsn¦WntrDsn¦Hol | 2014-01-01 | 2014-12-31 | Constant | 24 | [23 empty] | From eQ_Lib.dat in MASControl 2017
MNECB-97 F-Lodging Fans Sched | Fans | ON_OFF | Default¦SmrDsn¦WntrDsn¦Hol | 2014-01-01 | 2014-12-31 | Constant | 1.11e+23 | [23 empty] | From eQ_Lib.dat in MASControl 2017
MNECB-97 F-Lodging Heatng Sched | Heating | C | Default¦SmrDsn¦WntrDsn¦Hol | 2014-01-01 | 2014-12-31 | Constant | 18 | [23 empty] | From eQ_Lib.dat in MASControl 2017
MNECB-97 F-Lodging HotWtr Sched | HotWater | FRACTION | Default¦SmrDsn¦WntrDsn¦Hol | 2014-01-01 | 2014-12-31 | Constant | 0.3 | [23 empty] | From eQ_Lib.dat in MASControl 2017
MNECB-97 F-Lodging Lights Sched | Lights | FRACTION | Default¦Wkdy | 2014-01-01 | 2014-12-31 | Constant | 0.2 | [23 empty] | From eQ_Lib.dat in MASControl 2017
MNECB-97 F-Lodging Lights Sched | Lights | FRACTION | Sat | 2014-01-01 | 2014-12-31 | Constant | 0.2 | [23 empty] | From eQ_Lib.dat in MASControl 2017
MNECB-97 F-Lodging Lights Sched | Lights | FRACTION | Sun | 2014-01-01 | 2014-12-31 | Constant | 0.3 | [23 empty] | From eQ_Lib.dat in MASControl 2017
MNECB-97 F-Lodging Occup Sched | Occupants | FRACTION | Default¦Wkdy | 2014-01-01 | 2014-12-31 | Constant | 0.9 | [23 empty] | From eQ_Lib.dat in MASControl 2017
MNECB-97 F-Lodging Occup Sched | Occupants | FRACTION | Sat | 2014-01-01 | 2014-12-31 | Constant | 0.9 | [23 empty] | From eQ_Lib.dat in MASControl 2017
MNECB-97 F-Lodging Occup Sched | Occupants | FRACTION | Sun | 2014-01-01 | 2014-12-31 | Constant | 0.7 | [23 empty] | From eQ_Lib.dat in MASControl 2017
MNECB-97 F-Lodging Procss Sched | Process | FRACTION | Default¦Wkdy | 2014-01-01 | 2014-12-31 | Constant | 0.2 | [23 empty] | From eQ_Lib.dat in MASControl 2017
MNECB-97 F-Lodging Procss Sched | Process | FRACTION | Sat | 2014-01-01 | 2014-12-31 | Constant | 0.2 | [23 empty] | From eQ_Lib.dat in MASControl 2017
MNECB-97 F-Lodging Procss Sched | Process | FRACTION | Sun | 2014-01-01 | 2014-12-31 | Constant | 0.3 | [23 empty] | From eQ_Lib.dat in MASControl 2017
MNECB-97 F-Lodging Recept Sched | Receptacle | FRACTION | Default¦Wkdy | 2014-01-01 | 2014-12-31 | Constant | 0.2 | [23 empty] | From eQ_Lib.dat in MASControl 2017
MNECB-97 F-Lodging Recept Sched | Receptacle | FRACTION | Sat | 2014-01-01 | 2014-12-31 | Constant | 0.2 | [23 empty] | From eQ_Lib.dat in MASControl 2017
MNECB-97 F-Lodging Recept Sched | Receptacle | FRACTION | Sun | 2014-01-01 | 2014-12-31 | Constant | 0.3 | [23 empty] | From eQ_Lib.dat in MASControl 2017
MNECB-97 G-Multfam Coolng Sched | Cooling | C | Default¦SmrDsn¦WntrDsn¦Hol | 2014-01-01 | 2014-12-31 | Constant | 24 | [23 empty] | From eQ_Lib.dat in MASControl 2017
MNECB-97 G-Multfam Fans Sched | Fans | ON_OFF | Default¦SmrDsn¦WntrDsn¦Hol | 2014-01-01 | 2014-12-31 | Constant | 1.11e+23 | [23 empty] | From eQ_Lib.dat in MASControl 2017
MNECB-97 G-Multfam Heatng Sched | Heating | C | Default¦SmrDsn¦WntrDsn¦Hol | 2014-01-01 | 2014-12-31 | Constant | 18 | [23 empty] | From eQ_Lib.dat in MASControl 2017
MNECB-97 G-Multfam HotWtr Sched | HotWater | FRACTION | Default¦SmrDsn¦WntrDsn¦Hol | 2014-01-01 | 2014-12-31 | Constant | 0.05 | [23 empty] | From eQ_Lib.dat in MASControl 2017
MNECB-97 G-Multfam Lights Sched | Lights | FRACTION | Default¦SmrDsn¦WntrDsn¦Hol | 2014-01-01 | 2014-12-31 | Constant | 0.2 | [23 empty] | From eQ_Lib.dat in MASControl 2017
MNECB-97 G-Multfam Occup Sched | Occupants | FRACTION | Default¦SmrDsn¦WntrDsn¦Hol | 2014-01-01 | 2014-12-31 | Constant | 0.9 | [23 empty] | From eQ_Lib.dat in MASControl 2017
MNECB-97 G-Multfam Procss Sched | Process | FRACTION | Default¦SmrDsn¦WntrDsn¦Hol | 2014-01-01 | 2014-12-31 | Constant | 0.2 | [23 empty] | From eQ_Lib.dat in MASControl 2017
MNECB-97 G-Multfam Recept Sched | Receptacle | FRACTION | Default¦SmrDsn¦WntrDsn¦Hol | 2014-01-01 | 2014-12-31 | Constant | 0.2 | [23 empty] | From eQ_Lib.dat in MASControl 2017
MNECB-97 H-Health Coolng Sched | Cooling | C | Default¦SmrDsn¦WntrDsn¦Hol | 2014-01-01 | 2014-12-31 | Constant | 24 | [23 empty] | From eQ_Lib.dat in MASControl 2017
MNECB-97 H-Health Fans Sched | Fans | ON_OFF | Default¦SmrDsn¦WntrDsn¦Hol | 2014-01-01 | 2014-12-31 | Constant | 1.11e+23 | [23 empty] | From eQ_Lib.dat in MASControl 2017
MNECB-97 H-Health Heatng Sched | Heating | C | Default¦SmrDsn¦WntrDsn¦Hol | 2014-01-01 | 2014-12-31 | Constant | 18 | [23 empty] | From eQ_Lib.dat in MASControl 2017
MNECB-97 H-Health HotWtr Sched | HotWater | FRACTION | Default¦SmrDsn¦WntrDsn¦Hol | 2014-01-01 | 2014-12-31 | Constant | 0.9 | [23 empty] | From eQ_Lib.dat in MASControl 2017
MNECB-97 H-Health Lights Sched | Lights | FRACTION | Default¦SmrDsn¦WntrDsn¦Hol | 2014-01-01 | 2014-12-31 | Constant | 0.9 | [23 empty] | From eQ_Lib.dat in MASControl 2017
MNECB-97 H-Health Occup Sched | Occupants | FRACTION | Default¦SmrDsn¦WntrDsn¦Hol | 2014-01-01 | 2014-12-31 | Constant | 0.9 | [23 empty] | From eQ_Lib.dat in MASControl 2017
MNECB-97 H-Health Procss Sched | Process | FRACTION | Default¦SmrDsn¦WntrDsn¦Hol | 2014-01-01 | 2014-12-31 | Constant | 0.9 | [23 empty] | From eQ_Lib.dat in MASControl 2017
MNECB-97 H-Health Recept Sched | Receptacle | FRACTION | Default¦SmrDsn¦WntrDsn¦Hol | 2014-01-01 | 2014-12-31 | Constant | 0.9 | [23 empty] | From eQ_Lib.dat in MASControl 2017
MNECB-97 I-Assmbly Coolng Sched | Cooling | C | Default¦Wkdy | 2014-01-01 | 2014-12-31 | Constant | 5.33e+27 | [23 empty] | From eQ_Lib.dat in MASControl 2017
MNECB-97 I-Assmbly Coolng Sched | Cooling | C | Sat | 2014-01-01 | 2014-12-31 | Constant | 5.33e+19 | [23 empty] | From eQ_Lib.dat in MASControl 2017
MNECB-97 I-Assmbly Coolng Sched | Cooling | C | Sun | 2014-01-01 | 2014-12-31 | Constant | 53300000000000 | [23 empty] | From eQ_Lib.dat in MASControl 2017
MNECB-97 I-Assmbly Fans Sched | Fans | ON_OFF | Default¦Wkdy | 2014-01-01 | 2014-12-31 | Constant | 11100000000 | [23 empty] | From eQ_Lib.dat in MASControl 2017
MNECB-97 I-Assmbly Fans Sched | Fans | ON_OFF | Sat | 2014-01-01 | 2014-12-31 | Constant | 111000000000000 | [23 empty] | From eQ_Lib.dat in MASControl 2017
MNECB-97 I-Assmbly Fans Sched | Fans | ON_OFF | Sun | 2014-01-01 | 2014-12-31 | Constant | 1.11e+17 | [23 empty] | From eQ_Lib.dat in MASControl 2017
MNECB-97 I-Assmbly Heatng Sched | Heating | C | Default¦SmrDsn¦WntrDsn¦Hol | 2014-01-01 | 2014-12-31 | Constant | 18 | [23 empty] | From eQ_Lib.dat in MASControl 2017
MNECB-97 I-Assmbly HotWtr Sched | HotWater | FRACTION | Default¦SmrDsn¦WntrDsn¦Hol | 2014-01-01 | 2014-12-31 | Constant | 0.05 | [23 empty] | From eQ_Lib.dat in MASControl 2017
MNECB-97 I-Assmbly Lights Sched | Lights | FRACTION | Default¦SmrDsn¦WntrDsn¦Hol | 2014-01-01 | 2014-12-31 | Constant | 0.05 | [23 empty] | From eQ_Lib.dat in MASControl 2017
MNECB-97 I-Assmbly Occup Sched | Occupants | FRACTION | Default¦Wkdy | 2014-01-01 | 2014-12-31 | Constant | 0.1 | [23 empty] | From eQ_Lib.dat in MASControl 2017
MNECB-97 I-Assmbly Occup Sched | Occupants | FRACTION | Sat | 2014-01-01 | 2014-12-31 | Constant | 0.1 | [23 empty] | From eQ_Lib.dat in MASControl 2017
MNECB-97 I-Assmbly Occup Sched | Occupants | FRACTION | Sun | 2014-01-01 | 2014-12-31 | Constant | 0.2 | [23 empty] | From eQ_Lib.dat in MASControl 2017
MNECB-97 I-Assmbly Procss Sched | Process | FRACTION | Default¦SmrDsn¦WntrDsn¦Hol | 2014-01-01 | 2014-12-31 | Constant | 0.1 | [23 empty] | From eQ_Lib.dat in MASControl 2017
MNECB-97 I-Assmbly Recept Sched | Receptacle | FRACTION | Default¦SmrDsn¦WntrDsn¦Hol | 2014-01-01 | 2014-12-31 | Constant | 0.1 | [23 empty] | From eQ_Lib.dat in MASControl 2017
NECB-*-Electric-Equipment | Equipment | FRACTION | Default¦WntrDsn¦SmrDsn | 2014-01-01 | 2014-12-31 | Constant | 0
NECB-*-FAN | Fan | ON_OFF | Default¦WntrDsn¦SmrDsn | 2014-01-01 | 2014-12-31 | Constant | 0
NECB-*-Lighting | Lighting | FRACTION | Default¦WntrDsn¦SmrDsn | 2014-01-01 | 2014-12-31 | Constant | 0
NECB-*-Occupancy | Occupancy | FRACTION | Default¦WntrDsn¦SmrDsn | 2014-01-01 | 2014-12-31 | Constant | 0 | [23 empty] | NECB
NECB-*-Service Water Heating | Service Water Heating | FRACTION | Default¦WntrDsn¦SmrDsn | 2014-01-01 | 2014-12-31 | Constant | 0
NECB-*-Thermostat Setpoint-Cooling | Thermostat Setpoint | TEMPERATURE | Default¦WntrDsn¦SmrDsn | 2014-01-01 | 2014-12-31 | Constant | 35
NECB-*-Thermostat Setpoint-Heating | Thermostat Setpoint | TEMPERATURE | Default¦WntrDsn¦SmrDsn | 2014-01-01 | 2014-12-31 | Constant | 18
NECB-A-Electric-Equipment | Equipment | FRACTION | Default¦Wkdy | 2014-01-01 | 2014-12-31 | Hourly | 0.2 | 0.2 | 0.2 | 0.2 | 0.2 | 0.2 | 0.2 | 0.3 | 0.8 | 0.9 | 0.9 | 0.9 | 0.9 | 0.9 | 0.9 | 0.9 | 0.9 | 0.9 | 0.5 | 0.3 | 0.3 | 0.2 | 0.2 | 0.2
NECB-A-Electric-Equipment | Equipment | FRACTION | Sat | 2014-01-01 | 2014-12-31 | Hourly | 0.2 | 0.2 | 0.2 | 0.2 | 0.2 | 0.2 | 0.2 | 0.2 | 0.2 | 0.2 | 0.2 | 0.2 | 0.2 | 0.2 | 0.2 | 0.2 | 0.2 | 0.2 | 0.2 | 0.2 | 0.2 | 0.2 | 0.2 | 0.2
NECB-A-Electric-Equipment | Equipment | FRACTION | Sun¦Hol | 2014-01-01 | 2014-12-31 | Hourly | 0.2 | 0.2 | 0.2 | 0.2 | 0.2 | 0.2 | 0.2 | 0.2 | 0.2 | 0.2 | 0.2 | 0.2 | 0.2 | 0.2 | 0.2 | 0.2 | 0.2 | 0.2 | 0.2 | 0.2 | 0.2 | 0.2 | 0.2 | 0.2
NECB-A-Fan | Fan | ON_OFF | Default¦Wkdy | 2014-01-01 | 2014-12-31 | Hourly | 0 | 0 | 0 | 0 | 0 | 0 | 1 | 1 | 1 | 1 | 1 | 1 | 1 | 1 | 1 | 1 | 1 | 1 | 1 | 1 | 1 | 0 | 0 | 0
NECB-A-Fan | Fan | ON_OFF | Sat | 2014-01-01 | 2014-12-31 | Hourly | 0 | 0 | 0 | 0 | 0 | 0 | 0 | 0 | 0 | 0 | 0 | 0 | 0 | 0 | 0 | 0 | 0 | 0 | 0 | 0 | 0 | 0 | 0 | 0
NECB-A-Fan | Fan | ON_OFF | Sun¦Hol | 2014-01-01 | 2014-12-31 | Hourly | 0 | 0 | 0 | 0 | 0 | 0 | 0 | 0 | 0 | 0 | 0 | 0 | 0 | 0 | 0 | 0 | 0 | 0 | 0 | 0 | 0 | 0 | 0 | 0
NECB-A-Lighting | Lighting | FRACTION | Default¦Wkdy | 2014-01-01 | 2014-12-31 | Hourly | 0.05 | 0.05 | 0.05 | 0.05 | 0.05 | 0.05 | 0.05 | 0.3 | 0.8 | 0.9 | 0.9 | 0.9 | 0.9 | 0.9 | 0.9 | 0.9 | 0.9 | 0.8 | 0.5 | 0.3 | 0.3 | 0.1 | 0.1 | 0.05
NECB-A-Lighting | Lighting | FRACTION | Sat | 2014-01-01 | 2014-12-31 | Hourly | 0.05 | 0.05 | 0.05 | 0.05 | 0.05 | 0.05 | 0.05 | 0.05 | 0.05 | 0.05 | 0.05 | 0.05 | 0.05 | 0.05 | 0.05 | 0.05 | 0.05 | 0.05 | 0.05 | 0.05 | 0.05 | 0.05 | 0.05 | 0.05
NECB-A-Lighting | Lighting | FRACTION | Sun¦Hol | 2014-01-01 | 2014-12-31 | Hourly | 0.05 | 0.05 | 0.05 | 0.05 | 0.05 | 0.05 | 0.05 | 0.05 | 0.05 | 0.05 | 0.05 | 0.05 | 0.05 | 0.05 | 0.05 | 0.05 | 0.05 | 0.05 | 0.05 | 0.05 | 0.05 | 0.05 | 0.05 | 0.05
NECB-A-Occupancy | Occupancy | FRACTION | Default¦Wkdy | 2014-01-01 | 2014-12-31 | Hourly | 0 | 0 | 0 | 0 | 0 | 0 | 0 | 0.1 | 0.7 | 0.9 | 0.9 | 0.9 | 0.5 | 0.5 | 0.9 | 0.9 | 0.9 | 0.7 | 0.3 | 0.1 | 0.1 | 0.1 | 0.1 | 0 | NECB
NECB-A-Occupancy | Occupancy | FRACTION | Sat | 2014-01-01 | 2014-12-31 | Hourly | 0 | 0 | 0 | 0 | 0 | 0 | 0 | 0 | 0 | 0 | 0 | 0 | 0 | 0 | 0 | 0 | 0 | 0 | 0 | 0 | 0 | 0 | 0 | 0 | NECB
NECB-A-Occupancy | Occupancy | FRACTION | Sun¦Hol | 2014-01-01 | 2014-12-31 | Hourly | 0 | 0 | 0 | 0 | 0 | 0 | 0 | 0 | 0 | 0 | 0 | 0 | 0 | 0 | 0 | 0 | 0 | 0 | 0 | 0 | 0 | 0 | 0 | 0 | NECB
NECB-A-Processes | Processes | FRACTION | Default¦Wkdy | 2014-01-01 | 2014-12-31 | Hourly | 0.2 | 0.2 | 0.2 | 0.2 | 0.2 | 0.2 | 0.2 | 0.3 | 0.8 | 0.9 | 0.9 | 0.9 | 0.9 | 0.9 | 0.9 | 0.9 | 0.9 | 0.9 | 0.5 | 0.3 | 0.3 | 0.2 | 0.2 | 0.2
NECB-A-Processes | Processes | FRACTION | Sat | 2014-01-01 | 2014-12-31 | Hourly | 0.2 | 0.2 | 0.2 | 0.2 | 0.2 | 0.2 | 0.2 | 0.2 | 0.2 | 0.2 | 0.2 | 0.2 | 0.2 | 0.2 | 0.2 | 0.2 | 0.2 | 0.2 | 0.2 | 0.2 | 0.2 | 0.2 | 0.2 | 0.2
NECB-A-Processes | Processes | FRACTION | Sun¦Hol | 2014-01-01 | 2014-12-31 | Hourly | 0.2 | 0.2 | 0.2 | 0.2 | 0.2 | 0.2 | 0.2 | 0.2 | 0.2 | 0.2 | 0.2 | 0.2 | 0.2 | 0.2 | 0.2 | 0.2 | 0.2 | 0.2 | 0.2 | 0.2 | 0.2 | 0.2 | 0.2 | 0.2
NECB-A-Service Water Heating | Service Water Heating | FRACTION | Default¦Wkdy | 2014-01-01 | 2014-12-31 | Hourly | 0.05 | 0.05 | 0.05 | 0.05 | 0.05 | 0.05 | 0.05 | 0.1 | 0.5 | 0.5 | 0.9 | 0.9 | 0.9 | 0.9 | 0.9 | 0.9 | 0.7 | 0.5 | 0.3 | 0.2 | 0.2 | 0.2 | 0.05 | 0.05
NECB-A-Service Water Heating | Service Water Heating | FRACTION | Sat | 2014-01-01 | 2014-12-31 | Hourly | 0.05 | 0.05 | 0.05 | 0.05 | 0.05 | 0.05 | 0.05 | 0.05 | 0.05 | 0.05 | 0.05 | 0.05 | 0.05 | 0.05 | 0.05 | 0.05 | 0.05 | 0.05 | 0.05 | 0.05 | 0.05 | 0.05 | 0.05 | 0.05
NECB-A-Service Water Heating | Service Water Heating | FRACTION | Sun¦Hol | 2014-01-01 | 2014-12-31 | Hourly | 0.05 | 0.05 | 0.05 | 0.05 | 0.05 | 0.05 | 0.05 | 0.05 | 0.05 | 0.05 | 0.05 | 0.05 | 0.05 | 0.05 | 0.05 | 0.05 | 0.05 | 0.05 | 0.05 | 0.05 | 0.05 | 0.05 | 0.05 | 0.05
NECB-A-Thermostat Setpoint-Cooling | Thermostat Setpoint | TEMPERATURE | Default¦Wkdy | 2014-01-01 | 2014-12-31 | Hourly | 35 | 35 | 35 | 35 | 35 | 35 | 24 | 24 | 24 | 24 | 24 | 24 | 24 | 24 | 24 | 24 | 24 | 24 | 24 | 24 | 24 | 35 | 35 | 35
NECB-A-Thermostat Setpoint-Cooling | Thermostat Setpoint | TEMPERATURE | Sat | 2014-01-01 | 2014-12-31 | Hourly | 35 | 35 | 35 | 35 | 35 | 35 | 35 | 35 | 35 | 35 | 35 | 35 | 35 | 35 | 35 | 35 | 35 | 35 | 35 | 35 | 35 | 35 | 35 | 35
NECB-A-Thermostat Setpoint-Cooling | Thermostat Setpoint | TEMPERATURE | Sun¦Hol | 2014-01-01 | 2014-12-31 | Hourly | 35 | 35 | 35 | 35 | 35 | 35 | 35 | 35 | 35 | 35 | 35 | 35 | 35 | 35 | 35 | 35 | 35 | 35 | 35 | 35 | 35 | 35 | 35 | 35
NECB-A-Thermostat Setpoint-Heating | Thermostat Setpoint | TEMPERATURE | Default¦Wkdy | 2014-01-01 | 2014-12-31 | Hourly | 18 | 18 | 18 | 18 | 18 | 18 | 20 | 22 | 22 | 22 | 22 | 22 | 22 | 22 | 22 | 22 | 22 | 22 | 22 | 22 | 22 | 18 | 18 | 18
NECB-A-Thermostat Setpoint-Heating | Thermostat Setpoint | TEMPERATURE | Sat | 2014-01-01 | 2014-12-31 | Hourly | 18 | 18 | 18 | 18 | 18 | 18 | 18 | 18 | 18 | 18 | 18 | 18 | 18 | 18 | 18 | 18 | 18 | 18 | 18 | 18 | 18 | 18 | 18 | 18
NECB-A-Thermostat Setpoint-Heating | Thermostat Setpoint | TEMPERATURE | Sun¦Hol | 2014-01-01 | 2014-12-31 | Hourly | 18 | 18 | 18 | 18 | 18 | 18 | 18 | 18 | 18 | 18 | 18 | 18 | 18 | 18 | 18 | 18 | 18 | 18 | 18 | 18 | 18 | 18 | 18 | 18
NECB-Activity | Activity | W | Default¦WntrDsn¦SmrDsn | 2014-01-01 | 2014-12-31 | Constant | 130 | [23 empty] | From DOE Reference Buildings
NECB-B-Electric-Equipment | Equipment | FRACTION | Default¦Wkdy | 2014-01-01 | 2014-12-31 | Hourly | 0.9 | 0.5 | 0.1 | 0.1 | 0.1 | 0.1 | 0.1 | 0.1 | 0.1 | 0.5 | 0.7 | 0.9 | 0.9 | 0.9 | 0.9 | 0.9 | 0.9 | 0.9 | 0.9 | 0.9 | 0.9 | 0.9 | 0.9 | 0.9
NECB-B-Electric-Equipment | Equipment | FRACTION | Sat | 2014-01-01 | 2014-12-31 | Hourly | 0.9 | 0.5 | 0.1 | 0.1 | 0.1 | 0.1 | 0.1 | 0.1 | 0.1 | 0.5 | 0.7 | 0.9 | 0.9 | 0.9 | 0.9 | 0.9 | 0.9 | 0.9 | 0.9 | 0.9 | 0.9 | 0.9 | 0.9 | 0.9
NECB-B-Electric-Equipment | Equipment | FRACTION | Sun¦Hol | 2014-01-01 | 2014-12-31 | Hourly | 0.5 | 0.5 | 0.1 | 0.1 | 0.1 | 0.1 | 0.1 | 0.1 | 0.1 | 0.1 | 0.5 | 0.9 | 0.9 | 0.9 | 0.9 | 0.9 | 0.9 | 0.9 | 0.9 | 0.9 | 0.9 | 0.9 | 0.9 | 0.5
NECB-B-Fan | Fan | ON_OFF | Default¦Wkdy | 2014-01-01 | 2014-12-31 | Hourly | 1 | 1 | 0 | 0 | 0 | 0 | 0 | 0 | 1 | 1 | 1 | 1 | 1 | 1 | 1 | 1 | 1 | 1 | 1 | 1 | 1 | 1 | 1 | 1
NECB-B-Fan | Fan | ON_OFF | Sat | 2014-01-01 | 2014-12-31 | Hourly | 1 | 1 | 0 | 0 | 0 | 0 | 0 | 0 | 1 | 1 | 1 | 1 | 1 | 1 | 1 | 1 | 1 | 1 | 1 | 1 | 1 | 1 | 1 | 1
NECB-B-Fan | Fan | ON_OFF | Sun¦Hol | 2014-01-01 | 2014-12-31 | Hourly | 0 | 1 | 0 | 0 | 0 | 0 | 0 | 0 | 0 | 1 | 1 | 1 | 1 | 1 | 1 | 1 | 1 | 1 | 1 | 1 | 1 | 1 | 1 | 0
NECB-B-Lighting | Lighting | FRACTION | Default¦Wkdy | 2014-01-01 | 2014-12-31 | Hourly | 0.9 | 0.5 | 0.1 | 0.1 | 0.1 | 0.1 | 0.1 | 0.1 | 0.1 | 0.5 | 0.7 | 0.9 | 0.9 | 0.9 | 0.9 | 0.9 | 0.9 | 0.9 | 0.9 | 0.9 | 0.9 | 0.9 | 0.9 | 0.9
NECB-B-Lighting | Lighting | FRACTION | Sat | 2014-01-01 | 2014-12-31 | Hourly | 0.9 | 0.5 | 0.1 | 0.1 | 0.1 | 0.1 | 0.1 | 0.1 | 0.1 | 0.5 | 0.7 | 0.9 | 0.9 | 0.9 | 0.9 | 0.9 | 0.9 | 0.9 | 0.9 | 0.9 | 0.9 | 0.9 | 0.9 | 0.9
NECB-B-Lighting | Lighting | FRACTION | Sun¦Hol | 2014-01-01 | 2014-12-31 | Hourly | 0.5 | 0.5 | 0.1 | 0.1 | 0.1 | 0.1 | 0.1 | 0.1 | 0.1 | 0.1 | 0.5 | 0.9 | 0.9 | 0.9 | 0.9 | 0.9 | 0.9 | 0.9 | 0.9 | 0.9 | 0.9 | 0.9 | 0.9 | 0.5
NECB-B-Occupancy | Occupancy | FRACTION | Default¦Wkdy | 2014-01-01 | 2014-12-31 | Hourly | 0.3 | 0.1 | 0 | 0 | 0 | 0 | 0 | 0 | 0 | 0.1 | 0.2 | 0.5 | 0.9 | 0.8 | 0.5 | 0.2 | 0.2 | 0.3 | 0.6 | 0.9 | 0.9 | 0.9 | 0.6 | 0.4 | NECB
NECB-B-Occupancy | Occupancy | FRACTION | Sat | 2014-01-01 | 2014-12-31 | Hourly | 0.5 | 0.3 | 0 | 0 | 0 | 0 | 0 | 0 | 0 | 0.1 | 0.2 | 0.5 | 0.9 | 0.8 | 0.5 | 0.2 | 0.2 | 0.3 | 0.6 | 0.9 | 0.9 | 0.9 | 0.6 | 0.6 | NECB
NECB-B-Occupancy | Occupancy | FRACTION | Sun¦Hol | 2014-01-01 | 2014-12-31 | Hourly | 0.1 | 0.3 | 0 | 0 | 0 | 0 | 0 | 0 | 0 | 0 | 0.1 | 0.4 | 0.5 | 0.5 | 0.4 | 0.2 | 0.2 | 0.2 | 0.5 | 0.7 | 0.7 | 0.5 | 0.3 | 0.1 | NECB
NECB-B-Processes | Processes | FRACTION | Default¦Wkdy | 2014-01-01 | 2014-12-31 | Hourly | 0.9 | 0.5 | 0.1 | 0.1 | 0.1 | 0.1 | 0.1 | 0.1 | 0.1 | 0.5 | 0.7 | 0.9 | 0.9 | 0.9 | 0.9 | 0.9 | 0.9 | 0.9 | 0.9 | 0.9 | 0.9 | 0.9 | 0.9 | 0.9
NECB-B-Processes | Processes | FRACTION | Sat | 2014-01-01 | 2014-12-31 | Hourly | 0.9 | 0.5 | 0.1 | 0.1 | 0.1 | 0.1 | 0.1 | 0.1 | 0.1 | 0.5 | 0.7 | 0.9 | 0.9 | 0.9 | 0.9 | 0.9 | 0.9 | 0.9 | 0.9 | 0.9 | 0.9 | 0.9 | 0.9 | 0.9
NECB-B-Processes | Processes | FRACTION | Sun¦Hol | 2014-01-01 | 2014-12-31 | Hourly | 0.5 | 0.5 | 0.1 | 0.1 | 0.1 | 0.1 | 0.1 | 0.1 | 0.1 | 0.1 | 0.5 | 0.9 | 0.9 | 0.9 | 0.9 | 0.9 | 0.9 | 0.9 | 0.9 | 0.9 | 0.9 | 0.9 | 0.9 | 0.5
NECB-B-Service Water Heating | Service Water Heating | FRACTION | Default¦Wkdy | 2014-01-01 | 2014-12-31 | Hourly | 0.6 | 0.5 | 0.05 | 0.05 | 0.05 | 0.05 | 0.05 | 0.05 | 0.05 | 0.7 | 0.7 | 0.4 | 0.5 | 0.6 | 0.6 | 0.4 | 0.3 | 0.3 | 0.4 | 0.5 | 0.8 | 0.8 | 0.9 | 0.9
NECB-B-Service Water Heating | Service Water Heating | FRACTION | Sat | 2014-01-01 | 2014-12-31 | Hourly | 0.7 | 0.6 | 0.05 | 0.05 | 0.05 | 0.05 | 0.05 | 0.05 | 0.05 | 0.7 | 0.7 | 0.4 | 0.5 | 0.6 | 0.6 | 0.4 | 0.3 | 0.3 | 0.4 | 0.5 | 0.8 | 0.8 | 0.9 | 0.9
NECB-B-Service Water Heating | Service Water Heating | FRACTION | Sun¦Hol | 2014-01-01 | 2014-12-31 | Hourly | 0.5 | 0.6 | 0.05 | 0.05 | 0.05 | 0.05 | 0.05 | 0.05 | 0.05 | 0.7 | 0.7 | 0.4 | 0.5 | 0.6 | 0.6 | 0.4 | 0.3 | 0.3 | 0.4 | 0.5 | 0.8 | 0.8 | 0.5 | 0.5
NECB-B-Thermostat Setpoint-Cooling | Thermostat Setpoint | TEMPERATURE | Default¦Wkdy | 2014-01-01 | 2014-12-31 | Hourly | 24 | 35 | 35 | 35 | 35 | 35 | 35 | 35 | 24 | 24 | 24 | 24 | 24 | 24 | 24 | 24 | 24 | 24 | 24 | 24 | 24 | 24 | 24 | 24
NECB-B-Thermostat Setpoint-Cooling | Thermostat Setpoint | TEMPERATURE | Sat | 2014-01-01 | 2014-12-31 | Hourly | 24 | 35 | 35 | 35 | 35 | 35 | 35 | 35 | 24 | 24 | 24 | 24 | 24 | 24 | 24 | 24 | 24 | 24 | 24 | 24 | 24 | 24 | 24 | 24
NECB-B-Thermostat Setpoint-Cooling | Thermostat Setpoint | TEMPERATURE | Sun¦Hol | 2014-01-01 | 2014-12-31 | Hourly | 35 | 35 | 35 | 35 | 35 | 35 | 35 | 35 | 35 | 24 | 24 | 24 | 24 | 24 | 24 | 24 | 24 | 24 | 24 | 24 | 24 | 24 | 24 | 35
NECB-B-Thermostat Setpoint-Heating | Thermostat Setpoint | TEMPERATURE | Default¦Wkdy | 2014-01-01 | 2014-12-31 | Hourly | 22 | 22 | 18 | 18 | 18 | 18 | 18 | 18 | 20 | 22 | 22 | 22 | 22 | 22 | 22 | 22 | 22 | 22 | 22 | 22 | 22 | 22 | 22 | 22
NECB-B-Thermostat Setpoint-Heating | Thermostat Setpoint | TEMPERATURE | Sat | 2014-01-01 | 2014-12-31 | Hourly | 22 | 22 | 18 | 18 | 18 | 18 | 18 | 18 | 20 | 22 | 22 | 22 | 22 | 22 | 22 | 22 | 22 | 22 | 22 | 22 | 22 | 22 | 22 | 22
NECB-B-Thermostat Setpoint-Heating | Thermostat Setpoint | TEMPERATURE | Sun¦Hol | 2014-01-01 | 2014-12-31 | Hourly | 18 | 22 | 18 | 18 | 18 | 18 | 18 | 18 | 18 | 20 | 22 | 22 | 22 | 22 | 22 | 22 | 22 | 22 | 22 | 22 | 22 | 22 | 22 | 18
NECB-C-Electric-Equipment | Equipment | FRACTION | Default¦Wkdy | 2014-01-01 | 2014-12-31 | Hourly | 0.05 | 0.05 | 0.05 | 0.05 | 0.05 | 0.05 | 0.05 | 0.05 | 0.5 | 0.9 | 0.9 | 0.9 | 0.9 | 0.9 | 0.9 | 0.9 | 0.9 | 0.9 | 0.9 | 0.6 | 0.5 | 0.05 | 0.05 | 0.05
NECB-C-Electric-Equipment | Equipment | FRACTION | Sat | 2014-01-01 | 2014-12-31 | Hourly | 0.05 | 0.05 | 0.05 | 0.05 | 0.05 | 0.05 | 0.05 | 0.05 | 0.5 | 0.9 | 0.9 | 0.9 | 0.9 | 0.9 | 0.9 | 0.9 | 0.9 | 0.9 | 0.9 | 0.6 | 0.5 | 0.05 | 0.05 | 0.05
NECB-C-Electric-Equipment | Equipment | FRACTION | Sun¦Hol | 2014-01-01 | 2014-12-31 | Hourly | 0.05 | 0.05 | 0.05 | 0.05 | 0.05 | 0.05 | 0.05 | 0.05 | 0.05 | 0.05 | 0.5 | 0.9 | 0.9 | 0.9 | 0.9 | 0.9 | 0.9 | 0.9 | 0.6 | 0.05 | 0.05 | 0.05 | 0.05 | 0.05
NECB-C-Fan | Fan | ON_OFF | Default¦Wkdy | 2014-01-01 | 2014-12-31 | Hourly | 0 | 0 | 0 | 0 | 0 | 0 | 0 | 1 | 1 | 1 | 1 | 1 | 1 | 1 | 1 | 1 | 1 | 1 | 1 | 1 | 1 | 0 | 0 | 0
NECB-C-Fan | Fan | ON_OFF | Sat | 2014-01-01 | 2014-12-31 | Hourly | 0 | 0 | 0 | 0 | 0 | 0 | 0 | 1 | 1 | 1 | 1 | 1 | 1 | 1 | 1 | 1 | 1 | 1 | 1 | 1 | 1 | 0 | 0 | 0
NECB-C-Fan | Fan | ON_OFF | Sun¦Hol | 2014-01-01 | 2014-12-31 | Hourly | 0 | 0 | 0 | 0 | 0 | 0 | 0 | 0 | 0 | 1 | 1 | 1 | 1 | 1 | 1 | 1 | 1 | 1 | 1 | 0 | 0 | 0 | 0 | 0
NECB-C-Lighting | Lighting | FRACTION | Default¦Wkdy | 2014-01-01 | 2014-12-31 | Hourly | 0.05 | 0.05 | 0.05 | 0.05 | 0.05 | 0.05 | 0.05 | 0.05 | 0.5 | 0.9 | 0.9 | 0.9 | 0.9 | 0.9 | 0.9 | 0.9 | 0.9 | 0.9 | 0.9 | 0.6 | 0.5 | 0.05 | 0.05 | 0.05
NECB-C-Lighting | Lighting | FRACTION | Sat | 2014-01-01 | 2014-12-31 | Hourly | 0.05 | 0.05 | 0.05 | 0.05 | 0.05 | 0.05 | 0.05 | 0.05 | 0.5 | 0.9 | 0.9 | 0.9 | 0.9 | 0.9 | 0.9 | 0.9 | 0.9 | 0.9 | 0.9 | 0.6 | 0.5 | 0.05 | 0.05 | 0.05
NECB-C-Lighting | Lighting | FRACTION | Sun¦Hol | 2014-01-01 | 2014-12-31 | Hourly | 0.05 | 0.05 | 0.05 | 0.05 | 0.05 | 0.05 | 0.05 | 0.05 | 0.05 | 0.05 | 0.5 | 0.9 | 0.9 | 0.9 | 0.9 | 0.9 | 0.9 | 0.9 | 0.6 | 0.05 | 0.05 | 0.05 | 0.05 | 0.05
NECB-C-Occupancy | Occupancy | FRACTION | Default¦Wkdy | 2014-01-01 | 2014-12-31 | Hourly | 0 | 0 | 0 | 0 | 0 | 0 | 0 | 0 | 0.1 | 0.2 | 0.5 | 0.5 | 0.7 | 0.7 | 0.7 | 0.7 | 0.8 | 0.7 | 0.5 | 0.3 | 0.3 | 0 | 0 | 0 | NECB
NECB-C-Occupancy | Occupancy | FRACTION | Sat | 2014-01-01 | 2014-12-31 | Hourly | 0 | 0 | 0 | 0 | 0 | 0 | 0 | 0 | 0.1 | 0.2 | 0.5 | 0.6 | 0.8 | 0.9 | 0.9 | 0.9 | 0.8 | 0.7 | 0.5 | 0.2 | 0.2 | 0 | 0 | 0 | NECB
NECB-C-Occupancy | Occupancy | FRACTION | Sun¦Hol | 2014-01-01 | 2014-12-31 | Hourly | 0 | 0 | 0 | 0 | 0 | 0 | 0 | 0 | 0 | 0 | 0.1 | 0.2 | 0.2 | 0.4 | 0.4 | 0.4 | 0.4 | 0.4 | 0.2 | 0 | 0 | 0 | 0 | 0 | NECB
NECB-C-Processes | Processes | FRACTION | Default¦Wkdy | 2014-01-01 | 2014-12-31 | Hourly | 0.05 | 0.05 | 0.05 | 0.05 | 0.05 | 0.05 | 0.05 | 0.05 | 0.5 | 0.9 | 0.9 | 0.9 | 0.9 | 0.9 | 0.9 | 0.9 | 0.9 | 0.9 | 0.9 | 0.6 | 0.5 | 0.05 | 0.05 | 0.05
NECB-C-Processes | Processes | FRACTION | Sat | 2014-01-01 | 2014-12-31 | Hourly | 0.05 | 0.05 | 0.05 | 0.05 | 0.05 | 0.05 | 0.05 | 0.05 | 0.5 | 0.9 | 0.9 | 0.9 | 0.9 | 0.9 | 0.9 | 0.9 | 0.9 | 0.9 | 0.9 | 0.6 | 0.5 | 0.05 | 0.05 | 0.05
NECB-C-Processes | Processes | FRACTION | Sun¦Hol | 2014-01-01 | 2014-12-31 | Hourly | 0.05 | 0.05 | 0.05 | 0.05 | 0.05 | 0.05 | 0.05 | 0.05 | 0.05 | 0.05 | 0.5 | 0.9 | 0.9 | 0.9 | 0.9 | 0.9 | 0.9 | 0.9 | 0.6 | 0.05 | 0.05 | 0.05 | 0.05 | 0.05
NECB-C-Service Water Heating | Service Water Heating | FRACTION | Default¦Wkdy | 2014-01-01 | 2014-12-31 | Hourly | 0.05 | 0.05 | 0.05 | 0.05 | 0.05 | 0.05 | 0.05 | 0.05 | 0.1 | 0.2 | 0.3 | 0.4 | 0.8 | 0.8 | 0.8 | 0.8 | 0.6 | 0.4 | 0.3 | 0.2 | 0.2 | 0.05 | 0.05 | 0.05
NECB-C-Service Water Heating | Service Water Heating | FRACTION | Sat | 2014-01-01 | 2014-12-31 | Hourly | 0.05 | 0.05 | 0.05 | 0.05 | 0.05 | 0.05 | 0.05 | 0.05 | 0.1 | 0.2 | 0.3 | 0.5 | 0.9 | 0.9 | 0.9 | 0.9 | 0.7 | 0.5 | 0.3 | 0.2 | 0.2 | 0.05 | 0.05 | 0.05
NECB-C-Service Water Heating | Service Water Heating | FRACTION | Sun¦Hol | 2014-01-01 | 2014-12-31 | Hourly | 0.05 | 0.05 | 0.05 | 0.05 | 0.05 | 0.05 | 0.05 | 0.05 | 0.05 | 0.05 | 0.1 | 0.2 | 0.4 | 0.8 | 0.8 | 0.6 | 0.4 | 0.3 | 0.2 | 0.05 | 0.05 | 0.05 | 0.05 | 0.05
NECB-C-Thermostat Setpoint-Cooling | Thermostat Setpoint | TEMPERATURE | Default¦Wkdy | 2014-01-01 | 2014-12-31 | Hourly | 35 | 35 | 35 | 35 | 35 | 35 | 35 | 24 | 24 | 24 | 24 | 24 | 24 | 24 | 24 | 24 | 24 | 24 | 24 | 24 | 24 | 35 | 35 | 35
NECB-C-Thermostat Setpoint-Cooling | Thermostat Setpoint | TEMPERATURE | Sat | 2014-01-01 | 2014-12-31 | Hourly | 35 | 35 | 35 | 35 | 35 | 35 | 35 | 24 | 24 | 24 | 24 | 24 | 24 | 24 | 24 | 24 | 24 | 24 | 24 | 24 | 24 | 35 | 35 | 35
NECB-C-Thermostat Setpoint-Cooling | Thermostat Setpoint | TEMPERATURE | Sun¦Hol | 2014-01-01 | 2014-12-31 | Hourly | 35 | 35 | 35 | 35 | 35 | 35 | 35 | 35 | 35 | 24 | 24 | 24 | 24 | 24 | 24 | 24 | 24 | 24 | 24 | 35 | 35 | 35 | 35 | 35
NECB-C-Thermostat Setpoint-Heating | Thermostat Setpoint | TEMPERATURE | Default¦Wkdy | 2014-01-01 | 2014-12-31 | Hourly | 18 | 18 | 18 | 18 | 18 | 18 | 18 | 20 | 22 | 22 | 22 | 22 | 22 | 22 | 22 | 22 | 22 | 22 | 22 | 22 | 22 | 18 | 18 | 18
NECB-C-Thermostat Setpoint-Heating | Thermostat Setpoint | TEMPERATURE | Sat | 2014-01-01 | 2014-12-31 | Hourly | 18 | 18 | 18 | 18 | 18 | 18 | 18 | 20 | 22 | 22 | 22 | 22 | 22 | 22 | 22 | 22 | 22 | 22 | 22 | 22 | 22 | 18 | 18 | 18
NECB-C-Thermostat Setpoint-Heating | Thermostat Setpoint | TEMPERATURE | Sun¦Hol | 2014-01-01 | 2014-12-31 | Hourly | 18 | 18 | 18 | 18 | 18 | 18 | 18 | 18 | 18 | 20 | 22 | 22 | 22 | 22 | 22 | 22 | 22 | 22 | 22 | 18 | 18 | 18 | 18 | 18
NECB-D-Electric-Equipment | Equipment | FRACTION | Default¦Wkdy | 2014-01-01 | 2014-12-31 | Hourly | 0.05 | 0.05 | 0.05 | 0.05 | 0.05 | 0.05 | 0.05 | 0.05 | 0.3 | 0.9 | 0.9 | 0.9 | 0.9 | 0.9 | 0.9 | 0.9 | 0.7 | 0.5 | 0.5 | 0.7 | 0.7 | 0.7 | 0.3 | 0.05
NECB-D-Electric-Equipment | Equipment | FRACTION | Sat | 2014-01-01 | 2014-12-31 | Hourly | 0.05 | 0.05 | 0.05 | 0.05 | 0.05 | 0.05 | 0.05 | 0.05 | 0.05 | 0.05 | 0.05 | 0.05 | 0.05 | 0.05 | 0.05 | 0.05 | 0.05 | 0.05 | 0.05 | 0.05 | 0.05 | 0.05 | 0.05 | 0.05
NECB-D-Electric-Equipment | Equipment | FRACTION | Sun¦Hol | 2014-01-01 | 2014-12-31 | Hourly | 0.05 | 0.05 | 0.05 | 0.05 | 0.05 | 0.05 | 0.05 | 0.05 | 0.05 | 0.05 | 0.05 | 0.05 | 0.05 | 0.05 | 0.05 | 0.05 | 0.05 | 0.05 | 0.05 | 0.05 | 0.05 | 0.05 | 0.05 | 0.05
NECB-D-Fan | Fan | ON_OFF | Default¦Wkdy | 2014-01-01 | 2014-12-31 | Hourly | 0 | 0 | 0 | 0 | 0 | 0 | 0 | 1 | 1 | 1 | 1 | 1 | 1 | 1 | 1 | 1 | 1 | 1 | 1 | 1 | 1 | 1 | 1 | 0
NECB-D-Fan | Fan | ON_OFF | Sat | 2014-01-01 | 2014-12-31 | Hourly | 0 | 0 | 0 | 0 | 0 | 0 | 0 | 0 | 0 | 0 | 0 | 0 | 0 | 0 | 0 | 0 | 0 | 0 | 0 | 0 | 0 | 0 | 0 | 0
NECB-D-Fan | Fan | ON_OFF | Sun¦Hol | 2014-01-01 | 2014-12-31 | Hourly | 0 | 0 | 0 | 0 | 0 | 0 | 0 | 0 | 0 | 0 | 0 | 0 | 0 | 0 | 0 | 0 | 0 | 0 | 0 | 0 | 0 | 0 | 0 | 0
NECB-D-Lighting | Lighting | FRACTION | Default¦Wkdy | 2014-01-01 | 2014-12-31 | Hourly | 0.05 | 0.05 | 0.05 | 0.05 | 0.05 | 0.05 | 0.05 | 0.05 | 0.3 | 0.9 | 0.9 | 0.9 | 0.9 | 0.9 | 0.9 | 0.9 | 0.7 | 0.5 | 0.5 | 0.7 | 0.7 | 0.7 | 0.3 | 0.05
NECB-D-Lighting | Lighting | FRACTION | Sat | 2014-01-01 | 2014-12-31 | Hourly | 0.05 | 0.05 | 0.05 | 0.05 | 0.05 | 0.05 | 0.05 | 0.05 | 0.05 | 0.05 | 0.05 | 0.05 | 0.05 | 0.05 | 0.05 | 0.05 | 0.05 | 0.05 | 0.05 | 0.05 | 0.05 | 0.05 | 0.05 | 0.05
NECB-D-Lighting | Lighting | FRACTION | Sun¦Hol | 2014-01-01 | 2014-12-31 | Hourly | 0.05 | 0.05 | 0.05 | 0.05 | 0.05 | 0.05 | 0.05 | 0.05 | 0.05 | 0.05 | 0.05 | 0.05 | 0.05 | 0.05 | 0.05 | 0.05 | 0.05 | 0.05 | 0.05 | 0.05 | 0.05 | 0.05 | 0.05 | 0.05
NECB-D-Occupancy | Occupancy | FRACTION | Default¦Wkdy | 2014-01-01 | 2014-12-31 | Hourly | 0 | 0 | 0 | 0 | 0 | 0 | 0 | 0 | 0.1 | 0.9 | 0.9 | 0.9 | 0.8 | 0.8 | 0.8 | 0.8 | 0.5 | 0.2 | 0.1 | 0.3 | 0.3 | 0.3 | 0.1 | 0 | NECB
NECB-D-Occupancy | Occupancy | FRACTION | Sat | 2014-01-01 | 2014-12-31 | Hourly | 0 | 0 | 0 | 0 | 0 | 0 | 0 | 0 | 0 | 0 | 0 | 0 | 0 | 0 | 0 | 0 | 0 | 0 | 0 | 0 | 0 | 0 | 0 | 0 | NECB
NECB-D-Occupancy | Occupancy | FRACTION | Sun¦Hol | 2014-01-01 | 2014-12-31 | Hourly | 0 | 0 | 0 | 0 | 0 | 0 | 0 | 0 | 0 | 0 | 0 | 0 | 0 | 0 | 0 | 0 | 0 | 0 | 0 | 0 | 0 | 0 | 0 | 0 | NECB
NECB-D-Processes | Processes | FRACTION | Default¦Wkdy | 2014-01-01 | 2014-12-31 | Hourly | 0.05 | 0.05 | 0.05 | 0.05 | 0.05 | 0.05 | 0.05 | 0.05 | 0.3 | 0.9 | 0.9 | 0.9 | 0.9 | 0.9 | 0.9 | 0.9 | 0.7 | 0.5 | 0.5 | 0.7 | 0.7 | 0.7 | 0.3 | 0.05
NECB-D-Processes | Processes | FRACTION | Sat | 2014-01-01 | 2014-12-31 | Hourly | 0.05 | 0.05 | 0.05 | 0.05 | 0.05 | 0.05 | 0.05 | 0.05 | 0.05 | 0.05 | 0.05 | 0.05 | 0.05 | 0.05 | 0.05 | 0.05 | 0.05 | 0.05 | 0.05 | 0.05 | 0.05 | 0.05 | 0.05 | 0.05
NECB-D-Processes | Processes | FRACTION | Sun¦Hol | 2014-01-01 | 2014-12-31 | Hourly | 0.05 | 0.05 | 0.05 | 0.05 | 0.05 | 0.05 | 0.05 | 0.05 | 0.05 | 0.05 | 0.05 | 0.05 | 0.05 | 0.05 | 0.05 | 0.05 | 0.05 | 0.05 | 0.05 | 0.05 | 0.05 | 0.05 | 0.05 | 0.05
NECB-D-Service Water Heating | Service Water Heating | FRACTION | Default¦Wkdy | 2014-01-01 | 2014-12-31 | Hourly | 0.05 | 0.05 | 0.05 | 0.05 | 0.05 | 0.05 | 0.05 | 0.05 | 0.5 | 0.5 | 0.9 | 0.9 | 0.9 | 0.9 | 0.9 | 0.9 | 0.7 | 0.3 | 0.5 | 0.5 | 0.5 | 0.3 | 0.05 | 0.05
NECB-D-Service Water Heating | Service Water Heating | FRACTION | Sat | 2014-01-01 | 2014-12-31 | Hourly | 0.05 | 0.05 | 0.05 | 0.05 | 0.05 | 0.05 | 0.05 | 0.05 | 0.05 | 0.05 | 0.05 | 0.05 | 0.05 | 0.05 | 0.05 | 0.05 | 0.05 | 0.05 | 0.05 | 0.05 | 0.05 | 0.05 | 0.05 | 0.05
NECB-D-Service Water Heating | Service Water Heating | FRACTION | Sun¦Hol | 2014-01-01 | 2014-12-31 | Hourly | 0.05 | 0.05 | 0.05 | 0.05 | 0.05 | 0.05 | 0.05 | 0.05 | 0.05 | 0.05 | 0.05 | 0.05 | 0.05 | 0.05 | 0.05 | 0.05 | 0.05 | 0.05 | 0.05 | 0.05 | 0.05 | 0.05 | 0.05 | 0.05
NECB-D-Thermostat Setpoint-Cooling | Thermostat Setpoint | TEMPERATURE | Default¦Wkdy | 2014-01-01 | 2014-12-31 | Hourly | 35 | 35 | 35 | 35 | 35 | 35 | 35 | 24 | 24 | 24 | 24 | 24 | 24 | 24 | 24 | 24 | 24 | 24 | 24 | 24 | 24 | 24 | 24 | 35
NECB-D-Thermostat Setpoint-Cooling | Thermostat Setpoint | TEMPERATURE | Sat | 2014-01-01 | 2014-12-31 | Hourly | 35 | 35 | 35 | 35 | 35 | 35 | 35 | 35 | 35 | 35 | 35 | 35 | 35 | 35 | 35 | 35 | 35 | 35 | 35 | 35 | 35 | 35 | 35 | 35
NECB-D-Thermostat Setpoint-Cooling | Thermostat Setpoint | TEMPERATURE | Sun¦Hol | 2014-01-01 | 2014-12-31 | Hourly | 35 | 35 | 35 | 35 | 35 | 35 | 35 | 35 | 35 | 35 | 35 | 35 | 35 | 35 | 35 | 35 | 35 | 35 | 35 | 35 | 35 | 35 | 35 | 35
NECB-D-Thermostat Setpoint-Heating | Thermostat Setpoint | TEMPERATURE | Default¦Wkdy | 2014-01-01 | 2014-12-31 | Hourly | 18 | 18 | 18 | 18 | 18 | 18 | 18 | 20 | 22 | 22 | 22 | 22 | 22 | 22 | 22 | 22 | 22 | 22 | 22 | 22 | 22 | 22 | 22 | 18
NECB-D-Thermostat Setpoint-Heating | Thermostat Setpoint | TEMPERATURE | Sat | 2014-01-01 | 2014-12-31 | Hourly | 18 | 18 | 18 | 18 | 18 | 18 | 18 | 18 | 18 | 18 | 18 | 18 | 18 | 18 | 18 | 18 | 18 | 18 | 18 | 18 | 18 | 18 | 18 | 18
NECB-D-Thermostat Setpoint-Heating | Thermostat Setpoint | TEMPERATURE | Sun¦Hol | 2014-01-01 | 2014-12-31 | Hourly | 18 | 18 | 18 | 18 | 18 | 18 | 18 | 18 | 18 | 18 | 18 | 18 | 18 | 18 | 18 | 18 | 18 | 18 | 18 | 18 | 18 | 18 | 18 | 18
NECB-E-Electric-Equipment | Equipment | FRACTION | Default¦Wkdy | 2014-01-01 | 2014-12-31 | Hourly | 0.05 | 0.05 | 0.05 | 0.05 | 0.05 | 0.05 | 0.05 | 0.05 | 0.4 | 0.7 | 0.9 | 0.9 | 0.9 | 0.9 | 0.9 | 0.9 | 0.9 | 0.9 | 0.4 | 0.05 | 0.05 | 0.05 | 0.05 | 0.05
NECB-E-Electric-Equipment | Equipment | FRACTION | Sat | 2014-01-01 | 2014-12-31 | Hourly | 0.05 | 0.05 | 0.05 | 0.05 | 0.05 | 0.05 | 0.05 | 0.05 | 0.05 | 0.5 | 0.9 | 0.9 | 0.9 | 0.9 | 0.9 | 0.7 | 0.5 | 0.05 | 0.05 | 0.05 | 0.05 | 0.05 | 0.05 | 0.05
NECB-E-Electric-Equipment | Equipment | FRACTION | Sun¦Hol | 2014-01-01 | 2014-12-31 | Hourly | 0.05 | 0.05 | 0.05 | 0.05 | 0.05 | 0.05 | 0.05 | 0.05 | 0.05 | 0.05 | 0.05 | 0.05 | 0.05 | 0.05 | 0.05 | 0.05 | 0.05 | 0.05 | 0.05 | 0.05 | 0.05 | 0.05 | 0.05 | 0.05
NECB-E-Fan | Fan | ON_OFF | Default¦Wkdy | 2014-01-01 | 2014-12-31 | Hourly | 0 | 0 | 0 | 0 | 0 | 0 | 0 | 1 | 1 | 1 | 1 | 1 | 1 | 1 | 1 | 1 | 1 | 1 | 1 | 0 | 0 | 0 | 0 | 0
NECB-E-Fan | Fan | ON_OFF | Sat | 2014-01-01 | 2014-12-31 | Hourly | 0 | 0 | 0 | 0 | 0 | 0 | 0 | 0 | 1 | 1 | 1 | 1 | 1 | 1 | 1 | 1 | 1 | 0 | 0 | 0 | 0 | 0 | 0 | 0
NECB-E-Fan | Fan | ON_OFF | Sun¦Hol | 2014-01-01 | 2014-12-31 | Hourly | 0 | 0 | 0 | 0 | 0 | 0 | 0 | 0 | 0 | 0 | 0 | 0 | 0 | 0 | 0 | 0 | 0 | 0 | 0 | 0 | 0 | 0 | 0 | 0
NECB-E-Lighting | Lighting | FRACTION | Default¦Wkdy | 2014-01-01 | 2014-12-31 | Hourly | 0.05 | 0.05 | 0.05 | 0.05 | 0.05 | 0.05 | 0.05 | 0.05 | 0.4 | 0.7 | 0.9 | 0.9 | 0.9 | 0.9 | 0.9 | 0.9 | 0.9 | 0.9 | 0.4 | 0.05 | 0.05 | 0.05 | 0.05 | 0.05
NECB-E-Lighting | Lighting | FRACTION | Sat | 2014-01-01 | 2014-12-31 | Hourly | 0.05 | 0.05 | 0.05 | 0.05 | 0.05 | 0.05 | 0.05 | 0.05 | 0.05 | 0.5 | 0.9 | 0.9 | 0.9 | 0.9 | 0.9 | 0.7 | 0.5 | 0.05 | 0.05 | 0.05 | 0.05 | 0.05 | 0.05 | 0.05
NECB-E-Lighting | Lighting | FRACTION | Sun¦Hol | 2014-01-01 | 2014-12-31 | Hourly | 0.05 | 0.05 | 0.05 | 0.05 | 0.05 | 0.05 | 0.05 | 0.05 | 0.05 | 0.05 | 0.05 | 0.05 | 0.05 | 0.05 | 0.05 | 0.05 | 0.05 | 0.05 | 0.05 | 0.05 | 0.05 | 0.05 | 0.05 | 0.05
NECB-E-Occupancy | Occupancy | FRACTION | Default¦Wkdy | 2014-01-01 | 2014-12-31 | Hourly | 0 | 0 | 0 | 0 | 0 | 0 | 0 | 0 | 0.2 | 0.7 | 0.9 | 0.9 | 0.9 | 0.9 | 0.5 | 0.9 | 0.8 | 0.8 | 0.2 | 0 | 0 | 0 | 0 | 0 | NECB
NECB-E-Occupancy | Occupancy | FRACTION | Sat | 2014-01-01 | 2014-12-31 | Hourly | 0 | 0 | 0 | 0 | 0 | 0 | 0 | 0 | 0 | 0.2 | 0.2 | 0.2 | 0.2 | 0.1 | 0.1 | 0.1 | 0.1 | 0 | 0 | 0 | 0 | 0 | 0 | 0 | NECB
NECB-E-Occupancy | Occupancy | FRACTION | Sun¦Hol | 2014-01-01 | 2014-12-31 | Hourly | 0 | 0 | 0 | 0 | 0 | 0 | 0 | 0 | 0 | 0 | 0 | 0 | 0 | 0 | 0 | 0 | 0 | 0 | 0 | 0 | 0 | 0 | 0 | 0 | NECB
NECB-E-Processes | Processes | FRACTION | Default¦Wkdy | 2014-01-01 | 2014-12-31 | Hourly | 0.05 | 0.05 | 0.05 | 0.05 | 0.05 | 0.05 | 0.05 | 0.05 | 0.4 | 0.7 | 0.9 | 0.9 | 0.9 | 0.9 | 0.9 | 0.9 | 0.9 | 0.9 | 0.4 | 0.05 | 0.05 | 0.05 | 0.05 | 0.05
NECB-E-Processes | Processes | FRACTION | Sat | 2014-01-01 | 2014-12-31 | Hourly | 0.05 | 0.05 | 0.05 | 0.05 | 0.05 | 0.05 | 0.05 | 0.05 | 0.05 | 0.5 | 0.9 | 0.9 | 0.9 | 0.9 | 0.9 | 0.7 | 0.5 | 0.05 | 0.05 | 0.05 | 0.05 | 0.05 | 0.05 | 0.05
NECB-E-Processes | Processes | FRACTION | Sun¦Hol | 2014-01-01 | 2014-12-31 | Hourly | 0.05 | 0.05 | 0.05 | 0.05 | 0.05 | 0.05 | 0.05 | 0.05 | 0.05 | 0.05 | 0.05 | 0.05 | 0.05 | 0.05 | 0.05 | 0.05 | 0.05 | 0.05 | 0.05 | 0.05 | 0.05 | 0.05 | 0.05 | 0.05
NECB-E-Service Water Heating | Service Water Heating | FRACTION | Default¦Wkdy | 2014-01-01 | 2014-12-31 | Hourly | 0.05 | 0.05 | 0.05 | 0.05 | 0.05 | 0.05 | 0.05 | 0.05 | 0.1 | 0.4 | 0.5 | 0.5 | 0.7 | 0.9 | 0.8 | 0.7 | 0.8 | 0.3 | 0.05 | 0.05 | 0.05 | 0.05 | 0.05 | 0.05
NECB-E-Service Water Heating | Service Water Heating | FRACTION | Sat | 2014-01-01 | 2014-12-31 | Hourly | 0.05 | 0.05 | 0.05 | 0.05 | 0.05 | 0.05 | 0.05 | 0.05 | 0.05 | 0.05 | 0.2 | 0.2 | 0.4 | 0.2 | 0.2 | 0.2 | 0.05 | 0.05 | 0.05 | 0.05 | 0.05 | 0.05 | 0.05 | 0.05
NECB-E-Service Water Heating | Service Water Heating | FRACTION | Sun¦Hol | 2014-01-01 | 2014-12-31 | Hourly | 0.05 | 0.05 | 0.05 | 0.05 | 0.05 | 0.05 | 0.05 | 0.05 | 0.05 | 0.05 | 0.05 | 0.05 | 0.05 | 0.05 | 0.05 | 0.05 | 0.05 | 0.05 | 0.05 | 0.05 | 0.05 | 0.05 | 0.05 | 0.05
NECB-E-Thermostat Setpoint-Cooling | Thermostat Setpoint | TEMPERATURE | Default¦Wkdy | 2014-01-01 | 2014-12-31 | Hourly | 35 | 35 | 35 | 35 | 35 | 35 | 35 | 24 | 24 | 24 | 24 | 24 | 24 | 24 | 24 | 24 | 24 | 24 | 24 | 35 | 35 | 35 | 35 | 35
NECB-E-Thermostat Setpoint-Cooling | Thermostat Setpoint | TEMPERATURE | Sat | 2014-01-01 | 2014-12-31 | Hourly | 35 | 35 | 35 | 35 | 35 | 35 | 35 | 35 | 24 | 24 | 24 | 24 | 24 | 24 | 24 | 24 | 24 | 35 | 35 | 35 | 35 | 35 | 35 | 35
NECB-E-Thermostat Setpoint-Cooling | Thermostat Setpoint | TEMPERATURE | Sun¦Hol | 2014-01-01 | 2014-12-31 | Hourly | 35 | 35 | 35 | 35 | 35 | 35 | 35 | 35 | 35 | 35 | 35 | 35 | 35 | 35 | 35 | 35 | 35 | 35 | 35 | 35 | 35 | 35 | 35 | 35
NECB-E-Thermostat Setpoint-Heating | Thermostat Setpoint | TEMPERATURE | Default¦Wkdy | 2014-01-01 | 2014-12-31 | Hourly | 18 | 18 | 18 | 18 | 18 | 18 | 18 | 20 | 22 | 22 | 22 | 22 | 22 | 22 | 22 | 22 | 22 | 22 | 22 | 18 | 18 | 18 | 18 | 18
NECB-E-Thermostat Setpoint-Heating | Thermostat Setpoint | TEMPERATURE | Sat | 2014-01-01 | 2014-12-31 | Hourly | 18 | 18 | 18 | 18 | 18 | 18 | 18 | 18 | 20 | 22 | 22 | 22 | 22 | 22 | 22 | 22 | 22 | 18 | 18 | 18 | 18 | 18 | 18 | 18
NECB-E-Thermostat Setpoint-Heating | Thermostat Setpoint | TEMPERATURE | Sun¦Hol | 2014-01-01 | 2014-12-31 | Hourly | 18 | 18 | 18 | 18 | 18 | 18 | 18 | 18 | 18 | 18 | 18 | 18 | 18 | 18 | 18 | 18 | 18 | 18 | 18 | 18 | 18 | 18 | 18 | 18
NECB-F-Electric-Equipment | Equipment | FRACTION | Default¦Wkdy | 2014-01-01 | 2014-12-31 | Hourly | 0.3 | 0.2 | 0.2 | 0.1 | 0.1 | 0.1 | 0.2 | 0.4 | 0.5 | 0.4 | 0.4 | 0.3 | 0.2 | 0.2 | 0.2 | 0.2 | 0.2 | 0.2 | 0.2 | 0.6 | 0.8 | 0.9 | 0.8 | 0.6
NECB-F-Electric-Equipment | Equipment | FRACTION | Sat | 2014-01-01 | 2014-12-31 | Hourly | 0.3 | 0.2 | 0.2 | 0.1 | 0.1 | 0.1 | 0.1 | 0.3 | 0.3 | 0.4 | 0.4 | 0.3 | 0.2 | 0.2 | 0.2 | 0.2 | 0.2 | 0.2 | 0.2 | 0.6 | 0.7 | 0.7 | 0.7 | 0.6
NECB-F-Electric-Equipment | Equipment | FRACTION | Sun¦Hol | 2014-01-01 | 2014-12-31 | Hourly | 0.3 | 0.3 | 0.3 | 0.2 | 0.2 | 0.2 | 0.2 | 0.3 | 0.4 | 0.4 | 0.3 | 0.3 | 0.3 | 0.3 | 0.2 | 0.2 | 0.2 | 0.2 | 0.2 | 0.5 | 0.7 | 0.8 | 0.6 | 0.5
NECB-F-Fan | Fan | ON_OFF | Default¦Wkdy | 2014-01-01 | 2014-12-31 | Hourly | 1 | 1 | 1 | 1 | 1 | 1 | 1 | 1 | 1 | 1 | 1 | 1 | 1 | 1 | 1 | 1 | 1 | 1 | 1 | 1 | 1 | 1 | 1 | 1
NECB-F-Fan | Fan | ON_OFF | Sat | 2014-01-01 | 2014-12-31 | Hourly | 1 | 1 | 1 | 1 | 1 | 1 | 1 | 1 | 1 | 1 | 1 | 1 | 1 | 1 | 1 | 1 | 1 | 1 | 1 | 1 | 1 | 1 | 1 | 1
NECB-F-Fan | Fan | ON_OFF | Sun¦Hol | 2014-01-01 | 2014-12-31 | Hourly | 1 | 1 | 1 | 1 | 1 | 1 | 1 | 1 | 1 | 1 | 1 | 1 | 1 | 1 | 1 | 1 | 1 | 1 | 1 | 1 | 1 | 1 | 1 | 1
NECB-F-Lighting | Lighting | FRACTION | Default¦Wkdy | 2014-01-01 | 2014-12-31 | Hourly | 0.3 | 0.2 | 0.2 | 0.1 | 0.1 | 0.1 | 0.2 | 0.4 | 0.5 | 0.4 | 0.4 | 0.3 | 0.2 | 0.2 | 0.2 | 0.2 | 0.2 | 0.2 | 0.2 | 0.6 | 0.8 | 0.9 | 0.8 | 0.6
NECB-F-Lighting | Lighting | FRACTION | Sat | 2014-01-01 | 2014-12-31 | Hourly | 0.3 | 0.2 | 0.2 | 0.1 | 0.1 | 0.1 | 0.1 | 0.3 | 0.3 | 0.4 | 0.4 | 0.3 | 0.2 | 0.2 | 0.2 | 0.2 | 0.2 | 0.2 | 0.2 | 0.6 | 0.7 | 0.7 | 0.7 | 0.6
NECB-F-Lighting | Lighting | FRACTION | Sun¦Hol | 2014-01-01 | 2014-12-31 | Hourly | 0.3 | 0.3 | 0.3 | 0.2 | 0.2 | 0.2 | 0.2 | 0.3 | 0.4 | 0.4 | 0.3 | 0.3 | 0.3 | 0.3 | 0.2 | 0.2 | 0.2 | 0.2 | 0.2 | 0.5 | 0.7 | 0.8 | 0.6 | 0.5
NECB-F-Occupancy | Occupancy | FRACTION | Default¦Wkdy | 2014-01-01 | 2014-12-31 | Hourly | 0.9 | 0.9 | 0.9 | 0.9 | 0.9 | 0.9 | 0.9 | 0.7 | 0.4 | 0.4 | 0.2 | 0.2 | 0.2 | 0.2 | 0.2 | 0.2 | 0.3 | 0.5 | 0.5 | 0.5 | 0.7 | 0.7 | 0.8 | 0.9 | NECB
NECB-F-Occupancy | Occupancy | FRACTION | Sat | 2014-01-01 | 2014-12-31 | Hourly | 0.7 | 0.9 | 0.9 | 0.9 | 0.9 | 0.9 | 0.9 | 0.7 | 0.5 | 0.5 | 0.3 | 0.3 | 0.3 | 0.3 | 0.3 | 0.3 | 0.3 | 0.3 | 0.5 | 0.6 | 0.6 | 0.6 | 0.7 | 0.7 | NECB
NECB-F-Occupancy | Occupancy | FRACTION | Sun¦Hol | 2014-01-01 | 2014-12-31 | Hourly | 0.8 | 0.7 | 0.7 | 0.7 | 0.7 | 0.7 | 0.7 | 0.7 | 0.7 | 0.5 | 0.5 | 0.5 | 0.3 | 0.3 | 0.2 | 0.2 | 0.2 | 0.3 | 0.4 | 0.4 | 0.6 | 0.6 | 0.8 | 0.8 | NECB
NECB-F-Processes | Processes | FRACTION | Default¦Wkdy | 2014-01-01 | 2014-12-31 | Hourly | 0.3 | 0.2 | 0.2 | 0.1 | 0.1 | 0.1 | 0.2 | 0.4 | 0.5 | 0.4 | 0.4 | 0.3 | 0.2 | 0.2 | 0.2 | 0.2 | 0.2 | 0.2 | 0.2 | 0.6 | 0.8 | 0.9 | 0.8 | 0.6
NECB-F-Processes | Processes | FRACTION | Sat | 2014-01-01 | 2014-12-31 | Hourly | 0.3 | 0.2 | 0.2 | 0.1 | 0.1 | 0.1 | 0.1 | 0.3 | 0.3 | 0.4 | 0.4 | 0.3 | 0.2 | 0.2 | 0.2 | 0.2 | 0.2 | 0.2 | 0.2 | 0.6 | 0.7 | 0.7 | 0.7 | 0.6
NECB-F-Processes | Processes | FRACTION | Sun¦Hol | 2014-01-01 | 2014-12-31 | Hourly | 0.3 | 0.3 | 0.3 | 0.2 | 0.2 | 0.2 | 0.2 | 0.3 | 0.4 | 0.4 | 0.3 | 0.3 | 0.3 | 0.3 | 0.2 | 0.2 | 0.2 | 0.2 | 0.2 | 0.5 | 0.7 | 0.8 | 0.6 | 0.5
NECB-F-Service Water Heating | Service Water Heating | FRACTION | Default¦Wkdy | 2014-01-01 | 2014-12-31 | Hourly | 0.5 | 0.3 | 0.2 | 0.1 | 0.1 | 0.2 | 0.4 | 0.6 | 0.9 | 0.7 | 0.5 | 0.5 | 0.4 | 0.5 | 0.4 | 0.3 | 0.3 | 0.3 | 0.3 | 0.5 | 0.7 | 0.7 | 0.7 | 0.7
NECB-F-Service Water Heating | Service Water Heating | FRACTION | Sat | 2014-01-01 | 2014-12-31 | Hourly | 0.5 | 0.3 | 0.2 | 0.1 | 0.1 | 0.2 | 0.4 | 0.5 | 0.8 | 0.6 | 0.5 | 0.5 | 0.5 | 0.5 | 0.5 | 0.4 | 0.3 | 0.3 | 0.3 | 0.5 | 0.7 | 0.7 | 0.7 | 0.7
NECB-F-Service Water Heating | Service Water Heating | FRACTION | Sun¦Hol | 2014-01-01 | 2014-12-31 | Hourly | 0.5 | 0.3 | 0.2 | 0.1 | 0.1 | 0.2 | 0.4 | 0.4 | 0.6 | 0.9 | 0.7 | 0.5 | 0.5 | 0.5 | 0.4 | 0.3 | 0.3 | 0.3 | 0.3 | 0.4 | 0.6 | 0.6 | 0.6 | 0.6
NECB-F-Thermostat Setpoint-Cooling | Thermostat Setpoint | TEMPERATURE | Default¦Wkdy | 2014-01-01 | 2014-12-31 | Hourly | 24 | 24 | 24 | 24 | 24 | 24 | 24 | 24 | 24 | 24 | 24 | 24 | 24 | 24 | 24 | 24 | 24 | 24 | 24 | 24 | 24 | 24 | 24 | 24
NECB-F-Thermostat Setpoint-Cooling | Thermostat Setpoint | TEMPERATURE | Sat | 2014-01-01 | 2014-12-31 | Hourly | 24 | 24 | 24 | 24 | 24 | 24 | 24 | 24 | 24 | 24 | 24 | 24 | 24 | 24 | 24 | 24 | 24 | 24 | 24 | 24 | 24 | 24 | 24 | 24
NECB-F-Thermostat Setpoint-Cooling | Thermostat Setpoint | TEMPERATURE | Sun¦Hol | 2014-01-01 | 2014-12-31 | Hourly | 24 | 24 | 24 | 24 | 24 | 24 | 24 | 24 | 24 | 24 | 24 | 24 | 24 | 24 | 24 | 24 | 24 | 24 | 24 | 24 | 24 | 24 | 24 | 24
NECB-F-Thermostat Setpoint-Heating | Thermostat Setpoint | TEMPERATURE | Default¦Wkdy | 2014-01-01 | 2014-12-31 | Hourly | 22 | 18 | 18 | 18 | 18 | 18 | 18 | 20 | 22 | 22 | 22 | 22 | 22 | 22 | 22 | 22 | 22 | 22 | 22 | 22 | 22 | 22 | 22 | 22
NECB-F-Thermostat Setpoint-Heating | Thermostat Setpoint | TEMPERATURE | Sat | 2014-01-01 | 2014-12-31 | Hourly | 22 | 18 | 18 | 18 | 18 | 18 | 18 | 20 | 22 | 22 | 22 | 22 | 22 | 22 | 22 | 22 | 22 | 22 | 22 | 22 | 22 | 22 | 22 | 22
NECB-F-Thermostat Setpoint-Heating | Thermostat Setpoint | TEMPERATURE | Sun¦Hol | 2014-01-01 | 2014-12-31 | Hourly | 22 | 18 | 18 | 18 | 18 | 18 | 18 | 20 | 22 | 22 | 22 | 22 | 22 | 22 | 22 | 22 | 22 | 22 | 22 | 22 | 22 | 22 | 22 | 22
NECB-G-Electric-Equipment | Equipment | FRACTION | Default¦Wkdy | 2014-01-01 | 2014-12-31 | Hourly | 0.3 | 0.2 | 0.2 | 0.2 | 0.2 | 0.2 | 0.2 | 0.8 | 0.8 | 0.4 | 0.4 | 0.4 | 0.4 | 0.4 | 0.4 | 0.4 | 0.5 | 0.2 | 0.9 | 0.9 | 0.7 | 0.5 | 0.5 | 0.5
NECB-G-Electric-Equipment | Equipment | FRACTION | Sat | 2014-01-01 | 2014-12-31 | Hourly | 0.3 | 0.2 | 0.2 | 0.2 | 0.2 | 0.2 | 0.2 | 0.8 | 0.8 | 0.4 | 0.4 | 0.4 | 0.4 | 0.4 | 0.4 | 0.4 | 0.5 | 0.2 | 0.9 | 0.9 | 0.7 | 0.5 | 0.5 | 0.5
NECB-G-Electric-Equipment | Equipment | FRACTION | Sun¦Hol | 2014-01-01 | 2014-12-31 | Hourly | 0.3 | 0.2 | 0.2 | 0.2 | 0.2 | 0.2 | 0.2 | 0.8 | 0.8 | 0.4 | 0.4 | 0.4 | 0.4 | 0.4 | 0.4 | 0.4 | 0.5 | 0.2 | 0.9 | 0.9 | 0.7 | 0.5 | 0.5 | 0.5
NECB-G-Fan | Fan | ON_OFF | Default¦Wkdy | 2014-01-01 | 2014-12-31 | Hourly | 1 | 1 | 1 | 1 | 1 | 1 | 1 | 1 | 1 | 1 | 1 | 1 | 1 | 1 | 1 | 1 | 1 | 1 | 1 | 1 | 1 | 1 | 1 | 1
NECB-G-Fan | Fan | ON_OFF | Sat | 2014-01-01 | 2014-12-31 | Hourly | 1 | 1 | 1 | 1 | 1 | 1 | 1 | 1 | 1 | 1 | 1 | 1 | 1 | 1 | 1 | 1 | 1 | 1 | 1 | 1 | 1 | 1 | 1 | 1
NECB-G-Fan | Fan | ON_OFF | Sun¦Hol | 2014-01-01 | 2014-12-31 | Hourly | 1 | 1 | 1 | 1 | 1 | 1 | 1 | 1 | 1 | 1 | 1 | 1 | 1 | 1 | 1 | 1 | 1 | 1 | 1 | 1 | 1 | 1 | 1 | 1
NECB-G-Lighting | Lighting | FRACTION | Default¦Wkdy | 2014-01-01 | 2014-12-31 | Hourly | 0.3 | 0 | 0 | 0 | 0 | 0 | 0.2 | 0.5 | 0.5 | 0 | 0 | 0 | 0 | 0 | 0 | 0 | 0 | 0 | 0 | 0.9 | 0.9 | 0.9 | 0.8 | 0.6
NECB-G-Lighting | Lighting | FRACTION | Sat | 2014-01-01 | 2014-12-31 | Hourly | 0.3 | 0 | 0 | 0 | 0 | 0 | 0.2 | 0.5 | 0.5 | 0 | 0 | 0 | 0 | 0 | 0 | 0 | 0 | 0 | 0 | 0.9 | 0.9 | 0.9 | 0.8 | 0.6
NECB-G-Lighting | Lighting | FRACTION | Sun¦Hol | 2014-01-01 | 2014-12-31 | Hourly | 0.3 | 0 | 0 | 0 | 0 | 0 | 0.2 | 0.5 | 0.5 | 0 | 0 | 0 | 0 | 0 | 0 | 0 | 0 | 0 | 0 | 0.9 | 0.9 | 0.9 | 0.8 | 0.6
NECB-G-Occupancy | Occupancy | FRACTION | Default¦Wkdy | 2014-01-01 | 2014-12-31 | Hourly | 0.9 | 0.9 | 0.9 | 0.9 | 0.9 | 0.9 | 0.9 | 0.7 | 0.4 | 0.3 | 0.3 | 0.3 | 0.3 | 0.3 | 0.3 | 0.3 | 0.3 | 0.5 | 0.9 | 0.9 | 0.9 | 0.9 | 0.9 | 0.9 | NECB
NECB-G-Occupancy | Occupancy | FRACTION | Sat | 2014-01-01 | 2014-12-31 | Hourly | 0.9 | 0.9 | 0.9 | 0.9 | 0.9 | 0.9 | 0.9 | 0.7 | 0.5 | 0.5 | 0.5 | 0.5 | 0.5 | 0.5 | 0.5 | 0.5 | 0.5 | 0.7 | 0.9 | 0.9 | 0.9 | 0.9 | 0.9 | 0.9 | NECB
NECB-G-Occupancy | Occupancy | FRACTION | Sun¦Hol | 2014-01-01 | 2014-12-31 | Hourly | 0.9 | 0.9 | 0.9 | 0.9 | 0.9 | 0.9 | 0.9 | 0.7 | 0.5 | 0.5 | 0.5 | 0.5 | 0.5 | 0.5 | 0.5 | 0.5 | 0.5 | 0.7 | 0.9 | 0.9 | 0.9 | 0.9 | 0.9 | 0.9 | NECB
NECB-G-Processes | Processes | FRACTION | Default¦Wkdy | 2014-01-01 | 2014-12-31 | Hourly | 0.3 | 0.2 | 0.2 | 0.2 | 0.2 | 0.2 | 0.2 | 0.8 | 0.8 | 0.4 | 0.4 | 0.4 | 0.4 | 0.4 | 0.4 | 0.4 | 0.5 | 0.2 | 0.9 | 0.9 | 0.7 | 0.5 | 0.5 | 0.5
NECB-G-Processes | Processes | FRACTION | Sat | 2014-01-01 | 2014-12-31 | Hourly | 0.3 | 0.2 | 0.2 | 0.2 | 0.2 | 0.2 | 0.2 | 0.8 | 0.8 | 0.4 | 0.4 | 0.4 | 0.4 | 0.4 | 0.4 | 0.4 | 0.5 | 0.2 | 0.9 | 0.9 | 0.7 | 0.5 | 0.5 | 0.5
NECB-G-Processes | Processes | FRACTION | Sun¦Hol | 2014-01-01 | 2014-12-31 | Hourly | 0.3 | 0.2 | 0.2 | 0.2 | 0.2 | 0.2 | 0.2 | 0.8 | 0.8 | 0.4 | 0.4 | 0.4 | 0.4 | 0.4 | 0.4 | 0.4 | 0.5 | 0.2 | 0.9 | 0.9 | 0.7 | 0.5 | 0.5 | 0.5
NECB-G-Service Water Heating | Service Water Heating | FRACTION | Default¦Wkdy | 2014-01-01 | 2014-12-31 | Hourly | 0.1 | 0.05 | 0.05 | 0.05 | 0.05 | 0.05 | 0.2 | 0.8 | 0.7 | 0.5 | 0.4 | 0.2 | 0.2 | 0.2 | 0.3 | 0.5 | 0.5 | 0.7 | 0.7 | 0.4 | 0.4 | 0.2 | 0.2 | 0.1
NECB-G-Service Water Heating | Service Water Heating | FRACTION | Sat | 2014-01-01 | 2014-12-31 | Hourly | 0.1 | 0.05 | 0.05 | 0.05 | 0.05 | 0.05 | 0.05 | 0.2 | 0.5 | 0.5 | 0.5 | 0.3 | 0.3 | 0.3 | 0.3 | 0.7 | 0.9 | 0.7 | 0.7 | 0.6 | 0.5 | 0.4 | 0.3 | 0.2
NECB-G-Service Water Heating | Service Water Heating | FRACTION | Sun¦Hol | 2014-01-01 | 2014-12-31 | Hourly | 0.1 | 0.05 | 0.05 | 0.05 | 0.05 | 0.05 | 0.05 | 0.05 | 0.2 | 0.3 | 0.3 | 0.2 | 0.2 | 0.3 | 0.4 | 0.5 | 0.6 | 0.7 | 0.4 | 0.3 | 0.2 | 0.2 | 0.2 | 0.2
NECB-G-Thermostat Setpoint-Cooling | Thermostat Setpoint | TEMPERATURE | Default¦Wkdy | 2014-01-01 | 2014-12-31 | Hourly | 24 | 24 | 24 | 24 | 24 | 24 | 24 | 24 | 24 | 24 | 24 | 24 | 24 | 24 | 24 | 24 | 24 | 24 | 24 | 24 | 24 | 24 | 24 | 24
NECB-G-Thermostat Setpoint-Cooling | Thermostat Setpoint | TEMPERATURE | Sat | 2014-01-01 | 2014-12-31 | Hourly | 24 | 24 | 24 | 24 | 24 | 24 | 24 | 24 | 24 | 24 | 24 | 24 | 24 | 24 | 24 | 24 | 24 | 24 | 24 | 24 | 24 | 24 | 24 | 24
NECB-G-Thermostat Setpoint-Cooling | Thermostat Setpoint | TEMPERATURE | Sun¦Hol | 2014-01-01 | 2014-12-31 | Hourly | 24 | 24 | 24 | 24 | 24 | 24 | 24 | 24 | 24 | 24 | 24 | 24 | 24 | 24 | 24 | 24 | 24 | 24 | 24 | 24 | 24 | 24 | 24 | 24
NECB-G-Thermostat Setpoint-Heating | Thermostat Setpoint | TEMPERATURE | Default¦Wkdy | 2014-01-01 | 2014-12-31 | Hourly | 22 | 18 | 18 | 18 | 18 | 18 | 18 | 20 | 22 | 22 | 22 | 22 | 22 | 22 | 22 | 22 | 22 | 22 | 22 | 22 | 22 | 22 | 22 | 22
NECB-G-Thermostat Setpoint-Heating | Thermostat Setpoint | TEMPERATURE | Sat | 2014-01-01 | 2014-12-31 | Hourly | 22 | 18 | 18 | 18 | 18 | 18 | 18 | 20 | 22 | 22 | 22 | 22 | 22 | 22 | 22 | 22 | 22 | 22 | 22 | 22 | 22 | 22 | 22 | 22
NECB-G-Thermostat Setpoint-Heating | Thermostat Setpoint | TEMPERATURE | Sun¦Hol | 2014-01-01 | 2014-12-31 | Hourly | 22 | 18 | 18 | 18 | 18 | 18 | 18 | 20 | 22 | 22 | 22 | 22 | 22 | 22 | 22 | 22 | 22 | 22 | 22 | 22 | 22 | 22 | 22 | 22
NECB-H-Electric-Equipment | Equipment | FRACTION | Default¦Wkdy | 2014-01-01 | 2014-12-31 | Hourly | 0.9 | 0.9 | 0.9 | 0.9 | 0.9 | 0.9 | 0.9 | 0.9 | 0.9 | 0.9 | 0.9 | 0.9 | 0.9 | 0.9 | 0.9 | 0.9 | 0.9 | 0.9 | 0.9 | 0.9 | 0.9 | 0.9 | 0.9 | 0.9
NECB-H-Electric-Equipment | Equipment | FRACTION | Sat | 2014-01-01 | 2014-12-31 | Hourly | 0.9 | 0.9 | 0.9 | 0.9 | 0.9 | 0.9 | 0.9 | 0.9 | 0.9 | 0.9 | 0.9 | 0.9 | 0.9 | 0.9 | 0.9 | 0.9 | 0.9 | 0.9 | 0.9 | 0.9 | 0.9 | 0.9 | 0.9 | 0.9
NECB-H-Electric-Equipment | Equipment | FRACTION | Sun¦Hol | 2014-01-01 | 2014-12-31 | Hourly | 0.9 | 0.9 | 0.9 | 0.9 | 0.9 | 0.9 | 0.9 | 0.9 | 0.9 | 0.9 | 0.9 | 0.9 | 0.9 | 0.9 | 0.9 | 0.9 | 0.9 | 0.9 | 0.9 | 0.9 | 0.9 | 0.9 | 0.9 | 0.9
NECB-H-Fan | Fan | ON_OFF | Default¦Wkdy | 2014-01-01 | 2014-12-31 | Hourly | 1 | 1 | 1 | 1 | 1 | 1 | 1 | 1 | 1 | 1 | 1 | 1 | 1 | 1 | 1 | 1 | 1 | 1 | 1 | 1 | 1 | 1 | 1 | 1
NECB-H-Fan | Fan | ON_OFF | Sat | 2014-01-01 | 2014-12-31 | Hourly | 1 | 1 | 1 | 1 | 1 | 1 | 1 | 1 | 1 | 1 | 1 | 1 | 1 | 1 | 1 | 1 | 1 | 1 | 1 | 1 | 1 | 1 | 1 | 1
NECB-H-Fan | Fan | ON_OFF | Sun¦Hol | 2014-01-01 | 2014-12-31 | Hourly | 1 | 1 | 1 | 1 | 1 | 1 | 1 | 1 | 1 | 1 | 1 | 1 | 1 | 1 | 1 | 1 | 1 | 1 | 1 | 1 | 1 | 1 | 1 | 1
NECB-H-Lighting | Lighting | FRACTION | Default¦Wkdy | 2014-01-01 | 2014-12-31 | Hourly | 0.9 | 0.9 | 0.9 | 0.9 | 0.9 | 0.9 | 0.9 | 0.9 | 0.9 | 0.9 | 0.9 | 0.9 | 0.9 | 0.9 | 0.9 | 0.9 | 0.9 | 0.9 | 0.9 | 0.9 | 0.9 | 0.9 | 0.9 | 0.9
NECB-H-Lighting | Lighting | FRACTION | Sat | 2014-01-01 | 2014-12-31 | Hourly | 0.9 | 0.9 | 0.9 | 0.9 | 0.9 | 0.9 | 0.9 | 0.9 | 0.9 | 0.9 | 0.9 | 0.9 | 0.9 | 0.9 | 0.9 | 0.9 | 0.9 | 0.9 | 0.9 | 0.9 | 0.9 | 0.9 | 0.9 | 0.9
NECB-H-Lighting | Lighting | FRACTION | Sun¦Hol | 2014-01-01 | 2014-12-31 | Hourly | 0.9 | 0.9 | 0.9 | 0.9 | 0.9 | 0.9 | 0.9 | 0.9 | 0.9 | 0.9 | 0.9 | 0.9 | 0.9 | 0.9 | 0.9 | 0.9 | 0.9 | 0.9 | 0.9 | 0.9 | 0.9 | 0.9 | 0.9 | 0.9
NECB-H-Occupancy | Occupancy | FRACTION | Default¦Wkdy | 2014-01-01 | 2014-12-31 | Hourly | 0.9 | 0.9 | 0.9 | 0.9 | 0.9 | 0.9 | 0.9 | 0.9 | 0.9 | 0.9 | 0.9 | 0.9 | 0.9 | 0.9 | 0.9 | 0.9 | 0.9 | 0.9 | 0.9 | 0.9 | 0.9 | 0.9 | 0.9 | 0.9 | NECB
NECB-H-Occupancy | Occupancy | FRACTION | Sat | 2014-01-01 | 2014-12-31 | Hourly | 0.9 | 0.9 | 0.9 | 0.9 | 0.9 | 0.9 | 0.9 | 0.9 | 0.9 | 0.9 | 0.9 | 0.9 | 0.9 | 0.9 | 0.9 | 0.9 | 0.9 | 0.9 | 0.9 | 0.9 | 0.9 | 0.9 | 0.9 | 0.9 | NECB
NECB-H-Occupancy | Occupancy | FRACTION | Sun¦Hol | 2014-01-01 | 2014-12-31 | Hourly | 0.9 | 0.9 | 0.9 | 0.9 | 0.9 | 0.9 | 0.9 | 0.9 | 0.9 | 0.9 | 0.9 | 0.9 | 0.9 | 0.9 | 0.9 | 0.9 | 0.9 | 0.9 | 0.9 | 0.9 | 0.9 | 0.9 | 0.9 | 0.9 | NECB
NECB-H-Processes | Processes | FRACTION | Default¦Wkdy | 2014-01-01 | 2014-12-31 | Hourly | 0.9 | 0.9 | 0.9 | 0.9 | 0.9 | 0.9 | 0.9 | 0.9 | 0.9 | 0.9 | 0.9 | 0.9 | 0.9 | 0.9 | 0.9 | 0.9 | 0.9 | 0.9 | 0.9 | 0.9 | 0.9 | 0.9 | 0.9 | 0.9
NECB-H-Processes | Processes | FRACTION | Sat | 2014-01-01 | 2014-12-31 | Hourly | 0.9 | 0.9 | 0.9 | 0.9 | 0.9 | 0.9 | 0.9 | 0.9 | 0.9 | 0.9 | 0.9 | 0.9 | 0.9 | 0.9 | 0.9 | 0.9 | 0.9 | 0.9 | 0.9 | 0.9 | 0.9 | 0.9 | 0.9 | 0.9
NECB-H-Processes | Processes | FRACTION | Sun¦Hol | 2014-01-01 | 2014-12-31 | Hourly | 0.9 | 0.9 | 0.9 | 0.9 | 0.9 | 0.9 | 0.9 | 0.9 | 0.9 | 0.9 | 0.9 | 0.9 | 0.9 | 0.9 | 0.9 | 0.9 | 0.9 | 0.9 | 0.9 | 0.9 | 0.9 | 0.9 | 0.9 | 0.9
NECB-H-Service Water Heating | Service Water Heating | FRACTION | Default¦Wkdy | 2014-01-01 | 2014-12-31 | Hourly | 0.9 | 0.9 | 0.9 | 0.9 | 0.9 | 0.9 | 0.9 | 0.9 | 0.9 | 0.9 | 0.9 | 0.9 | 0.9 | 0.9 | 0.9 | 0.9 | 0.9 | 0.9 | 0.9 | 0.9 | 0.9 | 0.9 | 0.9 | 0.9
NECB-H-Service Water Heating | Service Water Heating | FRACTION | Sat | 2014-01-01 | 2014-12-31 | Hourly | 0.9 | 0.9 | 0.9 | 0.9 | 0.9 | 0.9 | 0.9 | 0.9 | 0.9 | 0.9 | 0.9 | 0.9 | 0.9 | 0.9 | 0.9 | 0.9 | 0.9 | 0.9 | 0.9 | 0.9 | 0.9 | 0.9 | 0.9 | 0.9
NECB-H-Service Water Heating | Service Water Heating | FRACTION | Sun¦Hol | 2014-01-01 | 2014-12-31 | Hourly | 0.9 | 0.9 | 0.9 | 0.9 | 0.9 | 0.9 | 0.9 | 0.9 | 0.9 | 0.9 | 0.9 | 0.9 | 0.9 | 0.9 | 0.9 | 0.9 | 0.9 | 0.9 | 0.9 | 0.9 | 0.9 | 0.9 | 0.9 | 0.9
NECB-H-Thermostat Setpoint-Cooling | Thermostat Setpoint | TEMPERATURE | Default¦Wkdy | 2014-01-01 | 2014-12-31 | Hourly | 24 | 24 | 24 | 24 | 24 | 24 | 24 | 24 | 24 | 24 | 24 | 24 | 24 | 24 | 24 | 24 | 24 | 24 | 24 | 24 | 24 | 24 | 24 | 24
NECB-H-Thermostat Setpoint-Cooling | Thermostat Setpoint | TEMPERATURE | Sat | 2014-01-01 | 2014-12-31 | Hourly | 24 | 24 | 24 | 24 | 24 | 24 | 24 | 24 | 24 | 24 | 24 | 24 | 24 | 24 | 24 | 24 | 24 | 24 | 24 | 24 | 24 | 24 | 24 | 24
NECB-H-Thermostat Setpoint-Cooling | Thermostat Setpoint | TEMPERATURE | Sun¦Hol | 2014-01-01 | 2014-12-31 | Hourly | 24 | 24 | 24 | 24 | 24 | 24 | 24 | 24 | 24 | 24 | 24 | 24 | 24 | 24 | 24 | 24 | 24 | 24 | 24 | 24 | 24 | 24 | 24 | 24
NECB-H-Thermostat Setpoint-Heating | Thermostat Setpoint | TEMPERATURE | Default¦Wkdy | 2014-01-01 | 2014-12-31 | Hourly | 22 | 18 | 18 | 18 | 18 | 18 | 18 | 20 | 22 | 22 | 22 | 22 | 22 | 22 | 22 | 22 | 22 | 22 | 22 | 22 | 22 | 22 | 22 | 22
NECB-H-Thermostat Setpoint-Heating | Thermostat Setpoint | TEMPERATURE | Sat | 2014-01-01 | 2014-12-31 | Hourly | 22 | 18 | 18 | 18 | 18 | 18 | 18 | 20 | 22 | 22 | 22 | 22 | 22 | 22 | 22 | 22 | 22 | 22 | 22 | 22 | 22 | 22 | 22 | 22
NECB-H-Thermostat Setpoint-Heating | Thermostat Setpoint | TEMPERATURE | Sun¦Hol | 2014-01-01 | 2014-12-31 | Hourly | 22 | 18 | 18 | 18 | 18 | 18 | 18 | 20 | 22 | 22 | 22 | 22 | 22 | 22 | 22 | 22 | 22 | 22 | 22 | 22 | 22 | 22 | 22 | 22
NECB-I-Electric-Equipment | Equipment | FRACTION | Default¦Wkdy | 2014-01-01 | 2014-12-31 | Hourly | 0.1 | 0.1 | 0.1 | 0.1 | 0.1 | 0.1 | 0.1 | 0.1 | 0.1 | 0.1 | 0.1 | 0.1 | 0.1 | 0.1 | 0.1 | 0.2 | 0.2 | 0.2 | 0.8 | 0.8 | 0.8 | 0.8 | 0.8 | 0.8
NECB-I-Electric-Equipment | Equipment | FRACTION | Sat | 2014-01-01 | 2014-12-31 | Hourly | 0.1 | 0.1 | 0.1 | 0.1 | 0.1 | 0.1 | 0.1 | 0.1 | 0.1 | 0.1 | 0.2 | 0.2 | 0.2 | 0.8 | 0.8 | 0.8 | 0.8 | 0.8 | 0.8 | 0.8 | 0.8 | 0.8 | 0.8 | 0.8
NECB-I-Electric-Equipment | Equipment | FRACTION | Sun¦Hol | 2014-01-01 | 2014-12-31 | Hourly | 0.1 | 0.1 | 0.1 | 0.1 | 0.1 | 0.1 | 0.1 | 0.1 | 0.8 | 0.8 | 0.8 | 0.8 | 0.8 | 0.2 | 0.1 | 0.1 | 0.1 | 0.1 | 0.1 | 0.1 | 0.1 | 0.1 | 0.1 | 0.1
NECB-I-Fan | Fan | ON_OFF | Default¦Wkdy | 2014-01-01 | 2014-12-31 | Hourly | 1 | 0 | 0 | 0 | 0 | 0 | 0 | 0 | 0 | 0 | 0 | 0 | 0 | 0 | 1 | 1 | 1 | 1 | 1 | 1 | 1 | 1 | 1 | 1
NECB-I-Fan | Fan | ON_OFF | Sat | 2014-01-01 | 2014-12-31 | Hourly | 1 | 0 | 0 | 0 | 0 | 0 | 0 | 0 | 0 | 0 | 1 | 1 | 1 | 1 | 1 | 1 | 1 | 1 | 1 | 1 | 1 | 1 | 1 | 1
NECB-I-Fan | Fan | ON_OFF | Sun¦Hol | 2014-01-01 | 2014-12-31 | Hourly | 0 | 0 | 0 | 0 | 0 | 0 | 0 | 1 | 1 | 1 | 1 | 1 | 1 | 1 | 0 | 0 | 0 | 0 | 0 | 0 | 0 | 0 | 0 | 0
NECB-I-Lighting | Lighting | FRACTION | Default¦Wkdy | 2014-01-01 | 2014-12-31 | Hourly | 0.5 | 0.05 | 0.05 | 0.05 | 0.05 | 0.05 | 0.05 | 0.05 | 0.05 | 0.05 | 0.05 | 0.05 | 0.05 | 0.05 | 0.05 | 0.5 | 0.5 | 0.5 | 0.8 | 0.9 | 0.9 | 0.9 | 0.9 | 0.9
NECB-I-Lighting | Lighting | FRACTION | Sat | 2014-01-01 | 2014-12-31 | Hourly | 0.5 | 0.05 | 0.05 | 0.05 | 0.05 | 0.05 | 0.05 | 0.05 | 0.05 | 0.05 | 0.5 | 0.5 | 0.5 | 0.8 | 0.9 | 0.9 | 0.9 | 0.8 | 0.6 | 0.8 | 0.9 | 0.9 | 0.9 | 0.9
NECB-I-Lighting | Lighting | FRACTION | Sun¦Hol | 2014-01-01 | 2014-12-31 | Hourly | 0.05 | 0.05 | 0.05 | 0.05 | 0.05 | 0.05 | 0.05 | 0.05 | 0.5 | 0.9 | 0.9 | 0.9 | 0.9 | 0.5 | 0.05 | 0.05 | 0.05 | 0.05 | 0.05 | 0.05 | 0.05 | 0.05 | 0.05 | 0.05
NECB-I-Occupancy | Occupancy | FRACTION | Default¦Wkdy | 2014-01-01 | 2014-12-31 | Hourly | 0.1 | 0 | 0 | 0 | 0 | 0 | 0 | 0 | 0 | 0 | 0 | 0 | 0 | 0 | 0 | 0.1 | 0.1 | 0.1 | 0.4 | 0.8 | 0.8 | 0.8 | 0.6 | 0.4 | NECB
NECB-I-Occupancy | Occupancy | FRACTION | Sat | 2014-01-01 | 2014-12-31 | Hourly | 0.1 | 0 | 0 | 0 | 0 | 0 | 0 | 0 | 0 | 0 | 0.1 | 0.1 | 0.1 | 0.4 | 0.6 | 0.8 | 0.6 | 0.4 | 0.2 | 0.4 | 0.8 | 0.8 | 0.6 | 0.4 | NECB
NECB-I-Occupancy | Occupancy | FRACTION | Sun¦Hol | 2014-01-01 | 2014-12-31 | Hourly | 0 | 0 | 0 | 0 | 0 | 0 | 0 | 0 | 0.2 | 0.4 | 0.8 | 0.8 | 0.4 | 0.2 | 0 | 0 | 0 | 0 | 0 | 0 | 0 | 0 | 0 | 0 | NECB
NECB-I-Processes | Processes | FRACTION | Default¦Wkdy | 2014-01-01 | 2014-12-31 | Hourly | 0.1 | 0.1 | 0.1 | 0.1 | 0.1 | 0.1 | 0.1 | 0.1 | 0.1 | 0.1 | 0.1 | 0.1 | 0.1 | 0.1 | 0.1 | 0.2 | 0.2 | 0.2 | 0.8 | 0.8 | 0.8 | 0.8 | 0.8 | 0.8
NECB-I-Processes | Processes | FRACTION | Sat | 2014-01-01 | 2014-12-31 | Hourly | 0.1 | 0.1 | 0.1 | 0.1 | 0.1 | 0.1 | 0.1 | 0.1 | 0.1 | 0.1 | 0.2 | 0.2 | 0.2 | 0.8 | 0.8 | 0.8 | 0.8 | 0.8 | 0.8 | 0.8 | 0.8 | 0.8 | 0.8 | 0.8
NECB-I-Processes | Processes | FRACTION | Sun¦Hol | 2014-01-01 | 2014-12-31 | Hourly | 0.1 | 0.1 | 0.1 | 0.1 | 0.1 | 0.1 | 0.1 | 0.1 | 0.8 | 0.8 | 0.8 | 0.8 | 0.8 | 0.2 | 0.1 | 0.1 | 0.1 | 0.1 | 0.1 | 0.1 | 0.1 | 0.1 | 0.1 | 0.1
NECB-I-Service Water Heating | Service Water Heating | FRACTION | Default¦Wkdy | 2014-01-01 | 2014-12-31 | Hourly | 0.2 | 0.05 | 0.05 | 0.05 | 0.05 | 0.05 | 0.05 | 0.05 | 0.05 | 0.05 | 0.05 | 0.05 | 0.05 | 0.05 | 0.05 | 0.2 | 0.2 | 0.2 | 0.4 | 0.9 | 0.9 | 0.9 | 0.8 | 0.6
NECB-I-Service Water Heating | Service Water Heating | FRACTION | Sat | 2014-01-01 | 2014-12-31 | Hourly | 0.2 | 0.05 | 0.05 | 0.05 | 0.05 | 0.05 | 0.05 | 0.05 | 0.05 | 0.05 | 0.2 | 0.2 | 0.2 | 0.4 | 0.8 | 0.9 | 0.8 | 0.6 | 0.4 | 0.4 | 0.9 | 0.9 | 0.8 | 0.6
NECB-I-Service Water Heating | Service Water Heating | FRACTION | Sun¦Hol | 2014-01-01 | 2014-12-31 | Hourly | 0.05 | 0.05 | 0.05 | 0.05 | 0.05 | 0.05 | 0.05 | 0.1 | 0.2 | 0.4 | 0.4 | 0.2 | 0.1 | 0.05 | 0.05 | 0.05 | 0.05 | 0.05 | 0.05 | 0.05 | 0.05 | 0.05 | 0.05 | 0.05
NECB-I-Thermostat Setpoint-Cooling | Thermostat Setpoint | TEMPERATURE | Default¦Wkdy | 2014-01-01 | 2014-12-31 | Hourly | 35 | 35 | 35 | 35 | 35 | 35 | 35 | 35 | 35 | 35 | 35 | 35 | 35 | 35 | 24 | 24 | 24 | 24 | 24 | 24 | 24 | 24 | 24 | 24
NECB-I-Thermostat Setpoint-Cooling | Thermostat Setpoint | TEMPERATURE | Sat | 2014-01-01 | 2014-12-31 | Hourly | 35 | 35 | 35 | 35 | 35 | 35 | 35 | 35 | 35 | 35 | 24 | 24 | 24 | 24 | 24 | 24 | 24 | 24 | 24 | 24 | 24 | 24 | 24 | 24
NECB-I-Thermostat Setpoint-Cooling | Thermostat Setpoint | TEMPERATURE | Sun¦Hol | 2014-01-01 | 2014-12-31 | Hourly | 35 | 35 | 35 | 35 | 35 | 35 | 35 | 24 | 24 | 24 | 24 | 24 | 24 | 24 | 35 | 35 | 35 | 35 | 35 | 35 | 35 | 35 | 35 | 35
NECB-I-Thermostat Setpoint-Heating | Thermostat Setpoint | TEMPERATURE | Default¦Wkdy | 2014-01-01 | 2014-12-31 | Hourly | 18 | 18 | 18 | 18 | 18 | 18 | 18 | 18 | 18 | 18 | 18 | 18 | 18 | 18 | 20 | 22 | 22 | 22 | 22 | 22 | 22 | 22 | 22 | 22
NECB-I-Thermostat Setpoint-Heating | Thermostat Setpoint | TEMPERATURE | Sat | 2014-01-01 | 2014-12-31 | Hourly | 18 | 18 | 18 | 18 | 18 | 18 | 18 | 18 | 18 | 18 | 20 | 22 | 22 | 22 | 22 | 22 | 22 | 22 | 22 | 22 | 22 | 22 | 22 | 22
NECB-I-Thermostat Setpoint-Heating | Thermostat Setpoint | TEMPERATURE | Sun¦Hol | 2014-01-01 | 2014-12-31 | Hourly | 18 | 18 | 18 | 18 | 18 | 18 | 18 | 20 | 22 | 22 | 22 | 22 | 22 | 22 | 18 | 18 | 18 | 18 | 18 | 18 | 18 | 18 | 18 | 18
occupancy_air_velocity | Unknown |  | Default | 2017-01-01 | 2017-12-31 | Hourly | 0.2 | 0.2 | 0.2 | 0.2 | 0.2 | 0.2 | 0.2 | 0.2 | 0.2 | 0.2 | 0.2 | 0.2 | 0.2 | 0.2 | 0.2 | 0.2 | 0.2 | 0.2 | 0.2 | 0.2 | 0.2 | 0.2 | 0.2 | 0.2 | From Commercial Building Energy Saver (CBES) Prototype Models: cbes.lbl.gov
occupancy_clothing | Clothing |  | WntrDsn | 2017-01-01 | 2017-12-31 | Hourly | 1 | 1 | 1 | 1 | 1 | 1 | 1 | 1 | 1 | 1 | 1 | 1 | 1 | 1 | 1 | 1 | 1 | 1 | 1 | 1 | 1 | 1 | 1 | 1 | From Commercial Building Energy Saver (CBES) Prototype Models: cbes.lbl.gov
occupancy_clothing | Clothing |  | SmrDsn | 2017-01-01 | 2017-12-31 | Hourly | 0.5 | 0.5 | 0.5 | 0.5 | 0.5 | 0.5 | 0.5 | 0.5 | 0.5 | 0.5 | 0.5 | 0.5 | 0.5 | 0.5 | 0.5 | 0.5 | 0.5 | 0.5 | 0.5 | 0.5 | 0.5 | 0.5 | 0.5 | 0.5 | From Commercial Building Energy Saver (CBES) Prototype Models: cbes.lbl.gov
occupancy_work_eff | Unknown |  | Default | 2017-01-01 | 2017-12-31 | Hourly | 0 | 0 | 0 | 0 | 0 | 0 | 0 | 0 | 0 | 0 | 0 | 0 | 0 | 0 | 0 | 0 | 0 | 0 | 0 | 0 | 0 | 0 | 0 | 0 | From Commercial Building Energy Saver (CBES) Prototype Models: cbes.lbl.gov
OffDay | Operation |  | Default | 2017-01-01 | 2017-12-31 | Hourly | 0 | 0 | 0 | 0 | 0 | 0 | 0 | 0 | 0 | 0 | 0 | 0 | 0 | 0 | 0 | 0 | 0 | 0 | 0 | 0 | 0 | 0 | 0 | 0 | From Commercial Building Energy Saver (CBES) Prototype Models: cbes.lbl.gov
Office Activity | Activity | W | Default¦WntrDsn¦SmrDsn | 2014-01-01 | 2014-12-31 | Constant | 132 | [23 empty] | From DOE Reference Buildings
Office Bldg Equip | Equipment |  | Default | 2014-01-01 | 2014-12-31 | Hourly | 0.4 | 0.4 | 0.4 | 0.4 | 0.4 | 0.4 | 0.4 | 0.4 | 0.9 | 0.9 | 0.9 | 0.9 | 0.8 | 0.9 | 0.9 | 0.9 | 0.9 | 0.8 | 0.6 | 0.6 | 0.5 | 0.5 | 0.4 | 0.4 | From DOE Reference Buildings
Office Bldg Equip | Equipment |  | WntrDsn | 2014-01-01 | 2014-12-31 | Constant | 0 | [23 empty] | From DOE Reference Buildings
Office Bldg Equip | Equipment |  | SmrDsn | 2014-01-01 | 2014-12-31 | Constant | 1 | [23 empty] | From DOE Reference Buildings
Office Bldg Equip | Equipment |  | Sun | 2014-01-01 | 2014-12-31 | Constant | 0.3 | [23 empty] | From DOE Reference Buildings
Office Bldg Equip | Equipment |  | Sat | 2014-01-01 | 2014-12-31 | Hourly | 0.3 | 0.3 | 0.3 | 0.3 | 0.3 | 0.3 | 0.4 | 0.4 | 0.5 | 0.5 | 0.5 | 0.5 | 0.5 | 0.5 | 0.35 | 0.35 | 0.35 | 0.3 | 0.3 | 0.3 | 0.3 | 0.3 | 0.3 | 0.3 | From DOE Reference Buildings
Office Bldg Light | Lighting |  | Default | 2014-01-01 | 2014-12-31 | Hourly | 0.05 | 0.05 | 0.05 | 0.05 | 0.05 | 0.1 | 0.1 | 0.3 | 0.9 | 0.9 | 0.9 | 0.9 | 0.9 | 0.9 | 0.9 | 0.9 | 0.9 | 0.5 | 0.3 | 0.3 | 0.2 | 0.2 | 0.1 | 0.05 | From DOE Reference Buildings
Office Bldg Light | Lighting |  | WntrDsn | 2014-01-01 | 2014-12-31 | Constant | 0 | [23 empty] | From DOE Reference Buildings
Office Bldg Light | Lighting |  | SmrDsn | 2014-01-01 | 2014-12-31 | Constant | 1 | [23 empty] | From DOE Reference Buildings
Office Bldg Light | Lighting |  | Sun | 2014-01-01 | 2014-12-31 | Constant | 0.05 | [23 empty] | From DOE Reference Buildings
Office Bldg Light | Lighting |  | Sat | 2014-01-01 | 2014-12-31 | Hourly | 0.05 | 0.05 | 0.05 | 0.05 | 0.05 | 0.05 | 0.1 | 0.1 | 0.3 | 0.3 | 0.3 | 0.3 | 0.15 | 0.15 | 0.15 | 0.15 | 0.15 | 0.05 | 0.05 | 0.05 | 0.05 | 0.05 | 0.05 | 0.05 | From DOE Reference Buildings
Office Infil Quarter On | Infiltration |  | Default¦SmrDsn | 2014-01-01 | 2014-12-31 | Hourly | 1 | 1 | 1 | 1 | 1 | 1 | 0.25 | 0.25 | 0.25 | 0.25 | 0.25 | 0.25 | 0.25 | 0.25 | 0.25 | 0.25 | 0.25 | 0.25 | 0.25 | 0.25 | 0.25 | 0.25 | 1 | 1 | From DOE Reference Buildings
Office Infil Quarter On | Infiltration |  | WntrDsn¦Sat | 2014-01-01 | 2014-12-31 | Hourly | 1 | 1 | 1 | 1 | 1 | 1 | 0.25 | 0.25 | 0.25 | 0.25 | 0.25 | 0.25 | 0.25 | 0.25 | 0.25 | 0.25 | 0.25 | 0.25 | 1 | 1 | 1 | 1 | 1 | 1 | From DOE Reference Buildings
Office Infil Quarter On | Infiltration |  | Sun | 2014-01-01 | 2014-12-31 | Constant | 1 | [23 empty] | From DOE Reference Buildings
Office Misc Occ | Occupancy |  | Default | 2014-01-01 | 2014-12-31 | Hourly | 0 | 0 | 0 | 0 | 0 | 0 | 0.1 | 0.2 | 0.4 | 0.4 | 0.4 | 0.4 | 0.4 | 0.4 | 0.4 | 0.4 | 0.4 | 0.4 | 0.4 | 0.4 | 0.1 | 0.1 | 0.05 | 0.05 | From DOE Reference Buildings
Office Misc Occ | Occupancy |  | WntrDsn¦Sun | 2014-01-01 | 2014-12-31 | Constant | 0 | [23 empty] | From DOE Reference Buildings
Office Misc Occ | Occupancy |  | SmrDsn | 2014-01-01 | 2014-12-31 | Hourly | 0 | 0 | 0 | 0 | 0 | 0 | 1 | 1 | 1 | 1 | 1 | 1 | 1 | 1 | 1 | 1 | 1 | 1 | 1 | 1 | 1 | 1 | 0.05 | 0.05 | From DOE Reference Buildings
Office Misc Occ | Occupancy |  | Sat | 2014-01-01 | 2014-12-31 | Hourly | 0 | 0 | 0 | 0 | 0 | 0 | 0.1 | 0.1 | 0.25 | 0.25 | 0.25 | 0.25 | 0.25 | 0.25 | 0.1 | 0.1 | 0.1 | 0 | 0 | 0 | 0 | 0 | 0 | 0 | From DOE Reference Buildings
Office Work Occ | Occupancy |  | Default | 2014-01-01 | 2014-12-31 | Hourly | 0 | 0 | 0 | 0 | 0 | 0 | 0.1 | 0.2 | 0.85 | 0.85 | 0.85 | 0.85 | 0.5 | 0.85 | 0.85 | 0.85 | 0.85 | 0.7 | 0.4 | 0.4 | 0.1 | 0.1 | 0.05 | 0.05 | From DOE Reference Buildings
Office Work Occ | Occupancy |  | WntrDsn¦Sun | 2014-01-01 | 2014-12-31 | Constant | 0 | [23 empty] | From DOE Reference Buildings
Office Work Occ | Occupancy |  | SmrDsn | 2014-01-01 | 2014-12-31 | Hourly | 0 | 0 | 0 | 0 | 0 | 0 | 1 | 1 | 1 | 1 | 1 | 1 | 1 | 1 | 1 | 1 | 1 | 1 | 1 | 1 | 1 | 1 | 0.05 | 0.05 | From DOE Reference Buildings
Office Work Occ | Occupancy |  | Sat | 2014-01-01 | 2014-12-31 | Hourly | 0 | 0 | 0 | 0 | 0 | 0 | 0.1 | 0.1 | 0.4 | 0.4 | 0.4 | 0.4 | 0.4 | 0.4 | 0.1 | 0.1 | 0.1 | 0 | 0 | 0 | 0 | 0 | 0 | 0 | From DOE Reference Buildings
Office_WithOccSensor_Lights | Lighting |  | Sun | 2017-01-01 | 2017-12-31 | Hourly | 0.05 | 0.05 | 0.05 | 0.05 | 0.05 | 0.05 | 0.05 | 0.05 | 0.05 | 0.05 | 0.05 | 0.05 | 0.05 | 0.05 | 0.05 | 0.05 | 0.05 | 0.05 | 0.05 | 0.05 | 0.05 | 0.05 | 0.05 | 0.05 | From Commercial Building Energy Saver (CBES) Prototype Models: cbes.lbl.gov
Office_WithOccSensor_Lights | Lighting |  | Wkdy | 2017-01-01 | 2017-12-31 | Hourly | 0.05 | 0.05 | 0.05 | 0.05 | 0.05 | 0.1 | 0.1 | 0.3 | 0.65 | 0.65 | 0.65 | 0.65 | 0.65 | 0.65 | 0.65 | 0.65 | 0.65 | 0.35 | 0.1 | 0.1 | 0.1 | 0.1 | 0.1 | 0.05 | From Commercial Building Energy Saver (CBES) Prototype Models: cbes.lbl.gov
Office_WithOccSensor_Lights | Lighting |  | Sat | 2017-01-01 | 2017-12-31 | Hourly | 0.05 | 0.05 | 0.05 | 0.05 | 0.05 | 0.05 | 0.1 | 0.1 | 0.3 | 0.3 | 0.3 | 0.3 | 0.15 | 0.15 | 0.15 | 0.15 | 0.15 | 0.05 | 0.05 | 0.05 | 0.05 | 0.05 | 0.05 | 0.05 | From Commercial Building Energy Saver (CBES) Prototype Models: cbes.lbl.gov
OfficeHVACAvail_reduced | Operation |  | Sat | 2017-01-01 | 2017-12-31 | Hourly | 0 | 0 | 0 | 0 | 0 | 0 | 0 | 1 | 1 | 1 | 1 | 1 | 0 | 0 | 0 | 0 | 0 | 0 | 0 | 0 | 0 | 0 | 0 | 0 | From Commercial Building Energy Saver (CBES) Prototype Models: cbes.lbl.gov
OfficeHVACAvail_reduced | Operation |  | Sun | 2017-01-01 | 2017-12-31 | Hourly | 0 | 0 | 0 | 0 | 0 | 0 | 0 | 0 | 0 | 0 | 0 | 0 | 0 | 0 | 0 | 0 | 0 | 0 | 0 | 0 | 0 | 0 | 0 | 0 | From Commercial Building Energy Saver (CBES) Prototype Models: cbes.lbl.gov
OfficeHVACAvail_reduced | Operation |  | Wkdy | 2017-01-01 | 2017-12-31 | Hourly | 0 | 0 | 0 | 0 | 0 | 0 | 1 | 1 | 1 | 1 | 1 | 1 | 1 | 1 | 1 | 1 | 1 | 1 | 0 | 0 | 0 | 0 | 0 | 0 | From Commercial Building Energy Saver (CBES) Prototype Models: cbes.lbl.gov
OfficeLarge ACTIVITY_SCH | Activity | W | Default¦WntrDsn¦SmrDsn | 2014-01-01 | 2014-12-31 | Constant | 120 | [23 empty] | From DOE Prototype Buildings
OfficeLarge AIR_VELO_SCH | Unknown | W | Default¦WntrDsn¦SmrDsn | 2014-01-01 | 2014-12-31 | Constant | 0.2 | [23 empty] | From DOE Prototype Buildings
OfficeLarge ALWAYS_OFF | Unknown |  | Default¦WntrDsn¦SmrDsn | 2014-01-01 | 2014-12-31 | Constant | 0 | [23 empty] | From DOE Prototype Buildings
OfficeLarge ALWAYS_ON | Unknown |  | Default¦WntrDsn¦SmrDsn | 2014-01-01 | 2014-12-31 | Constant | 1 | [23 empty] | From DOE Prototype Buildings
OfficeLarge BLDG_ELEVATORS | Elevator |  | Default | 2014-01-01 | 2014-12-31 | Hourly | 0.05 | 0.05 | 0.05 | 0.05 | 0.1 | 0.2 | 0.4 | 0.5 | 0.5 | 0.35 | 0.15 | 0.15 | 0.15 | 0.15 | 0.15 | 0.15 | 0.35 | 0.5 | 0.5 | 0.4 | 0.4 | 0.3 | 0.2 | 0.1 | From DOE Prototype Buildings
OfficeLarge BLDG_ELEVATORS | Elevator |  | WntrDsn | 2014-01-01 | 2014-12-31 | Constant | 0.05 | [23 empty] | From DOE Prototype Buildings
OfficeLarge BLDG_ELEVATORS | Elevator |  | SmrDsn | 2014-01-01 | 2014-12-31 | Constant | 0.5 | [23 empty] | From DOE Prototype Buildings
OfficeLarge BLDG_EQUIP_SCH | Equipment |  | Default | 2014-01-01 | 2014-12-31 | Constant | 0.3 | [23 empty] | From DOE Prototype Buildings
OfficeLarge BLDG_EQUIP_SCH | Equipment |  | WntrDsn | 2014-01-01 | 2014-12-31 | Constant | 0 | [23 empty] | From DOE Prototype Buildings
OfficeLarge BLDG_EQUIP_SCH | Equipment |  | SmrDsn | 2014-01-01 | 2014-12-31 | Constant | 1 | [23 empty] | From DOE Prototype Buildings
OfficeLarge BLDG_EQUIP_SCH | Equipment |  | Sat | 2014-01-01 | 2014-12-31 | Hourly | 0.3 | 0.3 | 0.3 | 0.3 | 0.3 | 0.3 | 0.4 | 0.4 | 0.5 | 0.5 | 0.5 | 0.5 | 0.35 | 0.35 | 0.35 | 0.35 | 0.35 | 0.3 | 0.3 | 0.3 | 0.3 | 0.3 | 0.3 | 0.3 | From DOE Prototype Buildings
OfficeLarge BLDG_EQUIP_SCH | Equipment |  | Wkdy | 2014-01-01 | 2014-12-31 | Hourly | 0.4 | 0.4 | 0.4 | 0.4 | 0.4 | 0.4 | 0.4 | 0.4 | 0.9 | 0.9 | 0.9 | 0.9 | 0.8 | 0.9 | 0.9 | 0.9 | 0.9 | 0.5 | 0.4 | 0.4 | 0.4 | 0.4 | 0.4 | 0.4 | From DOE Prototype Buildings
OfficeLarge BLDG_EQUIP_SCH_2013 | Equipment |  | Default | 2014-01-01 | 2014-12-31 | Constant | 0.22108 | 0.22108 | 0.22108 | 0.22108 | 0.22108 | 0.22108 | 0.28474 | 0.28474 | 0.28474 | 0.28474 | 0.28474 | 0.28474 | 0.28474 | 0.28474 | 0.28474 | 0.28474 | 0.28474 | 0.28474 | 0.22108 | 0.22108 | 0.22108 | 0.22108 | 0.22108 | 0.22108 | From DOE Prototype Buildings
OfficeLarge BLDG_EQUIP_SCH_2013 | Equipment |  | WntrDsn | 2014-01-01 | 2014-12-31 | Constant | 0 | [23 empty] | From DOE Prototype Buildings
OfficeLarge BLDG_EQUIP_SCH_2013 | Equipment |  | SmrDsn | 2014-01-01 | 2014-12-31 | Constant | 1 | [23 empty] | From DOE Prototype Buildings
OfficeLarge BLDG_EQUIP_SCH_2013 | Equipment |  | Sat | 2014-01-01 | 2014-12-31 | Hourly | 0.22108 | 0.22108 | 0.22108 | 0.22108 | 0.22108 | 0.22108 | 0.37966 | 0.37966 | 0.47457 | 0.47457 | 0.47457 | 0.47457 | 0.3322 | 0.3322 | 0.3322 | 0.3322 | 0.3322 | 0.28474 | 0.28474 | 0.22108 | 0.22108 | 0.22108 | 0.22108 | 0.22108 | From DOE Prototype Buildings
OfficeLarge BLDG_EQUIP_SCH_2013 | Equipment |  | Wkdy | 2014-01-01 | 2014-12-31 | Hourly | 0.29478 | 0.29478 | 0.29478 | 0.29478 | 0.29478 | 0.29478 | 0.37966 | 0.37966 | 0.85423 | 0.85423 | 0.85423 | 0.85423 | 0.75931 | 0.85423 | 0.85423 | 0.85423 | 0.85423 | 0.47457 | 0.37966 | 0.37966 | 0.37966 | 0.37966 | 0.37966 | 0.37966 | From DOE Prototype Buildings
OfficeLarge BLDG_LIGHT_SCH | Lighting |  | Default | 2014-01-01 | 2014-12-31 | Constant | 0.05 | [23 empty] | From DOE Prototype Buildings
OfficeLarge BLDG_LIGHT_SCH | Lighting |  | WntrDsn | 2014-01-01 | 2014-12-31 | Constant | 0 | [23 empty] | From DOE Prototype Buildings
OfficeLarge BLDG_LIGHT_SCH | Lighting |  | SmrDsn | 2014-01-01 | 2014-12-31 | Constant | 1 | [23 empty] | From DOE Prototype Buildings
OfficeLarge BLDG_LIGHT_SCH | Lighting |  | Sat | 2014-01-01 | 2014-12-31 | Hourly | 0.05 | 0.05 | 0.05 | 0.05 | 0.05 | 0.05 | 0.09238 | 0.09238 | 0.27714 | 0.27714 | 0.27714 | 0.27714 | 0.13857 | 0.13857 | 0.13857 | 0.13857 | 0.13857 | 0.04619 | 0.04619 | 0.05 | 0.05 | 0.05 | 0.05 | 0.05 | From DOE Prototype Buildings
OfficeLarge BLDG_LIGHT_SCH | Lighting |  | Wkdy | 2014-01-01 | 2014-12-31 | Hourly | 0.05 | 0.05 | 0.05 | 0.05 | 0.05 | 0.1 | 0.09238 | 0.27714 | 0.83142 | 0.83142 | 0.83142 | 0.83142 | 0.83142 | 0.83142 | 0.83142 | 0.83142 | 0.83142 | 0.4619 | 0.27714 | 0.27714 | 0.18476 | 0.18476 | 0.09238 | 0.04619 | From DOE Prototype Buildings
OfficeLarge BLDG_LIGHT_SCH_2010 | Lighting |  | Default | 2014-01-01 | 2014-12-31 | Constant | 0.05 | [23 empty] | From DOE Prototype Buildings
OfficeLarge BLDG_LIGHT_SCH_2010 | Lighting |  | WntrDsn | 2014-01-01 | 2014-12-31 | Constant | 0 | [23 empty] | From DOE Prototype Buildings
OfficeLarge BLDG_LIGHT_SCH_2010 | Lighting |  | SmrDsn | 2014-01-01 | 2014-12-31 | Constant | 1 | [23 empty] | From DOE Prototype Buildings
OfficeLarge BLDG_LIGHT_SCH_2010 | Lighting |  | Sat | 2014-01-01 | 2014-12-31 | Hourly | 0.05 | 0.05 | 0.05 | 0.05 | 0.05 | 0.05 | 0.09238 | 0.09238 | 0.27714 | 0.27714 | 0.27714 | 0.27714 | 0.13857 | 0.13857 | 0.13857 | 0.13857 | 0.13857 | 0.04619 | 0.04619 | 0.05 | 0.05 | 0.05 | 0.05 | 0.05 | From DOE Prototype Buildings
OfficeLarge BLDG_LIGHT_SCH_2010 | Lighting |  | Wkdy | 2014-01-01 | 2014-12-31 | Hourly | 0.05 | 0.05 | 0.05 | 0.05 | 0.05 | 0.1 | 0.09238 | 0.27714 | 0.83142 | 0.83142 | 0.83142 | 0.83142 | 0.83142 | 0.83142 | 0.83142 | 0.83142 | 0.83142 | 0.4619 | 0.27714 | 0.27714 | 0.18476 | 0.18476 | 0.09238 | 0.04619 | From DOE Prototype Buildings
OfficeLarge BLDG_LIGHT_SCH_2013 | Lighting |  | Default | 2014-01-01 | 2014-12-31 | Hourly | 0.05 | 0.05 | 0.05 | 0.05 | 0.05 | 0.04528 | 0.04528 | 0.04528 | 0.04528 | 0.04528 | 0.04528 | 0.04528 | 0.04528 | 0.04528 | 0.04528 | 0.04528 | 0.04528 | 0.04528 | 0.05 | 0.05 | 0.05 | 0.05 | 0.05 | 0.05 | From DOE Prototype Buildings
OfficeLarge BLDG_LIGHT_SCH_2013 | Lighting |  | WntrDsn | 2014-01-01 | 2014-12-31 | Constant | 0 | [23 empty] | From DOE Prototype Buildings
OfficeLarge BLDG_LIGHT_SCH_2013 | Lighting |  | SmrDsn | 2014-01-01 | 2014-12-31 | Constant | 1 | [23 empty] | From DOE Prototype Buildings
OfficeLarge BLDG_LIGHT_SCH_2013 | Lighting |  | Sat | 2014-01-01 | 2014-12-31 | Hourly | 0.05 | 0.05 | 0.05 | 0.05 | 0.05 | 0.05 | 0.09056 | 0.09056 | 0.27168 | 0.27168 | 0.27168 | 0.27168 | 0.13584 | 0.13584 | 0.13584 | 0.13584 | 0.13584 | 0.04528 | 0.04528 | 0.05 | 0.05 | 0.05 | 0.05 | 0.05 | From DOE Prototype Buildings
OfficeLarge BLDG_LIGHT_SCH_2013 | Lighting |  | Wkdy | 2014-01-01 | 2014-12-31 | Hourly | 0.05 | 0.05 | 0.05 | 0.05 | 0.05 | 0.1 | 0.09056 | 0.27168 | 0.81504 | 0.81504 | 0.81504 | 0.81504 | 0.81504 | 0.81504 | 0.81504 | 0.81504 | 0.81504 | 0.4528 | 0.27168 | 0.27168 | 0.18112 | 0.18112 | 0.09056 | 0.04528 | From DOE Prototype Buildings
OfficeLarge BLDG_OCC_SCH | Occupancy |  | Default | 2014-01-01 | 2014-12-31 | Hourly | 0 | 0 | 0 | 0 | 0 | 0 | 0.05 | 0.05 | 0.05 | 0.05 | 0.05 | 0.05 | 0.05 | 0.05 | 0.05 | 0.05 | 0.05 | 0.05 | 0 | 0 | 0 | 0 | 0 | 0 | From DOE Prototype Buildings
OfficeLarge BLDG_OCC_SCH | Occupancy |  | WntrDsn | 2014-01-01 | 2014-12-31 | Constant | 0 | [23 empty] | From DOE Prototype Buildings
OfficeLarge BLDG_OCC_SCH | Occupancy |  | SmrDsn | 2014-01-01 | 2014-12-31 | Hourly | 0 | 0 | 0 | 0 | 0 | 0 | 1 | 1 | 1 | 1 | 1 | 1 | 1 | 1 | 1 | 1 | 1 | 1 | 1 | 1 | 1 | 1 | 0.05 | 0.05 | From DOE Prototype Buildings
OfficeLarge BLDG_OCC_SCH | Occupancy |  | Sat | 2014-01-01 | 2014-12-31 | Hourly | 0 | 0 | 0 | 0 | 0 | 0 | 0.1 | 0.1 | 0.3 | 0.3 | 0.3 | 0.3 | 0.1 | 0.1 | 0.1 | 0.1 | 0.1 | 0.05 | 0.05 | 0 | 0 | 0 | 0 | 0 | From DOE Prototype Buildings
OfficeLarge BLDG_OCC_SCH | Occupancy |  | Wkdy | 2014-01-01 | 2014-12-31 | Hourly | 0 | 0 | 0 | 0 | 0 | 0 | 0.1 | 0.2 | 0.95 | 0.95 | 0.95 | 0.95 | 0.5 | 0.95 | 0.95 | 0.95 | 0.95 | 0.3 | 0.1 | 0.1 | 0.1 | 0.1 | 0.05 | 0.05 | From DOE Prototype Buildings
OfficeLarge BLDG_SWH_SCH | Service Water Heating |  | Default | 2014-01-01 | 2014-12-31 | Hourly | 0 | 0 | 0 | 0 | 0 | 0 | 0.07 | 0.04 | 0.04 | 0.04 | 0.04 | 0.06 | 0.06 | 0.09 | 0.06 | 0.04 | 0.04 | 0.04 | 0.04 | 0.04 | 0.04 | 0.07 | 0.04 | 0.04 | From DOE Prototype Buildings
OfficeLarge BLDG_SWH_SCH | Service Water Heating |  | WntrDsn¦Sat | 2014-01-01 | 2014-12-31 | Hourly | 0 | 0 | 0 | 0 | 0 | 0 | 0.07 | 0.11 | 0.15 | 0.21 | 0.19 | 0.23 | 0.2 | 0.19 | 0.15 | 0.13 | 0.14 | 0.07 | 0.07 | 0.07 | 0.07 | 0.09 | 0.05 | 0.05 | From DOE Prototype Buildings
OfficeLarge BLDG_SWH_SCH | Service Water Heating |  | SmrDsn¦Wkdy | 2014-01-01 | 2014-12-31 | Hourly | 0 | 0 | 0 | 0 | 0 | 0 | 0.07 | 0.19 | 0.35 | 0.38 | 0.39 | 0.47 | 0.57 | 0.54 | 0.34 | 0.33 | 0.44 | 0.26 | 0.21 | 0.15 | 0.17 | 0.08 | 0.05 | 0.05 | From DOE Prototype Buildings
OfficeLarge CLGSETP_DC_SCH | Thermostat Setpoint | C | Default | 2014-01-01 | 2014-12-31 | Constant | 27 | [23 empty] | From DOE Prototype Buildings
OfficeLarge CLGSETP_DC_SCH | Thermostat Setpoint | C | WntrDsn¦SmrDsn | 2014-01-01 | 2014-12-31 | Constant | 27 | [23 empty] | From DOE Prototype Buildings
OfficeLarge CLGSETP_SCH_CAV_bas | Thermostat Setpoint | C | Default¦WntrDsn | 2014-01-01 | 2014-12-31 | Constant | 26.7 | [23 empty] | From DOE Prototype Buildings
OfficeLarge CLGSETP_SCH_CAV_bas | Thermostat Setpoint | C | SmrDsn | 2014-01-01 | 2014-12-31 | Hourly | 26.7 | 26.7 | 26.7 | 26.7 | 26.7 | 25.7 | 25 | 24 | 24 | 24 | 24 | 24 | 24 | 24 | 24 | 24 | 24 | 24 | 24 | 24 | 24 | 24 | 26.7 | 26.7 | From DOE Prototype Buildings
OfficeLarge CLGSETP_SCH_CAV_bas | Thermostat Setpoint | C | Sat | 2014-01-01 | 2014-12-31 | Hourly | 26.7 | 26.7 | 26.7 | 26.7 | 24 | 24 | 24 | 24 | 24 | 24 | 24 | 24 | 24 | 24 | 24 | 24 | 24 | 26.7 | 26.7 | 26.7 | 26.7 | 26.7 | 26.7 | 26.7 | From DOE Prototype Buildings
OfficeLarge CLGSETP_SCH_CAV_bas | Thermostat Setpoint | C | Wkdy | 2014-01-01 | 2014-12-31 | Hourly | 26.7 | 26.7 | 26.7 | 26.7 | 24 | 24 | 24 | 24 | 24 | 24 | 24 | 24 | 24 | 24 | 24 | 24 | 24 | 24 | 24 | 24 | 24 | 24 | 26.7 | 26.7 | From DOE Prototype Buildings
OfficeLarge CLGSETP_SCH_NO_OPTIMUM | Thermostat Setpoint | C | Default¦WntrDsn | 2014-01-01 | 2014-12-31 | Constant | 26.7 | [23 empty] | From DOE Prototype Buildings
OfficeLarge CLGSETP_SCH_NO_OPTIMUM | Thermostat Setpoint | C | SmrDsn | 2014-01-01 | 2014-12-31 | Hourly | 26.7 | 26.7 | 26.7 | 26.7 | 26.7 | 25.7 | 25 | 24 | 24 | 24 | 24 | 24 | 24 | 24 | 24 | 24 | 24 | 24 | 24 | 24 | 24 | 24 | 26.7 | 26.7 | From DOE Prototype Buildings
OfficeLarge CLGSETP_SCH_NO_OPTIMUM | Thermostat Setpoint | C | Sat | 2014-01-01 | 2014-12-31 | Hourly | 26.7 | 26.7 | 26.7 | 26.7 | 24 | 24 | 24 | 24 | 24 | 24 | 24 | 24 | 24 | 24 | 24 | 24 | 24 | 26.7 | 26.7 | 26.7 | 26.7 | 26.7 | 26.7 | 26.7 | From DOE Prototype Buildings
OfficeLarge CLGSETP_SCH_NO_OPTIMUM | Thermostat Setpoint | C | Wkdy | 2014-01-01 | 2014-12-31 | Hourly | 26.7 | 26.7 | 26.7 | 26.7 | 24 | 24 | 24 | 24 | 24 | 24 | 24 | 24 | 24 | 24 | 24 | 24 | 24 | 24 | 24 | 24 | 24 | 24 | 26.7 | 26.7 | From DOE Prototype Buildings
OfficeLarge CLGSETP_SCH_NO_SETBACK | Thermostat Setpoint | C | Default¦WntrDsn¦Sat¦Wkdy | 2014-01-01 | 2014-12-31 | Constant | 24 | [23 empty] | From DOE Prototype Buildings
OfficeLarge CLGSETP_SCH_NO_SETBACK | Thermostat Setpoint | C | SmrDsn | 2014-01-01 | 2014-12-31 | Hourly | 26.7 | 26.7 | 26.7 | 26.7 | 26.7 | 25.7 | 25 | 24 | 24 | 24 | 24 | 24 | 24 | 24 | 24 | 24 | 24 | 24 | 24 | 24 | 24 | 24 | 26.7 | 26.7 | From DOE Prototype Buildings
OfficeLarge CLGSETP_SCH_YES_OPTIMUM | Thermostat Setpoint | C | Default¦WntrDsn | 2014-01-01 | 2014-12-31 | Constant | 26.7 | [23 empty] | From DOE Prototype Buildings
OfficeLarge CLGSETP_SCH_YES_OPTIMUM | Thermostat Setpoint | C | SmrDsn | 2014-01-01 | 2014-12-31 | Hourly | 26.7 | 26.7 | 26.7 | 26.7 | 26.7 | 25.7 | 25 | 24 | 24 | 24 | 24 | 24 | 24 | 24 | 24 | 24 | 24 | 24 | 24 | 24 | 24 | 24 | 26.7 | 26.7 | From DOE Prototype Buildings
OfficeLarge CLGSETP_SCH_YES_OPTIMUM | Thermostat Setpoint | C | Sat | 2014-01-01 | 2014-12-31 | Hourly | 26.7 | 26.7 | 26.7 | 26.7 | 25.6 | 25 | 24 | 24 | 24 | 24 | 24 | 24 | 24 | 24 | 24 | 24 | 24 | 26.7 | 26.7 | 26.7 | 26.7 | 26.7 | 26.7 | 26.7 | From DOE Prototype Buildings
OfficeLarge CLGSETP_SCH_YES_OPTIMUM | Thermostat Setpoint | C | Wkdy | 2014-01-01 | 2014-12-31 | Hourly | 26.7 | 26.7 | 26.7 | 26.7 | 25.6 | 25 | 24 | 24 | 24 | 24 | 24 | 24 | 24 | 24 | 24 | 24 | 24 | 24 | 24 | 24 | 24 | 24 | 26.7 | 26.7 | From DOE Prototype Buildings
OfficeLarge CLGSETP_SCH_YES_OPTIMUM_original | Thermostat Setpoint | C | Default¦WntrDsn | 2014-01-01 | 2014-12-31 | Constant | 26.7 | [23 empty] | From DOE Prototype Buildings
OfficeLarge CLGSETP_SCH_YES_OPTIMUM_original | Thermostat Setpoint | C | SmrDsn | 2014-01-01 | 2014-12-31 | Hourly | 26.7 | 26.7 | 26.7 | 26.7 | 26.7 | 25.7 | 25 | 24 | 24 | 24 | 24 | 24 | 24 | 24 | 24 | 24 | 24 | 24 | 24 | 24 | 24 | 24 | 26.7 | 26.7 | From DOE Prototype Buildings
OfficeLarge CLGSETP_SCH_YES_OPTIMUM_original | Thermostat Setpoint | C | Sat | 2014-01-01 | 2014-12-31 | Hourly | 26.7 | 26.7 | 26.7 | 26.7 | 25.6 | 25 | 24 | 24 | 24 | 24 | 24 | 24 | 24 | 24 | 24 | 24 | 24 | 26.7 | 26.7 | 26.7 | 26.7 | 26.7 | 26.7 | 26.7 | From DOE Prototype Buildings
OfficeLarge CLGSETP_SCH_YES_OPTIMUM_original | Thermostat Setpoint | C | Wkdy | 2014-01-01 | 2014-12-31 | Hourly | 26.7 | 26.7 | 26.7 | 26.7 | 25.6 | 25 | 24 | 24 | 24 | 24 | 24 | 24 | 24 | 24 | 24 | 24 | 24 | 24 | 24 | 24 | 24 | 24 | 26.7 | 26.7 | From DOE Prototype Buildings
OfficeLarge CLOTHING_SCH | Clothing | W | Default¦SmrDsn | 2014-01-01 | 2014-12-31 | Constant | 0.5 | [23 empty] | From DOE Prototype Buildings
OfficeLarge CLOTHING_SCH | Clothing | W | WntrDsn | 2014-01-01 | 2014-12-31 | Constant | 1 | [23 empty] | From DOE Prototype Buildings
OfficeLarge CLOTHING_SCH | Clothing | W | Wknd¦Wkdy | 2014-10-01 | 2014-12-31 | Constant | 1 | [23 empty] | From DOE Prototype Buildings
OfficeLarge CLOTHING_SCH | Clothing | W | Wknd¦Wkdy | 2014-01-01 | 2014-04-30 | Constant | 1 | [23 empty] | From DOE Prototype Buildings
OfficeLarge Cool-Supply-Air-Temp-Sch | Unknown | C | Default¦WntrDsn¦SmrDsn | 2014-01-01 | 2014-12-31 | Constant | 12.8 | [23 empty] | From DOE Prototype Buildings
OfficeLarge CoolingCoilAvailSched | Unknown |  | Default¦WntrDsn¦SmrDsn | 2014-01-01 | 2014-12-31 | Constant | 1 | [23 empty] | From DOE Prototype Buildings
OfficeLarge Core_bottom sub cat Latent fract sched | Unknown |  | Default¦WntrDsn¦SmrDsn | 2014-01-01 | 2014-12-31 | Constant | 0.05 | [23 empty] | From DOE Prototype Buildings
OfficeLarge Core_bottom sub cat Sensible fract sched | Unknown |  | Default¦WntrDsn¦SmrDsn | 2014-01-01 | 2014-12-31 | Constant | 0.2 | [23 empty] | From DOE Prototype Buildings
OfficeLarge Core_bottom sub cat Temp Sched | Unknown | C | Default¦WntrDsn¦SmrDsn | 2014-01-01 | 2014-12-31 | Constant | 60 | [23 empty] | From DOE Prototype Buildings
OfficeLarge Core_bottom sub catHot Supply Temp Sched | Unknown | C | Default¦WntrDsn¦SmrDsn | 2014-01-01 | 2014-12-31 | Constant | 55 | [23 empty] | From DOE Prototype Buildings
OfficeLarge Core_mid sub cat Latent fract sched | Unknown |  | Default¦WntrDsn¦SmrDsn | 2014-01-01 | 2014-12-31 | Constant | 0.05 | [23 empty] | From DOE Prototype Buildings
OfficeLarge Core_mid sub cat Sensible fract sched | Unknown |  | Default¦WntrDsn¦SmrDsn | 2014-01-01 | 2014-12-31 | Constant | 0.2 | [23 empty] | From DOE Prototype Buildings
OfficeLarge Core_mid sub cat Temp Sched | Unknown | C | Default¦WntrDsn¦SmrDsn | 2014-01-01 | 2014-12-31 | Constant | 60 | [23 empty] | From DOE Prototype Buildings
OfficeLarge Core_mid sub catHot Supply Temp Sched | Unknown | C | Default¦WntrDsn¦SmrDsn | 2014-01-01 | 2014-12-31 | Constant | 55 | [23 empty] | From DOE Prototype Buildings
OfficeLarge Core_top sub cat Latent fract sched | Unknown |  | Default¦WntrDsn¦SmrDsn | 2014-01-01 | 2014-12-31 | Constant | 0.05 | [23 empty] | From DOE Prototype Buildings
OfficeLarge Core_top sub cat Sensible fract sched | Unknown |  | Default¦WntrDsn¦SmrDsn | 2014-01-01 | 2014-12-31 | Constant | 0.2 | [23 empty] | From DOE Prototype Buildings
OfficeLarge Core_top sub cat Temp Sched | Unknown | C | Default¦WntrDsn¦SmrDsn | 2014-01-01 | 2014-12-31 | Constant | 60 | [23 empty] | From DOE Prototype Buildings
OfficeLarge Core_top sub catHot Supply Temp Sched | Unknown | C | Default¦WntrDsn¦SmrDsn | 2014-01-01 | 2014-12-31 | Constant | 55 | [23 empty] | From DOE Prototype Buildings
OfficeLarge CW-Loop-Temp-Schedule | Unknown | C | Default¦WntrDsn¦SmrDsn | 2014-01-01 | 2014-12-31 | Constant | 6.7 | [23 empty] | From DOE Prototype Buildings
OfficeLarge DataCenter_ExtraElecHeatC_Sch | Unknown |  | Default¦WntrDsn¦SmrDsn | 2014-01-01 | 2014-12-31 | Constant | 1 | [23 empty] | From DOE Prototype Buildings
OfficeLarge DataCenter_ExtraWaterHeatC_Sch | Unknown |  | Default¦WntrDsn¦SmrDsn | 2014-01-01 | 2014-12-31 | Constant | 1 | [23 empty] | From DOE Prototype Buildings
OfficeLarge DC_MinRelHumSetSch | Unknown |  | Default¦WntrDsn¦SmrDsn | 2014-01-01 | 2014-12-31 | Constant | 30 | [23 empty] | From DOE Prototype Buildings
OfficeLarge Dual Zone Control Type Sched | Unknown |  | Default¦WntrDsn¦SmrDsn | 2014-01-01 | 2014-12-31 | Constant | 4 | [23 empty] | From DOE Prototype Buildings
OfficeLarge ELEV_LIGHT_FAN_SCH_24_7 | Lighting |  | Default¦WntrDsn¦SmrDsn | 2014-01-01 | 2014-12-31 | Constant | 1 | [23 empty] | From DOE Prototype Buildings
OfficeLarge ELEV_LIGHT_FAN_SCH_ADD_DF | Lighting |  | Default | 2014-01-01 | 2014-12-31 | Hourly | 0.05 | 0.05 | 0.05 | 0.05 | 0.1 | 0.2 | 0.4 | 0.5 | 0.5 | 0.35 | 0.15 | 0.15 | 0.15 | 0.15 | 0.15 | 0.15 | 0.35 | 0.5 | 0.5 | 0.4 | 0.4 | 0.3 | 0.2 | 0.1 | From DOE Prototype Buildings
OfficeLarge ELEV_LIGHT_FAN_SCH_ADD_DF | Lighting |  | WntrDsn | 2014-01-01 | 2014-12-31 | Constant | 0.05 | [23 empty] | From DOE Prototype Buildings
OfficeLarge ELEV_LIGHT_FAN_SCH_ADD_DF | Lighting |  | SmrDsn | 2014-01-01 | 2014-12-31 | Constant | 0.5 | [23 empty] | From DOE Prototype Buildings
OfficeLarge Exterior_Lgt_189_1 | Unknown |  | Default¦WntrDsn¦SmrDsn | 2014-01-01 | 2014-12-31 | Hourly | 0.5 | 0.5 | 0.5 | 0.5 | 0.5 | 0.5 | 0.5 | 0.5 | 0.5 | 1 | 1 | 1 | 1 | 1 | 1 | 1 | 1 | 1 | 0.5 | 0.5 | 0.5 | 0.5 | 0.5 | 0.5 | From DOE Prototype Buildings
OfficeLarge Exterior_Lgt_ALWAYS_ON | Unknown |  | Default¦WntrDsn¦SmrDsn | 2014-01-01 | 2014-12-31 | Constant | 1 | [23 empty] | From DOE Prototype Buildings
OfficeLarge EXTERIOR_LIGHT_SCH | Lighting |  | Default¦WntrDsn¦SmrDsn | 2014-01-01 | 2014-12-31 | Hourly | 1 | 1 | 1 | 1 | 1 | 1 | 1 | 0 | 0 | 0 | 0 | 0 | 0 | 0 | 0 | 0 | 0 | 0 | 0 | 1 | 1 | 1 | 1 | 1 | From DOE Prototype Buildings
OfficeLarge Exterior_lighting_schedule_a | Lighting |  | Default¦WntrDsn¦SmrDsn | 2014-01-01 | 2014-12-31 | Hourly | 0 | 0 | 0 | 0 | 0 | 0 | 1 | 1 | 1 | 1 | 1 | 1 | 1 | 1 | 1 | 1 | 1 | 1 | 1 | 1 | 1 | 1 | 1 | 1 | From DOE Prototype Buildings
OfficeLarge Exterior_lighting_schedule_b | Lighting |  | Default¦WntrDsn¦SmrDsn | 2014-01-01 | 2014-12-31 | Hourly | 0.7 | 0.7 | 0.7 | 0.7 | 0.7 | 0.7 | 1 | 1 | 1 | 1 | 1 | 1 | 1 | 1 | 1 | 1 | 1 | 1 | 1 | 1 | 1 | 1 | 1 | 1 | From DOE Prototype Buildings
OfficeLarge FAN_SCH | Unknown |  | Default¦WntrDsn¦SmrDsn | 2014-01-01 | 2014-12-31 | Constant | 1 | [23 empty] | From DOE Prototype Buildings
OfficeLarge Heat-Supply-Air-Temp-Sch | Unknown | C | Default¦WntrDsn¦SmrDsn | 2014-01-01 | 2014-12-31 | Constant | 12.8 | [23 empty] | From DOE Prototype Buildings
OfficeLarge Hours_of_operation | Operation |  | Default | 2014-01-01 | 2014-12-31 | Constant | 0 | [23 empty] | From DOE Prototype Buildings
OfficeLarge Hours_of_operation | Operation |  | WntrDsn¦Sat | 2014-01-01 | 2014-12-31 | Hourly | 0 | 0 | 0 | 0 | 0 | 0 | 1 | 1 | 1 | 1 | 1 | 1 | 1 | 1 | 1 | 1 | 1 | 1 | 0 | 0 | 0 | 0 | 0 | 0 | From DOE Prototype Buildings
OfficeLarge Hours_of_operation | Operation |  | SmrDsn¦Wkdy | 2014-01-01 | 2014-12-31 | Hourly | 0 | 0 | 0 | 0 | 0 | 0 | 1 | 1 | 1 | 1 | 1 | 1 | 1 | 1 | 1 | 1 | 1 | 1 | 1 | 1 | 1 | 1 | 0 | 0 | From DOE Prototype Buildings
OfficeLarge HTGSETP_DC_SCH | Thermostat Setpoint | C | Default¦WntrDsn¦SmrDsn | 2014-01-01 | 2014-12-31 | Constant | 18 | [23 empty] | From DOE Prototype Buildings
OfficeLarge HTGSETP_SCH_CAV_bas | Thermostat Setpoint | C | Default¦SmrDsn | 2014-01-01 | 2014-12-31 | Constant | 15.6 | [23 empty] | From DOE Prototype Buildings
OfficeLarge HTGSETP_SCH_CAV_bas | Thermostat Setpoint | C | WntrDsn | 2014-01-01 | 2014-12-31 | Hourly | 15.6 | 15.6 | 15.6 | 15.6 | 15.6 | 17.6 | 19.6 | 21 | 21 | 21 | 21 | 21 | 21 | 21 | 21 | 21 | 21 | 21 | 21 | 21 | 21 | 21 | 15.6 | 15.6 | From DOE Prototype Buildings
OfficeLarge HTGSETP_SCH_CAV_bas | Thermostat Setpoint | C | Sat | 2014-01-01 | 2014-12-31 | Hourly | 15.6 | 15.6 | 15.6 | 15.6 | 21 | 21 | 21 | 21 | 21 | 21 | 21 | 21 | 21 | 21 | 21 | 21 | 21 | 15.6 | 15.6 | 15.6 | 15.6 | 15.6 | 15.6 | 15.6 | From DOE Prototype Buildings
OfficeLarge HTGSETP_SCH_CAV_bas | Thermostat Setpoint | C | Wkdy | 2014-01-01 | 2014-12-31 | Hourly | 15.6 | 15.6 | 15.6 | 15.6 | 21 | 21 | 21 | 21 | 21 | 21 | 21 | 21 | 21 | 21 | 21 | 21 | 21 | 21 | 21 | 21 | 21 | 21 | 15.6 | 15.6 | From DOE Prototype Buildings
OfficeLarge HTGSETP_SCH_NO_OPTIMUM | Thermostat Setpoint | C | Default¦SmrDsn | 2014-01-01 | 2014-12-31 | Constant | 15.6 | [23 empty] | From DOE Prototype Buildings
OfficeLarge HTGSETP_SCH_NO_OPTIMUM | Thermostat Setpoint | C | WntrDsn | 2014-01-01 | 2014-12-31 | Hourly | 15.6 | 15.6 | 15.6 | 15.6 | 15.6 | 17.6 | 19.6 | 21 | 21 | 21 | 21 | 21 | 21 | 21 | 21 | 21 | 21 | 21 | 21 | 21 | 21 | 21 | 15.6 | 15.6 | From DOE Prototype Buildings
OfficeLarge HTGSETP_SCH_NO_OPTIMUM | Thermostat Setpoint | C | Sat | 2014-01-01 | 2014-12-31 | Hourly | 15.6 | 15.6 | 15.6 | 15.6 | 21 | 21 | 21 | 21 | 21 | 21 | 21 | 21 | 21 | 21 | 21 | 21 | 21 | 15.6 | 15.6 | 15.6 | 15.6 | 15.6 | 15.6 | 15.6 | From DOE Prototype Buildings
OfficeLarge HTGSETP_SCH_NO_OPTIMUM | Thermostat Setpoint | C | Wkdy | 2014-01-01 | 2014-12-31 | Hourly | 15.6 | 15.6 | 15.6 | 15.6 | 21 | 21 | 21 | 21 | 21 | 21 | 21 | 21 | 21 | 21 | 21 | 21 | 21 | 21 | 21 | 21 | 21 | 21 | 15.6 | 15.6 | From DOE Prototype Buildings
OfficeLarge HTGSETP_SCH_YES_OPTIMUM | Thermostat Setpoint | C | Default¦SmrDsn | 2014-01-01 | 2014-12-31 | Constant | 15.6 | [23 empty] | From DOE Prototype Buildings
OfficeLarge HTGSETP_SCH_YES_OPTIMUM | Thermostat Setpoint | C | WntrDsn | 2014-01-01 | 2014-12-31 | Hourly | 15.6 | 15.6 | 15.6 | 15.6 | 15.6 | 17.6 | 19.6 | 21 | 21 | 21 | 21 | 21 | 21 | 21 | 21 | 21 | 21 | 21 | 21 | 21 | 21 | 21 | 15.6 | 15.6 | From DOE Prototype Buildings
OfficeLarge HTGSETP_SCH_YES_OPTIMUM | Thermostat Setpoint | C | Sat | 2014-01-01 | 2014-12-31 | Hourly | 15.6 | 15.6 | 15.6 | 15.6 | 17.8 | 20 | 21 | 21 | 21 | 21 | 21 | 21 | 21 | 21 | 21 | 21 | 21 | 15.6 | 15.6 | 15.6 | 15.6 | 15.6 | 15.6 | 15.6 | From DOE Prototype Buildings
OfficeLarge HTGSETP_SCH_YES_OPTIMUM | Thermostat Setpoint | C | Wkdy | 2014-01-01 | 2014-12-31 | Hourly | 15.6 | 15.6 | 15.6 | 15.6 | 17.8 | 20 | 21 | 21 | 21 | 21 | 21 | 21 | 21 | 21 | 21 | 21 | 21 | 21 | 21 | 21 | 21 | 21 | 15.6 | 15.6 | From DOE Prototype Buildings
OfficeLarge HTGSETP_SCH_YES_OPTIMUM_original | Thermostat Setpoint | C | Default¦SmrDsn | 2014-01-01 | 2014-12-31 | Constant | 15.6 | [23 empty] | From DOE Prototype Buildings
OfficeLarge HTGSETP_SCH_YES_OPTIMUM_original | Thermostat Setpoint | C | WntrDsn | 2014-01-01 | 2014-12-31 | Hourly | 15.6 | 15.6 | 15.6 | 15.6 | 15.6 | 17.6 | 19.6 | 21 | 21 | 21 | 21 | 21 | 21 | 21 | 21 | 21 | 21 | 21 | 21 | 21 | 21 | 21 | 15.6 | 15.6 | From DOE Prototype Buildings
OfficeLarge HTGSETP_SCH_YES_OPTIMUM_original | Thermostat Setpoint | C | Sat | 2014-01-01 | 2014-12-31 | Hourly | 15.6 | 15.6 | 15.6 | 15.6 | 17.8 | 20 | 21 | 21 | 21 | 21 | 21 | 21 | 21 | 21 | 21 | 21 | 21 | 15.6 | 15.6 | 15.6 | 15.6 | 15.6 | 15.6 | 15.6 | From DOE Prototype Buildings
OfficeLarge HTGSETP_SCH_YES_OPTIMUM_original | Thermostat Setpoint | C | Wkdy | 2014-01-01 | 2014-12-31 | Hourly | 15.6 | 15.6 | 15.6 | 15.6 | 17.8 | 20 | 21 | 21 | 21 | 21 | 21 | 21 | 21 | 21 | 21 | 21 | 21 | 21 | 21 | 21 | 21 | 21 | 15.6 | 15.6 | From DOE Prototype Buildings
OfficeLarge HVACOperationSchd | Operation |  | Default | 2014-01-01 | 2014-12-31 | Constant | 0 | [23 empty] | From DOE Prototype Buildings
OfficeLarge HVACOperationSchd | Operation |  | WntrDsn¦Sat | 2014-01-01 | 2014-12-31 | Hourly | 0 | 0 | 0 | 0 | 0 | 0 | 1 | 1 | 1 | 1 | 1 | 1 | 1 | 1 | 1 | 1 | 1 | 1 | 0 | 0 | 0 | 0 | 0 | 0 | From DOE Prototype Buildings
OfficeLarge HVACOperationSchd | Operation |  | SmrDsn¦Wkdy | 2014-01-01 | 2014-12-31 | Hourly | 0 | 0 | 0 | 0 | 0 | 0 | 1 | 1 | 1 | 1 | 1 | 1 | 1 | 1 | 1 | 1 | 1 | 1 | 1 | 1 | 1 | 1 | 0 | 0 | From DOE Prototype Buildings
OfficeLarge HW-Loop-Temp-Schedule | Unknown | C | Default¦WntrDsn¦SmrDsn | 2014-01-01 | 2014-12-31 | Constant | 82 | [23 empty] | From DOE Prototype Buildings
OfficeLarge INFIL_HALF_ON_SCH | Infiltration |  | Default | 2014-01-01 | 2014-12-31 | Constant | 1 | [23 empty] | From DOE Prototype Buildings
OfficeLarge INFIL_HALF_ON_SCH | Infiltration |  | WntrDsn¦Sat | 2014-01-01 | 2014-12-31 | Hourly | 1 | 1 | 1 | 1 | 1 | 1 | 0.5 | 0.5 | 0.5 | 0.5 | 0.5 | 0.5 | 0.5 | 0.5 | 0.5 | 0.5 | 0.5 | 0.5 | 1 | 1 | 1 | 1 | 1 | 1 | From DOE Prototype Buildings
OfficeLarge INFIL_HALF_ON_SCH | Infiltration |  | SmrDsn¦Wkdy | 2014-01-01 | 2014-12-31 | Hourly | 1 | 1 | 1 | 1 | 1 | 1 | 0.5 | 0.5 | 0.5 | 0.5 | 0.5 | 0.5 | 0.5 | 0.5 | 0.5 | 0.5 | 0.5 | 0.5 | 0.5 | 0.5 | 0.5 | 0.5 | 1 | 1 | From DOE Prototype Buildings
OfficeLarge INFIL_SCH | Infiltration |  | Default | 2014-01-01 | 2014-12-31 | Constant | 1 | [23 empty] | From DOE Prototype Buildings
OfficeLarge INFIL_SCH | Infiltration |  | WntrDsn¦Sat | 2014-01-01 | 2014-12-31 | Hourly | 1 | 1 | 1 | 1 | 1 | 1 | 0 | 0 | 0 | 0 | 0 | 0 | 0 | 0 | 0 | 0 | 0 | 0 | 1 | 1 | 1 | 1 | 1 | 1 | From DOE Prototype Buildings
OfficeLarge INFIL_SCH | Infiltration |  | SmrDsn¦Wkdy | 2014-01-01 | 2014-12-31 | Hourly | 1 | 1 | 1 | 1 | 1 | 1 | 0 | 0 | 0 | 0 | 0 | 0 | 0 | 0 | 0 | 0 | 0 | 0 | 0 | 0 | 0 | 0 | 1 | 1 | From DOE Prototype Buildings
OfficeLarge INFIL_SCH_PNNL | Infiltration |  | Default | 2014-01-01 | 2014-12-31 | Constant | 1 | [23 empty] | From DOE Prototype Buildings
OfficeLarge INFIL_SCH_PNNL | Infiltration |  | WntrDsn¦Sat | 2014-01-01 | 2014-12-31 | Hourly | 1 | 1 | 1 | 1 | 1 | 1 | 0.25 | 0.25 | 0.25 | 0.25 | 0.25 | 0.25 | 0.25 | 0.25 | 0.25 | 0.25 | 0.25 | 0.25 | 1 | 1 | 1 | 1 | 1 | 1 | From DOE Prototype Buildings
OfficeLarge INFIL_SCH_PNNL | Infiltration |  | SmrDsn¦Wkdy | 2014-01-01 | 2014-12-31 | Hourly | 1 | 1 | 1 | 1 | 1 | 1 | 0.25 | 0.25 | 0.25 | 0.25 | 0.25 | 0.25 | 0.25 | 0.25 | 0.25 | 0.25 | 0.25 | 0.25 | 0.25 | 0.25 | 0.25 | 0.25 | 1 | 1 | From DOE Prototype Buildings
OfficeLarge MinOA_MotorizedDamper_Sched | OA Air |  | Default | 2014-01-01 | 2014-12-31 | Constant | 0 | [23 empty] | From DOE Prototype Buildings
OfficeLarge MinOA_MotorizedDamper_Sched | OA Air |  | WntrDsn¦Sat | 2014-01-01 | 2014-12-31 | Hourly | 0 | 0 | 0 | 0 | 0 | 0 | 0 | 1 | 1 | 1 | 1 | 1 | 1 | 1 | 1 | 1 | 1 | 1 | 0 | 0 | 0 | 0 | 0 | 0 | From DOE Prototype Buildings
OfficeLarge MinOA_MotorizedDamper_Sched | OA Air |  | SmrDsn¦Wkdy | 2014-01-01 | 2014-12-31 | Hourly | 0 | 0 | 0 | 0 | 0 | 0 | 0 | 1 | 1 | 1 | 1 | 1 | 1 | 1 | 1 | 1 | 1 | 1 | 1 | 1 | 1 | 1 | 0 | 0 | From DOE Prototype Buildings
OfficeLarge MinOA_Sched | OA Air |  | Default¦WntrDsn¦SmrDsn | 2014-01-01 | 2014-12-31 | Constant | 1 | [23 empty] | From DOE Prototype Buildings
OfficeLarge PLANT LOOP HIGH TEMP SCHEDULE | Unknown | C | Default¦WntrDsn¦SmrDsn | 2014-01-01 | 2014-12-31 | Constant | 18.33 | [23 empty] | From DOE Prototype Buildings
OfficeLarge PLANT LOOP LOW TEMP SCHEDULE | Unknown | C | Default¦WntrDsn¦SmrDsn | 2014-01-01 | 2014-12-31 | Constant | 5 | [23 empty] | From DOE Prototype Buildings
OfficeLarge PlantOnSched | Unknown |  | Default¦WntrDsn¦SmrDsn | 2014-01-01 | 2014-12-31 | Constant | 1 | [23 empty] | From DOE Prototype Buildings
OfficeLarge ReheatCoilAvailSched | Unknown |  | Default¦WntrDsn¦SmrDsn | 2014-01-01 | 2014-12-31 | Constant | 1 | [23 empty] | From DOE Prototype Buildings
OfficeLarge scheduleOSCBasementFloorTemp | Unknown | C | Default¦WntrDsn¦SmrDsn | 2014-01-01 | 2014-12-31 | Constant | 0 | [23 empty] | From DOE Prototype Buildings
OfficeLarge scheduleOSCBasementLowerWallTemp | Unknown | C | Default¦WntrDsn¦SmrDsn | 2014-01-01 | 2014-12-31 | Constant | 0 | [23 empty] | From DOE Prototype Buildings
OfficeLarge scheduleOSCBasementUpperWallTemp | Unknown | C | Default¦WntrDsn¦SmrDsn | 2014-01-01 | 2014-12-31 | Constant | 0 | [23 empty] | From DOE Prototype Buildings
OfficeLarge scheduleOSCBasementWallSurfaceTemp | Unknown | C | Default¦WntrDsn¦SmrDsn | 2014-01-01 | 2014-12-31 | Constant | 0 | [23 empty] | From DOE Prototype Buildings
OfficeLarge SHADING_SCH | Unknown | W | Default¦WntrDsn¦SmrDsn | 2014-01-01 | 2014-12-31 | Constant | 0 | [23 empty] | From DOE Prototype Buildings
OfficeLarge SHWSys1 Water Heater Ambient Temperature Schedule | Service Water Heating | C | Default¦WntrDsn¦SmrDsn | 2014-01-01 | 2014-12-31 | Constant | 22 | [23 empty] | From DOE Prototype Buildings
OfficeLarge SHWSys1 Water Heater Setpoint Temperature Schedule | Service Water Heating | C | Default¦WntrDsn¦SmrDsn | 2014-01-01 | 2014-12-31 | Constant | 60 | [23 empty] | From DOE Prototype Buildings
OfficeLarge SHWSys1-Loop-Temp-Schedule | Service Water Heating | C | Default¦WntrDsn¦SmrDsn | 2014-01-01 | 2014-12-31 | Constant | 60 | [23 empty] | From DOE Prototype Buildings
OfficeLarge SupplyFanSch | Unknown |  | Default¦WntrDsn¦SmrDsn | 2014-01-01 | 2014-12-31 | Constant | 1 | [23 empty] | From DOE Prototype Buildings
OfficeLarge Tower-Loop-Temp-Schedule | Unknown | C | Default¦WntrDsn¦SmrDsn | 2014-01-01 | 2014-12-31 | Constant | 21.1 | [23 empty] | From DOE Prototype Buildings
OfficeLarge WORK_EFF_SCH | Unknown |  | Default¦WntrDsn¦SmrDsn | 2014-01-01 | 2014-12-31 | Constant | 0 | [23 empty] | From DOE Prototype Buildings
OfficeMedium ACTIVITY_SCH | Activity | W | Default¦WntrDsn¦SmrDsn | 2014-01-01 | 2014-12-31 | Constant | 120 | [23 empty] | From DOE Prototype Buildings
OfficeMedium AIR_VELO_SCH | Unknown | W | Default¦WntrDsn¦SmrDsn | 2014-01-01 | 2014-12-31 | Constant | 0.2 | [23 empty] | From DOE Prototype Buildings
OfficeMedium ALWAYS_OFF | Unknown |  | Default¦WntrDsn¦SmrDsn | 2014-01-01 | 2014-12-31 | Constant | 0 | [23 empty] | From DOE Prototype Buildings
OfficeMedium ALWAYS_ON | Unknown |  | Default¦WntrDsn¦SmrDsn | 2014-01-01 | 2014-12-31 | Constant | 1 | [23 empty] | From DOE Prototype Buildings
OfficeMedium BLDG_ELEVATORS | Elevator |  | Sun¦WntrDsn | 2014-01-01 | 2014-12-31 | Constant | 0 | [23 empty] | From DOE Prototype Buildings
OfficeMedium BLDG_ELEVATORS | Elevator |  | SmrDsn | 2014-01-01 | 2014-12-31 | Constant | 0.69 | [23 empty] | From DOE Prototype Buildings
OfficeMedium BLDG_ELEVATORS | Elevator |  | Sat | 2014-01-01 | 2014-12-31 | Hourly | 0 | 0 | 0 | 0 | 0 | 0 | 0 | 0.16 | 0.14 | 0.21 | 0.18 | 0.25 | 0.21 | 0.13 | 0.08 | 0.04 | 0.05 | 0.06 | 0 | 0 | 0 | 0 | 0 | 0 | From DOE Prototype Buildings
OfficeMedium BLDG_ELEVATORS | Elevator |  | Wkdy | 2014-01-01 | 2014-12-31 | Hourly | 0 | 0 | 0 | 0 | 0 | 0 | 0 | 0.35 | 0.69 | 0.43 | 0.37 | 0.43 | 0.58 | 0.48 | 0.37 | 0.37 | 0.46 | 0.62 | 0.12 | 0.04 | 0.04 | 0 | 0 | 0 | From DOE Prototype Buildings
OfficeMedium BLDG_EQUIP_SCH | Equipment |  | Default | 2014-01-01 | 2014-12-31 | Hourly | 0.23814 | 0.23814 | 0.23814 | 0.23814 | 0.23814 | 0.23814 | 0.28811 | 0.28811 | 0.28811 | 0.28811 | 0.28811 | 0.28811 | 0.28811 | 0.28811 | 0.28811 | 0.28811 | 0.28811 | 0.28811 | 0.23814 | 0.23814 | 0.23814 | 0.23814 | 0.23814 | 0.23814 | From DOE Prototype Buildings
OfficeMedium BLDG_EQUIP_SCH_2004 | Equipment |  | WntrDsn | 2014-01-01 | 2014-12-31 | Constant | 0 | [23 empty] | From DOE Prototype Buildings
OfficeMedium BLDG_EQUIP_SCH_2004 | Equipment |  | SmrDsn | 2014-01-01 | 2014-12-31 | Constant | 1 | [23 empty] | From DOE Prototype Buildings
OfficeMedium BLDG_EQUIP_SCH_2004 | Equipment |  | Sun | 2014-01-01 | 2014-12-31 | Constant | 0.3 | [23 empty] | From DOE Prototype Buildings
OfficeMedium BLDG_EQUIP_SCH_2004 | Equipment |  | Sat | 2014-01-01 | 2014-12-31 | Hourly | 0.3 | 0.3 | 0.3 | 0.3 | 0.3 | 0.3 | 0.4 | 0.4 | 0.5 | 0.5 | 0.5 | 0.5 | 0.35 | 0.35 | 0.35 | 0.35 | 0.35 | 0.3 | 0.3 | 0.3 | 0.3 | 0.3 | 0.3 | 0.3 | From DOE Prototype Buildings
OfficeMedium BLDG_EQUIP_SCH_2004 | Equipment |  | Wkdy | 2014-01-01 | 2014-12-31 | Hourly | 0.4 | 0.4 | 0.4 | 0.4 | 0.4 | 0.4 | 0.4 | 0.4 | 0.9 | 0.9 | 0.9 | 0.9 | 0.8 | 0.9 | 0.9 | 0.9 | 0.9 | 0.5 | 0.4 | 0.4 | 0.4 | 0.4 | 0.4 | 0.4 | From DOE Prototype Buildings
OfficeMedium BLDG_EQUIP_SCH_2010 | Equipment |  | WntrDsn | 2014-01-01 | 2014-12-31 | Constant | 0 | [23 empty] | From DOE Prototype Buildings
OfficeMedium BLDG_EQUIP_SCH_2010 | Equipment |  | SmrDsn | 2014-01-01 | 2014-12-31 | Constant | 1 | [23 empty] | From DOE Prototype Buildings
OfficeMedium BLDG_EQUIP_SCH_2010 | Equipment |  | Sun | 2014-01-01 | 2014-12-31 | Hourly | 0.23814 | 0.23814 | 0.23814 | 0.23814 | 0.23814 | 0.23814 | 0.28811 | 0.28811 | 0.28811 | 0.28811 | 0.28811 | 0.28811 | 0.28811 | 0.28811 | 0.28811 | 0.28811 | 0.28811 | 0.28811 | 0.23814 | 0.23814 | 0.23814 | 0.23814 | 0.23814 | 0.23814 | From DOE Prototype Buildings
OfficeMedium BLDG_EQUIP_SCH_2010 | Equipment |  | Sat | 2014-01-01 | 2014-12-31 | Hourly | 0.23814 | 0.23814 | 0.23814 | 0.23814 | 0.23814 | 0.23814 | 0.38414 | 0.38414 | 0.48018 | 0.48018 | 0.48018 | 0.48018 | 0.33613 | 0.33613 | 0.33613 | 0.33613 | 0.33613 | 0.28811 | 0.28811 | 0.23814 | 0.23814 | 0.23814 | 0.23814 | 0.23814 | From DOE Prototype Buildings
OfficeMedium BLDG_EQUIP_SCH_2010 | Equipment |  | Wkdy | 2014-01-01 | 2014-12-31 | Hourly | 0.31751 | 0.31751 | 0.31751 | 0.31751 | 0.31751 | 0.31751 | 0.38414 | 0.38414 | 0.86432 | 0.86432 | 0.86432 | 0.86432 | 0.76829 | 0.86432 | 0.86432 | 0.86432 | 0.86432 | 0.48018 | 0.38414 | 0.38414 | 0.38414 | 0.38414 | 0.38414 | 0.38414 | From DOE Prototype Buildings
OfficeMedium BLDG_EQUIP_SCH_2013 | Equipment |  | WntrDsn | 2014-01-01 | 2014-12-31 | Constant | 0 | [23 empty] | From DOE Prototype Buildings
OfficeMedium BLDG_EQUIP_SCH_2013 | Equipment |  | SmrDsn | 2014-01-01 | 2014-12-31 | Constant | 1 | [23 empty] | From DOE Prototype Buildings
OfficeMedium BLDG_EQUIP_SCH_2013 | Equipment |  | Sun | 2014-01-01 | 2014-12-31 | Hourly | 0.23076 | 0.23076 | 0.23076 | 0.23076 | 0.23076 | 0.23076 | 0.28811 | 0.28811 | 0.28811 | 0.28811 | 0.28811 | 0.28811 | 0.28811 | 0.28811 | 0.28811 | 0.28811 | 0.28811 | 0.28811 | 0.23076 | 0.23076 | 0.23076 | 0.23076 | 0.23076 | 0.23076 | From DOE Prototype Buildings
OfficeMedium BLDG_EQUIP_SCH_2013 | Equipment |  | Sat | 2014-01-01 | 2014-12-31 | Hourly | 0.23076 | 0.23076 | 0.23076 | 0.23076 | 0.23076 | 0.23076 | 0.38123 | 0.38123 | 0.47654 | 0.47654 | 0.47654 | 0.47654 | 0.33358 | 0.33358 | 0.33358 | 0.33358 | 0.33358 | 0.28593 | 0.28593 | 0.23076 | 0.23076 | 0.23076 | 0.23076 | 0.23076 | From DOE Prototype Buildings
OfficeMedium BLDG_EQUIP_SCH_2013 | Equipment |  | Wkdy | 2014-01-01 | 2014-12-31 | Hourly | 0.30767 | 0.30767 | 0.30767 | 0.30767 | 0.30767 | 0.30767 | 0.38123 | 0.38123 | 0.85778 | 0.85778 | 0.85778 | 0.85778 | 0.76247 | 0.85778 | 0.85778 | 0.85778 | 0.85778 | 0.47654 | 0.38123 | 0.38123 | 0.38123 | 0.38123 | 0.38123 | 0.38123 | From DOE Prototype Buildings
OfficeMedium BLDG_LIGHT_SCH_2004 | Lighting |  | WntrDsn | 2014-01-01 | 2014-12-31 | Constant | 0 | [23 empty] | From DOE Prototype Buildings
OfficeMedium BLDG_LIGHT_SCH_2004 | Lighting |  | SmrDsn | 2014-01-01 | 2014-12-31 | Constant | 1 | [23 empty] | From DOE Prototype Buildings
OfficeMedium BLDG_LIGHT_SCH_2004 | Lighting |  | Sun | 2014-01-01 | 2014-12-31 | Constant | 0.05 | [23 empty] | From DOE Prototype Buildings
OfficeMedium BLDG_LIGHT_SCH_2004 | Lighting |  | Sat | 2014-01-01 | 2014-12-31 | Hourly | 0.05 | 0.05 | 0.05 | 0.05 | 0.05 | 0.05 | 0.1 | 0.1 | 0.3 | 0.3 | 0.3 | 0.3 | 0.15 | 0.15 | 0.15 | 0.15 | 0.15 | 0.05 | 0.05 | 0.05 | 0.05 | 0.05 | 0.05 | 0.05 | From DOE Prototype Buildings
OfficeMedium BLDG_LIGHT_SCH_2004 | Lighting |  | Wkdy | 2014-01-01 | 2014-12-31 | Hourly | 0.05 | 0.05 | 0.05 | 0.05 | 0.05 | 0.1 | 0.1 | 0.3 | 0.9 | 0.9 | 0.9 | 0.9 | 0.9 | 0.9 | 0.9 | 0.9 | 0.9 | 0.5 | 0.3 | 0.3 | 0.2 | 0.2 | 0.1 | 0.05 | From DOE Prototype Buildings
OfficeMedium BLDG_LIGHT_SCH_2010 | Lighting |  | WntrDsn | 2014-01-01 | 2014-12-31 | Constant | 0 | [23 empty] | From DOE Prototype Buildings
OfficeMedium BLDG_LIGHT_SCH_2010 | Lighting |  | SmrDsn | 2014-01-01 | 2014-12-31 | Constant | 1 | [23 empty] | From DOE Prototype Buildings
OfficeMedium BLDG_LIGHT_SCH_2010 | Lighting |  | Sun | 2014-01-01 | 2014-12-31 | Hourly | 0.05 | 0.05 | 0.05 | 0.05 | 0.05 | 0.05 | 0.0452 | 0.0452 | 0.0452 | 0.0452 | 0.0452 | 0.0452 | 0.0452 | 0.0452 | 0.0452 | 0.0452 | 0.0452 | 0.0452 | 0.05 | 0.05 | 0.05 | 0.05 | 0.05 | 0.05 | From DOE Prototype Buildings
OfficeMedium BLDG_LIGHT_SCH_2010 | Lighting |  | Sat | 2014-01-01 | 2014-12-31 | Hourly | 0.05 | 0.05 | 0.05 | 0.05 | 0.05 | 0.05 | 0.0904 | 0.0904 | 0.2712 | 0.2712 | 0.2712 | 0.2712 | 0.1356 | 0.1356 | 0.1356 | 0.1356 | 0.1356 | 0.0452 | 0.0452 | 0.05 | 0.05 | 0.05 | 0.05 | 0.05 | From DOE Prototype Buildings
OfficeMedium BLDG_LIGHT_SCH_2010 | Lighting |  | Wkdy | 2014-01-01 | 2014-12-31 | Hourly | 0.05 | 0.05 | 0.05 | 0.05 | 0.05 | 0.1 | 0.0904 | 0.2712 | 0.8136 | 0.8136 | 0.8136 | 0.8136 | 0.8136 | 0.8136 | 0.8136 | 0.8136 | 0.8136 | 0.452 | 0.2712 | 0.2712 | 0.1808 | 0.1808 | 0.0904 | 0.0452 | From DOE Prototype Buildings
OfficeMedium BLDG_LIGHT_SCH_2013 | Lighting |  | WntrDsn | 2014-01-01 | 2014-12-31 | Constant | 0 | [23 empty] | From DOE Prototype Buildings
OfficeMedium BLDG_LIGHT_SCH_2013 | Lighting |  | SmrDsn | 2014-01-01 | 2014-12-31 | Constant | 1 | [23 empty] | From DOE Prototype Buildings
OfficeMedium BLDG_LIGHT_SCH_2013 | Lighting |  | Sun | 2014-01-01 | 2014-12-31 | Hourly | 0.05 | 0.05 | 0.05 | 0.05 | 0.05 | 0.05 | 0.043116 | 0.043116 | 0.043116 | 0.043116 | 0.043116 | 0.043116 | 0.043116 | 0.043116 | 0.043116 | 0.043116 | 0.043116 | 0.043116 | 0.05 | 0.05 | 0.05 | 0.05 | 0.05 | 0.05 | From DOE Prototype Buildings
OfficeMedium BLDG_LIGHT_SCH_2013 | Lighting |  | Sat | 2014-01-01 | 2014-12-31 | Hourly | 0.05 | 0.05 | 0.05 | 0.05 | 0.05 | 0.05 | 0.086233 | 0.086233 | 0.2587 | 0.2587 | 0.2587 | 0.2587 | 0.12935 | 0.12935 | 0.12935 | 0.12935 | 0.12935 | 0.043116 | 0.043116 | 0.05 | 0.05 | 0.05 | 0.05 | 0.05 | From DOE Prototype Buildings
OfficeMedium BLDG_LIGHT_SCH_2013 | Lighting |  | Wkdy | 2014-01-01 | 2014-12-31 | Hourly | 0.05 | 0.05 | 0.05 | 0.05 | 0.05 | 0.1 | 0.086233 | 0.2587 | 0.77609 | 0.77609 | 0.77609 | 0.77609 | 0.77609 | 0.77609 | 0.77609 | 0.77609 | 0.77609 | 0.43116 | 0.2587 | 0.2587 | 0.17247 | 0.17247 | 0.086233 | 0.043116 | From DOE Prototype Buildings
OfficeMedium BLDG_OCC_SCH | Occupancy |  | Default | 2014-01-01 | 2014-12-31 | Hourly | 0 | 0 | 0 | 0 | 0 | 0 | 0.05 | 0.05 | 0.05 | 0.05 | 0.05 | 0.05 | 0.05 | 0.05 | 0.05 | 0.05 | 0.05 | 0.05 | 0 | 0 | 0 | 0 | 0 | 0 | From DOE Prototype Buildings
OfficeMedium BLDG_OCC_SCH | Occupancy |  | WntrDsn | 2014-01-01 | 2014-12-31 | Constant | 0 | [23 empty] | From DOE Prototype Buildings
OfficeMedium BLDG_OCC_SCH | Occupancy |  | SmrDsn | 2014-01-01 | 2014-12-31 | Hourly | 0 | 0 | 0 | 0 | 0 | 0 | 1 | 1 | 1 | 1 | 1 | 1 | 1 | 1 | 1 | 1 | 1 | 1 | 1 | 1 | 1 | 1 | 0.05 | 0.05 | From DOE Prototype Buildings
OfficeMedium BLDG_OCC_SCH | Occupancy |  | Sat | 2014-01-01 | 2014-12-31 | Hourly | 0 | 0 | 0 | 0 | 0 | 0 | 0.1 | 0.1 | 0.3 | 0.3 | 0.3 | 0.3 | 0.1 | 0.1 | 0.1 | 0.1 | 0.1 | 0.05 | 0.05 | 0 | 0 | 0 | 0 | 0 | From DOE Prototype Buildings
OfficeMedium BLDG_OCC_SCH | Occupancy |  | Wkdy | 2014-01-01 | 2014-12-31 | Hourly | 0 | 0 | 0 | 0 | 0 | 0 | 0.1 | 0.2 | 0.95 | 0.95 | 0.95 | 0.95 | 0.5 | 0.95 | 0.95 | 0.95 | 0.95 | 0.3 | 0.1 | 0.1 | 0.1 | 0.1 | 0.05 | 0.05 | From DOE Prototype Buildings
OfficeMedium BLDG_SWH_SCH | Service Water Heating |  | Default | 2014-01-01 | 2014-12-31 | Hourly | 0 | 0 | 0 | 0 | 0 | 0 | 0.04 | 0.04 | 0.04 | 0.04 | 0.04 | 0.06 | 0.06 | 0.09 | 0.06 | 0.04 | 0.04 | 0.04 | 0 | 0 | 0 | 0 | 0 | 0 | From DOE Prototype Buildings
OfficeMedium BLDG_SWH_SCH | Service Water Heating |  | WntrDsn¦Sat | 2014-01-01 | 2014-12-31 | Hourly | 0 | 0 | 0 | 0 | 0 | 0 | 0.07 | 0.11 | 0.15 | 0.21 | 0.19 | 0.23 | 0.2 | 0.19 | 0.15 | 0.13 | 0.14 | 0.07 | 0.07 | 0 | 0 | 0 | 0 | 0 | From DOE Prototype Buildings
OfficeMedium BLDG_SWH_SCH | Service Water Heating |  | SmrDsn¦Wkdy | 2014-01-01 | 2014-12-31 | Hourly | 0 | 0 | 0 | 0 | 0 | 0 | 0.07 | 0.19 | 0.35 | 0.38 | 0.39 | 0.47 | 0.57 | 0.54 | 0.34 | 0.33 | 0.44 | 0.26 | 0.21 | 0.15 | 0.17 | 0.08 | 0.05 | 0.05 | From DOE Prototype Buildings
OfficeMedium CLGSETP_SCH_NO_OPTIMUM | Thermostat Setpoint | C | SmrDsn | 2014-01-01 | 2014-12-31 | Hourly | 26.7 | 26.7 | 26.7 | 26.7 | 26.7 | 25.7 | 25 | 24 | 24 | 24 | 24 | 24 | 24 | 24 | 24 | 24 | 24 | 24 | 24 | 24 | 24 | 24 | 26.7 | 26.7 | From DOE Prototype Buildings
OfficeMedium CLGSETP_SCH_NO_OPTIMUM | Thermostat Setpoint | C | Sat | 2014-01-01 | 2014-12-31 | Hourly | 26.7 | 26.7 | 26.7 | 26.7 | 26.7 | 24 | 24 | 24 | 24 | 24 | 24 | 24 | 24 | 24 | 24 | 24 | 24 | 26.7 | 26.7 | 26.7 | 26.7 | 26.7 | 26.7 | 26.7 | From DOE Prototype Buildings
OfficeMedium CLGSETP_SCH_NO_OPTIMUM | Thermostat Setpoint | C | Wkdy | 2014-01-01 | 2014-12-31 | Hourly | 26.7 | 26.7 | 26.7 | 26.7 | 26.7 | 24 | 24 | 24 | 24 | 24 | 24 | 24 | 24 | 24 | 24 | 24 | 24 | 24 | 24 | 24 | 24 | 24 | 26.7 | 26.7 | From DOE Prototype Buildings
OfficeMedium CLGSETP_SCH_NO_OPTIMUM | Thermostat Setpoint | C | Default¦WntrDsn | 2014-01-01 | 2014-12-31 | Constant | 26.7 | [23 empty] | From DOE Prototype Buildings
OfficeMedium CLGSETP_SCH_NO_SETBACK | Thermostat Setpoint | C | Default¦WntrDsn¦Sat¦Wkdy | 2014-01-01 | 2014-12-31 | Constant | 24 | [23 empty] | From DOE Prototype Buildings
OfficeMedium CLGSETP_SCH_NO_SETBACK | Thermostat Setpoint | C | SmrDsn | 2014-01-01 | 2014-12-31 | Hourly | 26.7 | 26.7 | 26.7 | 26.7 | 26.7 | 25.7 | 25 | 24 | 24 | 24 | 24 | 24 | 24 | 24 | 24 | 24 | 24 | 24 | 24 | 24 | 24 | 24 | 26.7 | 26.7 | From DOE Prototype Buildings
OfficeMedium CLGSETP_SCH_PACU_VAV_bot | Thermostat Setpoint | C | Default¦WntrDsn | 2014-01-01 | 2014-12-31 | Constant | 26.7 | [23 empty] | From DOE Prototype Buildings
OfficeMedium CLGSETP_SCH_PACU_VAV_bot | Thermostat Setpoint | C | SmrDsn | 2014-01-01 | 2014-12-31 | Hourly | 26.7 | 26.7 | 26.7 | 26.7 | 26.7 | 25.7 | 25 | 24 | 24 | 24 | 24 | 24 | 24 | 24 | 24 | 24 | 24 | 24 | 24 | 24 | 24 | 24 | 26.7 | 26.7 | From DOE Prototype Buildings
OfficeMedium CLGSETP_SCH_PACU_VAV_bot | Thermostat Setpoint | C | Sat | 2014-01-01 | 2014-12-31 | Hourly | 26.7 | 26.7 | 26.7 | 26.7 | 26.7 | 24 | 24 | 24 | 24 | 24 | 24 | 24 | 24 | 24 | 24 | 24 | 24 | 26.7 | 26.7 | 26.7 | 26.7 | 26.7 | 26.7 | 26.7 | From DOE Prototype Buildings
OfficeMedium CLGSETP_SCH_PACU_VAV_bot | Thermostat Setpoint | C | Wkdy | 2014-01-01 | 2014-12-31 | Hourly | 26.7 | 26.7 | 26.7 | 26.7 | 26.7 | 24 | 24 | 24 | 24 | 24 | 24 | 24 | 24 | 24 | 24 | 24 | 24 | 24 | 24 | 24 | 24 | 24 | 26.7 | 26.7 | From DOE Prototype Buildings
OfficeMedium CLGSETP_SCH_PACU_VAV_mid | Thermostat Setpoint | C | Default¦WntrDsn | 2014-01-01 | 2014-12-31 | Constant | 26.7 | [23 empty] | From DOE Prototype Buildings
OfficeMedium CLGSETP_SCH_PACU_VAV_mid | Thermostat Setpoint | C | SmrDsn | 2014-01-01 | 2014-12-31 | Hourly | 26.7 | 26.7 | 26.7 | 26.7 | 26.7 | 25.7 | 25 | 24 | 24 | 24 | 24 | 24 | 24 | 24 | 24 | 24 | 24 | 24 | 24 | 24 | 24 | 24 | 26.7 | 26.7 | From DOE Prototype Buildings
OfficeMedium CLGSETP_SCH_PACU_VAV_mid | Thermostat Setpoint | C | Sat | 2014-01-01 | 2014-12-31 | Hourly | 26.7 | 26.7 | 26.7 | 26.7 | 26.7 | 24 | 24 | 24 | 24 | 24 | 24 | 24 | 24 | 24 | 24 | 24 | 24 | 26.7 | 26.7 | 26.7 | 26.7 | 26.7 | 26.7 | 26.7 | From DOE Prototype Buildings
OfficeMedium CLGSETP_SCH_PACU_VAV_mid | Thermostat Setpoint | C | Wkdy | 2014-01-01 | 2014-12-31 | Hourly | 26.7 | 26.7 | 26.7 | 26.7 | 26.7 | 24 | 24 | 24 | 24 | 24 | 24 | 24 | 24 | 24 | 24 | 24 | 24 | 24 | 24 | 24 | 24 | 24 | 26.7 | 26.7 | From DOE Prototype Buildings
OfficeMedium CLGSETP_SCH_PACU_VAV_top | Thermostat Setpoint | C | Default¦WntrDsn | 2014-01-01 | 2014-12-31 | Constant | 26.7 | [23 empty] | From DOE Prototype Buildings
OfficeMedium CLGSETP_SCH_PACU_VAV_top | Thermostat Setpoint | C | SmrDsn | 2014-01-01 | 2014-12-31 | Hourly | 26.7 | 26.7 | 26.7 | 26.7 | 26.7 | 25.7 | 25 | 24 | 24 | 24 | 24 | 24 | 24 | 24 | 24 | 24 | 24 | 24 | 24 | 24 | 24 | 24 | 26.7 | 26.7 | From DOE Prototype Buildings
OfficeMedium CLGSETP_SCH_PACU_VAV_top | Thermostat Setpoint | C | Sat | 2014-01-01 | 2014-12-31 | Hourly | 26.7 | 26.7 | 26.7 | 26.7 | 26.7 | 24 | 24 | 24 | 24 | 24 | 24 | 24 | 24 | 24 | 24 | 24 | 24 | 26.7 | 26.7 | 26.7 | 26.7 | 26.7 | 26.7 | 26.7 | From DOE Prototype Buildings
OfficeMedium CLGSETP_SCH_PACU_VAV_top | Thermostat Setpoint | C | Wkdy | 2014-01-01 | 2014-12-31 | Hourly | 26.7 | 26.7 | 26.7 | 26.7 | 26.7 | 24 | 24 | 24 | 24 | 24 | 24 | 24 | 24 | 24 | 24 | 24 | 24 | 24 | 24 | 24 | 24 | 24 | 26.7 | 26.7 | From DOE Prototype Buildings
OfficeMedium CLGSETP_SCH_YES_OPTIMUM | Thermostat Setpoint | C | Default¦WntrDsn | 2014-01-01 | 2014-12-31 | Constant | 26.7 | [23 empty] | From DOE Prototype Buildings
OfficeMedium CLGSETP_SCH_YES_OPTIMUM | Thermostat Setpoint | C | SmrDsn | 2014-01-01 | 2014-12-31 | Hourly | 26.7 | 26.7 | 26.7 | 26.7 | 26.7 | 25.7 | 25 | 24 | 24 | 24 | 24 | 24 | 24 | 24 | 24 | 24 | 24 | 24 | 24 | 24 | 24 | 24 | 26.7 | 26.7 | From DOE Prototype Buildings
OfficeMedium CLGSETP_SCH_YES_OPTIMUM | Thermostat Setpoint | C | Sat | 2014-01-01 | 2014-12-31 | Hourly | 26.7 | 26.7 | 26.7 | 26.7 | 26.7 | 25.7 | 25 | 24 | 24 | 24 | 24 | 24 | 24 | 24 | 24 | 24 | 24 | 26.7 | 26.7 | 26.7 | 26.7 | 26.7 | 26.7 | 26.7 | From DOE Prototype Buildings
OfficeMedium CLGSETP_SCH_YES_OPTIMUM | Thermostat Setpoint | C | Wkdy | 2014-01-01 | 2014-12-31 | Hourly | 26.7 | 26.7 | 26.7 | 26.7 | 26.7 | 25.6 | 25 | 24 | 24 | 24 | 24 | 24 | 24 | 24 | 24 | 24 | 24 | 24 | 24 | 24 | 24 | 24 | 26.7 | 26.7 | From DOE Prototype Buildings
OfficeMedium CLGSETP_SCH_YES_OPTIMUM_ORIGINAL | Thermostat Setpoint | C | Default¦WntrDsn | 2014-01-01 | 2014-12-31 | Constant | 26.7 | [23 empty] | From DOE Prototype Buildings
OfficeMedium CLGSETP_SCH_YES_OPTIMUM_ORIGINAL | Thermostat Setpoint | C | SmrDsn | 2014-01-01 | 2014-12-31 | Hourly | 26.7 | 26.7 | 26.7 | 26.7 | 26.7 | 25.7 | 25 | 24 | 24 | 24 | 24 | 24 | 24 | 24 | 24 | 24 | 24 | 24 | 24 | 24 | 24 | 24 | 26.7 | 26.7 | From DOE Prototype Buildings
OfficeMedium CLGSETP_SCH_YES_OPTIMUM_ORIGINAL | Thermostat Setpoint | C | Sat | 2014-01-01 | 2014-12-31 | Hourly | 26.7 | 26.7 | 26.7 | 26.7 | 26.7 | 25.7 | 25 | 24 | 24 | 24 | 24 | 24 | 24 | 24 | 24 | 24 | 24 | 26.7 | 26.7 | 26.7 | 26.7 | 26.7 | 26.7 | 26.7 | From DOE Prototype Buildings
OfficeMedium CLGSETP_SCH_YES_OPTIMUM_ORIGINAL | Thermostat Setpoint | C | Wkdy | 2014-01-01 | 2014-12-31 | Hourly | 26.7 | 26.7 | 26.7 | 26.7 | 26.7 | 25.6 | 25 | 24 | 24 | 24 | 24 | 24 | 24 | 24 | 24 | 24 | 24 | 24 | 24 | 24 | 24 | 24 | 26.7 | 26.7 | From DOE Prototype Buildings
OfficeMedium CLOTHING_SCH | Clothing | W | Default¦SmrDsn | 2014-01-01 | 2014-12-31 | Constant | 0.5 | [23 empty] | From DOE Prototype Buildings
OfficeMedium CLOTHING_SCH | Clothing | W | WntrDsn | 2014-01-01 | 2014-12-31 | Constant | 1 | [23 empty] | From DOE Prototype Buildings
OfficeMedium CLOTHING_SCH | Clothing | W | Wknd¦Wkdy | 2014-10-01 | 2014-12-31 | Constant | 1 | [23 empty] | From DOE Prototype Buildings
OfficeMedium CLOTHING_SCH | Clothing | W | Wknd¦Wkdy | 2014-01-01 | 2014-04-30 | Constant | 1 | [23 empty] | From DOE Prototype Buildings
OfficeMedium Cool-Supply-Air-Temp-Sch | Unknown | C | Default¦WntrDsn¦SmrDsn | 2014-01-01 | 2014-12-31 | Constant | 12.8 | [23 empty] | From DOE Prototype Buildings
OfficeMedium CoolingCoilAvailSched | Unknown |  | Default¦WntrDsn¦SmrDsn | 2014-01-01 | 2014-12-31 | Constant | 1 | [23 empty] | From DOE Prototype Buildings
OfficeMedium Core_bottom sub cat Latent fract sched | Unknown |  | Default¦WntrDsn¦SmrDsn | 2014-01-01 | 2014-12-31 | Constant | 0.05 | [23 empty] | From DOE Prototype Buildings
OfficeMedium Core_bottom sub cat Sensible fract sched | Unknown |  | Default¦WntrDsn¦SmrDsn | 2014-01-01 | 2014-12-31 | Constant | 0.2 | [23 empty] | From DOE Prototype Buildings
OfficeMedium Core_bottom sub cat Temp Sched | Unknown | C | Default¦WntrDsn¦SmrDsn | 2014-01-01 | 2014-12-31 | Constant | 60 | [23 empty] | From DOE Prototype Buildings
OfficeMedium Core_bottom sub catHot Supply Temp Sched | Unknown | C | Default¦WntrDsn¦SmrDsn | 2014-01-01 | 2014-12-31 | Constant | 55 | [23 empty] | From DOE Prototype Buildings
OfficeMedium Core_mid sub cat Latent fract sched | Unknown |  | Default¦WntrDsn¦SmrDsn | 2014-01-01 | 2014-12-31 | Constant | 0.05 | [23 empty] | From DOE Prototype Buildings
OfficeMedium Core_mid sub cat Sensible fract sched | Unknown |  | Default¦WntrDsn¦SmrDsn | 2014-01-01 | 2014-12-31 | Constant | 0.2 | [23 empty] | From DOE Prototype Buildings
OfficeMedium Core_mid sub cat Temp Sched | Unknown | C | Default¦WntrDsn¦SmrDsn | 2014-01-01 | 2014-12-31 | Constant | 60 | [23 empty] | From DOE Prototype Buildings
OfficeMedium Core_mid sub catHot Supply Temp Sched | Unknown | C | Default¦WntrDsn¦SmrDsn | 2014-01-01 | 2014-12-31 | Constant | 55 | [23 empty] | From DOE Prototype Buildings
OfficeMedium Core_top sub cat Latent fract sched | Unknown |  | Default¦WntrDsn¦SmrDsn | 2014-01-01 | 2014-12-31 | Constant | 0.05 | [23 empty] | From DOE Prototype Buildings
OfficeMedium Core_top sub cat Sensible fract sched | Unknown |  | Default¦WntrDsn¦SmrDsn | 2014-01-01 | 2014-12-31 | Constant | 0.2 | [23 empty] | From DOE Prototype Buildings
OfficeMedium Core_top sub cat Temp Sched | Unknown | C | Default¦WntrDsn¦SmrDsn | 2014-01-01 | 2014-12-31 | Constant | 60 | [23 empty] | From DOE Prototype Buildings
OfficeMedium Core_top sub catHot Supply Temp Sched | Unknown | C | Default¦WntrDsn¦SmrDsn | 2014-01-01 | 2014-12-31 | Constant | 55 | [23 empty] | From DOE Prototype Buildings
OfficeMedium CW-Loop-Temp-Schedule | Unknown | C | Default¦WntrDsn¦SmrDsn | 2014-01-01 | 2014-12-31 | Constant | 6.7 | [23 empty] | From DOE Prototype Buildings
OfficeMedium Dual Zone Control Type Sched | Unknown |  | Default¦WntrDsn¦SmrDsn | 2014-01-01 | 2014-12-31 | Constant | 4 | [23 empty] | From DOE Prototype Buildings
OfficeMedium ELEV_LIGHT_FAN_SCH_24_7 | Lighting |  | Default¦WntrDsn¦SmrDsn | 2014-01-01 | 2014-12-31 | Constant | 1 | [23 empty] | From DOE Prototype Buildings
OfficeMedium ELEV_LIGHT_FAN_SCH_ADD_DF | Lighting |  | Default¦WntrDsn | 2014-01-01 | 2014-12-31 | Constant | 0 | [23 empty] | From DOE Prototype Buildings
OfficeMedium ELEV_LIGHT_FAN_SCH_ADD_DF | Lighting |  | SmrDsn | 2014-01-01 | 2014-12-31 | Constant | 0.69 | [23 empty] | From DOE Prototype Buildings
OfficeMedium ELEV_LIGHT_FAN_SCH_ADD_DF | Lighting |  | Sat | 2014-01-01 | 2014-12-31 | Hourly | 0 | 0 | 0 | 0 | 0 | 0 | 0 | 0.16 | 0.14 | 0.21 | 0.18 | 0.25 | 0.21 | 0.13 | 0.08 | 0.04 | 0.05 | 0.06 | 0 | 0 | 0 | 0 | 0 | 0 | From DOE Prototype Buildings
OfficeMedium ELEV_LIGHT_FAN_SCH_ADD_DF | Lighting |  | Wkdy | 2014-01-01 | 2014-12-31 | Hourly | 0 | 0 | 0 | 0 | 0 | 0 | 0 | 0.35 | 0.69 | 0.43 | 0.37 | 0.43 | 0.58 | 0.48 | 0.37 | 0.37 | 0.46 | 0.62 | 0.12 | 0.04 | 0.04 | 0 | 0 | 0 | From DOE Prototype Buildings
OfficeMedium Exterior_Lgt_189_1 | Lighting |  | Default¦WntrDsn¦SmrDsn | 2014-01-01 | 2014-12-31 | Hourly | 0.5 | 0.5 | 0.5 | 0.5 | 0.5 | 0.5 | 0.5 | 0.5 | 0.5 | 1 | 1 | 1 | 1 | 1 | 1 | 1 | 1 | 1 | 0.5 | 0.5 | 0.5 | 0.5 | 0.5 | 0.5 | From DOE Prototype Buildings
OfficeMedium Exterior_Lgt_ALWAYS_ON | Lighting |  | Default¦WntrDsn¦SmrDsn | 2014-01-01 | 2014-12-31 | Constant | 1 | [23 empty] | From DOE Prototype Buildings
OfficeMedium Exterior_lighting_schedule_a | Lighting |  | Default¦WntrDsn¦SmrDsn | 2014-01-01 | 2014-12-31 | Hourly | 0 | 0 | 0 | 0 | 0 | 0 | 1 | 1 | 1 | 1 | 1 | 1 | 1 | 1 | 1 | 1 | 1 | 1 | 1 | 1 | 1 | 1 | 1 | 1 | From DOE Prototype Buildings
OfficeMedium Exterior_lighting_schedule_b | Lighting |  | Default¦WntrDsn¦SmrDsn | 2014-01-01 | 2014-12-31 | Hourly | 0.7 | 0.7 | 0.7 | 0.7 | 0.7 | 0.7 | 1 | 1 | 1 | 1 | 1 | 1 | 1 | 1 | 1 | 1 | 1 | 1 | 1 | 1 | 1 | 1 | 1 | 1 | From DOE Prototype Buildings
OfficeMedium FAN_SCH | Unknown |  | Default¦WntrDsn¦SmrDsn | 2014-01-01 | 2014-12-31 | Constant | 1 | [23 empty] | From DOE Prototype Buildings
OfficeMedium Heat-Supply-Air-Temp-Sch | Unknown | C | Default¦WntrDsn¦SmrDsn | 2014-01-01 | 2014-12-31 | Constant | 12.8 | [23 empty] | From DOE Prototype Buildings
OfficeMedium Hours_of_operation | Operation |  | Default | 2014-01-01 | 2014-12-31 | Constant | 0 | [23 empty] | From DOE Prototype Buildings
OfficeMedium Hours_of_operation | Operation |  | WntrDsn¦Sat | 2014-01-01 | 2014-12-31 | Hourly | 0 | 0 | 0 | 0 | 0 | 0 | 1 | 1 | 1 | 1 | 1 | 1 | 1 | 1 | 1 | 1 | 1 | 1 | 0 | 0 | 0 | 0 | 0 | 0 | From DOE Prototype Buildings
OfficeMedium Hours_of_operation | Operation |  | SmrDsn¦Wkdy | 2014-01-01 | 2014-12-31 | Hourly | 0 | 0 | 0 | 0 | 0 | 0 | 1 | 1 | 1 | 1 | 1 | 1 | 1 | 1 | 1 | 1 | 1 | 1 | 1 | 1 | 1 | 1 | 0 | 0 | From DOE Prototype Buildings
OfficeMedium HTGSETP_SCH_NO_OPTIMUM | Thermostat Setpoint | C | Default¦SmrDsn | 2014-01-01 | 2014-12-31 | Constant | 15.6 | [23 empty] | From DOE Prototype Buildings
OfficeMedium HTGSETP_SCH_NO_OPTIMUM | Thermostat Setpoint | C | WntrDsn | 2014-01-01 | 2014-12-31 | Hourly | 15.6 | 15.6 | 15.6 | 15.6 | 15.6 | 17.6 | 19.6 | 21 | 21 | 21 | 21 | 21 | 21 | 21 | 21 | 21 | 21 | 21 | 21 | 21 | 21 | 21 | 15.6 | 15.6 | From DOE Prototype Buildings
OfficeMedium HTGSETP_SCH_NO_OPTIMUM | Thermostat Setpoint | C | Sat | 2014-01-01 | 2014-12-31 | Hourly | 15.6 | 15.6 | 15.6 | 15.6 | 15.6 | 21 | 21 | 21 | 21 | 21 | 21 | 21 | 21 | 21 | 21 | 21 | 21 | 15.6 | 15.6 | 15.6 | 15.6 | 15.6 | 15.6 | 15.6 | From DOE Prototype Buildings
OfficeMedium HTGSETP_SCH_NO_OPTIMUM | Thermostat Setpoint | C | Wkdy | 2014-01-01 | 2014-12-31 | Hourly | 15.6 | 15.6 | 15.6 | 15.6 | 15.6 | 21 | 21 | 21 | 21 | 21 | 21 | 21 | 21 | 21 | 21 | 21 | 21 | 21 | 21 | 21 | 21 | 21 | 15.6 | 15.6 | From DOE Prototype Buildings
OfficeMedium HTGSETP_SCH_PACU_VAV_bot | Thermostat Setpoint | C | Default¦SmrDsn | 2014-01-01 | 2014-12-31 | Constant | 15.6 | [23 empty] | From DOE Prototype Buildings
OfficeMedium HTGSETP_SCH_PACU_VAV_bot | Thermostat Setpoint | C | WntrDsn | 2014-01-01 | 2014-12-31 | Hourly | 15.6 | 15.6 | 15.6 | 15.6 | 15.6 | 17.6 | 19.6 | 21 | 21 | 21 | 21 | 21 | 21 | 21 | 21 | 21 | 21 | 21 | 21 | 21 | 21 | 21 | 15.6 | 15.6 | From DOE Prototype Buildings
OfficeMedium HTGSETP_SCH_PACU_VAV_bot | Thermostat Setpoint | C | Sat | 2014-01-01 | 2014-12-31 | Hourly | 15.6 | 15.6 | 15.6 | 15.6 | 15.6 | 21 | 21 | 21 | 21 | 21 | 21 | 21 | 21 | 21 | 21 | 21 | 21 | 15.6 | 15.6 | 15.6 | 15.6 | 15.6 | 15.6 | 15.6 | From DOE Prototype Buildings
OfficeMedium HTGSETP_SCH_PACU_VAV_bot | Thermostat Setpoint | C | Wkdy | 2014-01-01 | 2014-12-31 | Hourly | 15.6 | 15.6 | 15.6 | 15.6 | 15.6 | 21 | 21 | 21 | 21 | 21 | 21 | 21 | 21 | 21 | 21 | 21 | 21 | 21 | 21 | 21 | 21 | 21 | 15.6 | 15.6 | From DOE Prototype Buildings
OfficeMedium HTGSETP_SCH_PACU_VAV_mid | Thermostat Setpoint | C | Default¦SmrDsn | 2014-01-01 | 2014-12-31 | Constant | 15.6 | [23 empty] | From DOE Prototype Buildings
OfficeMedium HTGSETP_SCH_PACU_VAV_mid | Thermostat Setpoint | C | WntrDsn | 2014-01-01 | 2014-12-31 | Hourly | 15.6 | 15.6 | 15.6 | 15.6 | 15.6 | 17.6 | 19.6 | 21 | 21 | 21 | 21 | 21 | 21 | 21 | 21 | 21 | 21 | 21 | 21 | 21 | 21 | 21 | 15.6 | 15.6 | From DOE Prototype Buildings
OfficeMedium HTGSETP_SCH_PACU_VAV_mid | Thermostat Setpoint | C | Sat | 2014-01-01 | 2014-12-31 | Hourly | 15.6 | 15.6 | 15.6 | 15.6 | 15.6 | 21 | 21 | 21 | 21 | 21 | 21 | 21 | 21 | 21 | 21 | 21 | 21 | 15.6 | 15.6 | 15.6 | 15.6 | 15.6 | 15.6 | 15.6 | From DOE Prototype Buildings
OfficeMedium HTGSETP_SCH_PACU_VAV_mid | Thermostat Setpoint | C | Wkdy | 2014-01-01 | 2014-12-31 | Hourly | 15.6 | 15.6 | 15.6 | 15.6 | 15.6 | 21 | 21 | 21 | 21 | 21 | 21 | 21 | 21 | 21 | 21 | 21 | 21 | 21 | 21 | 21 | 21 | 21 | 15.6 | 15.6 | From DOE Prototype Buildings
OfficeMedium HTGSETP_SCH_PACU_VAV_top | Thermostat Setpoint | C | Default¦SmrDsn | 2014-01-01 | 2014-12-31 | Constant | 15.6 | [23 empty] | From DOE Prototype Buildings
OfficeMedium HTGSETP_SCH_PACU_VAV_top | Thermostat Setpoint | C | WntrDsn | 2014-01-01 | 2014-12-31 | Hourly | 15.6 | 15.6 | 15.6 | 15.6 | 15.6 | 17.6 | 19.6 | 21 | 21 | 21 | 21 | 21 | 21 | 21 | 21 | 21 | 21 | 21 | 21 | 21 | 21 | 21 | 15.6 | 15.6 | From DOE Prototype Buildings
OfficeMedium HTGSETP_SCH_PACU_VAV_top | Thermostat Setpoint | C | Sat | 2014-01-01 | 2014-12-31 | Hourly | 15.6 | 15.6 | 15.6 | 15.6 | 15.6 | 21 | 21 | 21 | 21 | 21 | 21 | 21 | 21 | 21 | 21 | 21 | 21 | 15.6 | 15.6 | 15.6 | 15.6 | 15.6 | 15.6 | 15.6 | From DOE Prototype Buildings
OfficeMedium HTGSETP_SCH_PACU_VAV_top | Thermostat Setpoint | C | Wkdy | 2014-01-01 | 2014-12-31 | Hourly | 15.6 | 15.6 | 15.6 | 15.6 | 15.6 | 21 | 21 | 21 | 21 | 21 | 21 | 21 | 21 | 21 | 21 | 21 | 21 | 21 | 21 | 21 | 21 | 21 | 15.6 | 15.6 | From DOE Prototype Buildings
OfficeMedium HTGSETP_SCH_YES_OPTIMUM | Thermostat Setpoint | C | Default¦SmrDsn | 2014-01-01 | 2014-12-31 | Constant | 15.6 | [23 empty] | From DOE Prototype Buildings
OfficeMedium HTGSETP_SCH_YES_OPTIMUM | Thermostat Setpoint | C | WntrDsn | 2014-01-01 | 2014-12-31 | Hourly | 15.6 | 15.6 | 15.6 | 15.6 | 15.6 | 17.6 | 19.6 | 21 | 21 | 21 | 21 | 21 | 21 | 21 | 21 | 21 | 21 | 21 | 21 | 21 | 21 | 21 | 15.6 | 15.6 | From DOE Prototype Buildings
OfficeMedium HTGSETP_SCH_YES_OPTIMUM | Thermostat Setpoint | C | Sat | 2014-01-01 | 2014-12-31 | Hourly | 15.6 | 15.6 | 15.6 | 15.6 | 15.6 | 17.8 | 20 | 21 | 21 | 21 | 21 | 21 | 21 | 21 | 21 | 21 | 21 | 15.6 | 15.6 | 15.6 | 15.6 | 15.6 | 15.6 | 15.6 | From DOE Prototype Buildings
OfficeMedium HTGSETP_SCH_YES_OPTIMUM | Thermostat Setpoint | C | Wkdy | 2014-01-01 | 2014-12-31 | Hourly | 15.6 | 15.6 | 15.6 | 15.6 | 15.6 | 17.8 | 20 | 21 | 21 | 21 | 21 | 21 | 21 | 21 | 21 | 21 | 21 | 21 | 21 | 21 | 21 | 21 | 15.6 | 15.6 | From DOE Prototype Buildings
OfficeMedium HTGSETP_SCH_YES_OPTIMUM_ORIGINAL | Thermostat Setpoint | C | Default¦SmrDsn | 2014-01-01 | 2014-12-31 | Constant | 15.6 | [23 empty] | From DOE Prototype Buildings
OfficeMedium HTGSETP_SCH_YES_OPTIMUM_ORIGINAL | Thermostat Setpoint | C | WntrDsn | 2014-01-01 | 2014-12-31 | Hourly | 15.6 | 15.6 | 15.6 | 15.6 | 15.6 | 17.6 | 19.6 | 21 | 21 | 21 | 21 | 21 | 21 | 21 | 21 | 21 | 21 | 21 | 21 | 21 | 21 | 21 | 15.6 | 15.6 | From DOE Prototype Buildings
OfficeMedium HTGSETP_SCH_YES_OPTIMUM_ORIGINAL | Thermostat Setpoint | C | Sat | 2014-01-01 | 2014-12-31 | Hourly | 15.6 | 15.6 | 15.6 | 15.6 | 15.6 | 17.8 | 20 | 21 | 21 | 21 | 21 | 21 | 21 | 21 | 21 | 21 | 21 | 15.6 | 15.6 | 15.6 | 15.6 | 15.6 | 15.6 | 15.6 | From DOE Prototype Buildings
OfficeMedium HTGSETP_SCH_YES_OPTIMUM_ORIGINAL | Thermostat Setpoint | C | Wkdy | 2014-01-01 | 2014-12-31 | Hourly | 15.6 | 15.6 | 15.6 | 15.6 | 15.6 | 17.8 | 20 | 21 | 21 | 21 | 21 | 21 | 21 | 21 | 21 | 21 | 21 | 21 | 21 | 21 | 21 | 21 | 15.6 | 15.6 | From DOE Prototype Buildings
OfficeMedium Humidity Setpoint Schedule | Unknown |  | Default¦WntrDsn¦SmrDsn¦Sat¦Wkdy | 2014-01-01 | 2014-12-31 | Constant | 50 | [23 empty] | From DOE Prototype Buildings
OfficeMedium HVACOperationSchd | Operation |  | Default | 2014-01-01 | 2014-12-31 | Constant | 0 | [23 empty] | From DOE Prototype Buildings
OfficeMedium HVACOperationSchd | Operation |  | WntrDsn¦Sat | 2014-01-01 | 2014-12-31 | Hourly | 0 | 0 | 0 | 0 | 0 | 0 | 1 | 1 | 1 | 1 | 1 | 1 | 1 | 1 | 1 | 1 | 1 | 1 | 0 | 0 | 0 | 0 | 0 | 0 | From DOE Prototype Buildings
OfficeMedium HVACOperationSchd | Operation |  | SmrDsn¦Wkdy | 2014-01-01 | 2014-12-31 | Hourly | 0 | 0 | 0 | 0 | 0 | 0 | 1 | 1 | 1 | 1 | 1 | 1 | 1 | 1 | 1 | 1 | 1 | 1 | 1 | 1 | 1 | 1 | 0 | 0 | From DOE Prototype Buildings
OfficeMedium HW-Loop-Temp-Schedule | Unknown | C | Default¦WntrDsn¦SmrDsn | 2014-01-01 | 2014-12-31 | Constant | 60 | [23 empty] | From DOE Prototype Buildings
OfficeMedium INFIL_Door_Opening_SCH | Infiltration |  | Default¦WntrDsn¦SmrDsn | 2014-01-01 | 2014-12-31 | Constant | 0 | [23 empty] | From DOE Prototype Buildings
OfficeMedium INFIL_Door_Opening_SCH | Infiltration |  | Wkdy | 2014-01-01 | 2014-12-31 | Hourly | 0 | 0 | 0 | 0 | 0 | 0 | 0.144 | 1 | 0.144 | 0.144 | 0.144 | 0.144 | 1 | 0.144 | 0.144 | 0.144 | 0.144 | 1 | 0.144 | 0 | 0 | 0 | 0 | 0 | From DOE Prototype Buildings
OfficeMedium INFIL_SCH_PNNL | Infiltration |  | Default | 2014-01-01 | 2014-12-31 | Constant | 1 | [23 empty] | From DOE Prototype Buildings
OfficeMedium INFIL_SCH_PNNL | Infiltration |  | WntrDsn¦Sat | 2014-01-01 | 2014-12-31 | Hourly | 1 | 1 | 1 | 1 | 1 | 1 | 0.25 | 0.25 | 0.25 | 0.25 | 0.25 | 0.25 | 0.25 | 0.25 | 0.25 | 0.25 | 0.25 | 0.25 | 1 | 1 | 1 | 1 | 1 | 1 | From DOE Prototype Buildings
OfficeMedium INFIL_SCH_PNNL | Infiltration |  | SmrDsn¦Wkdy | 2014-01-01 | 2014-12-31 | Hourly | 1 | 1 | 1 | 1 | 1 | 1 | 0.25 | 0.25 | 0.25 | 0.25 | 0.25 | 0.25 | 0.25 | 0.25 | 0.25 | 0.25 | 0.25 | 0.25 | 0.25 | 0.25 | 0.25 | 0.25 | 1 | 1 | From DOE Prototype Buildings
OfficeMedium MinOA_MotorizedDamper_Sched | OA Air |  | Default | 2014-01-01 | 2014-12-31 | Constant | 0 | [23 empty] | From DOE Prototype Buildings
OfficeMedium MinOA_MotorizedDamper_Sched | OA Air |  | WntrDsn¦Sat | 2014-01-01 | 2014-12-31 | Hourly | 0 | 0 | 0 | 0 | 0 | 0 | 0 | 1 | 1 | 1 | 1 | 1 | 1 | 1 | 1 | 1 | 1 | 1 | 0 | 0 | 0 | 0 | 0 | 0 | From DOE Prototype Buildings
OfficeMedium MinOA_MotorizedDamper_Sched | OA Air |  | SmrDsn¦Wkdy | 2014-01-01 | 2014-12-31 | Hourly | 0 | 0 | 0 | 0 | 0 | 0 | 0 | 1 | 1 | 1 | 1 | 1 | 1 | 1 | 1 | 1 | 1 | 1 | 1 | 1 | 1 | 1 | 0 | 0 | From DOE Prototype Buildings
OfficeMedium MinOA_Sched | OA Air |  | Default¦WntrDsn¦SmrDsn | 2014-01-01 | 2014-12-31 | Constant | 1 | [23 empty] | From DOE Prototype Buildings
OfficeMedium Perimeter_bot_ZN_1 sub cat Latent fract sched | Unknown |  | Default¦WntrDsn¦SmrDsn | 2014-01-01 | 2014-12-31 | Constant | 0.05 | [23 empty] | From DOE Prototype Buildings
OfficeMedium Perimeter_bot_ZN_1 sub cat Sensible fract sched | Unknown |  | Default¦WntrDsn¦SmrDsn | 2014-01-01 | 2014-12-31 | Constant | 0.2 | [23 empty] | From DOE Prototype Buildings
OfficeMedium Perimeter_bot_ZN_1 sub cat Temp Sched | Unknown | C | Default¦WntrDsn¦SmrDsn | 2014-01-01 | 2014-12-31 | Constant | 60 | [23 empty] | From DOE Prototype Buildings
OfficeMedium Perimeter_bot_ZN_1 sub catHot Supply Temp Sched | Unknown | C | Default¦WntrDsn¦SmrDsn | 2014-01-01 | 2014-12-31 | Constant | 55 | [23 empty] | From DOE Prototype Buildings
OfficeMedium Perimeter_bot_ZN_2 sub cat Latent fract sched | Unknown |  | Default¦WntrDsn¦SmrDsn | 2014-01-01 | 2014-12-31 | Constant | 0.05 | [23 empty] | From DOE Prototype Buildings
OfficeMedium Perimeter_bot_ZN_2 sub cat Sensible fract sched | Unknown |  | Default¦WntrDsn¦SmrDsn | 2014-01-01 | 2014-12-31 | Constant | 0.2 | [23 empty] | From DOE Prototype Buildings
OfficeMedium Perimeter_bot_ZN_2 sub cat Temp Sched | Unknown | C | Default¦WntrDsn¦SmrDsn | 2014-01-01 | 2014-12-31 | Constant | 60 | [23 empty] | From DOE Prototype Buildings
OfficeMedium Perimeter_bot_ZN_2 sub catHot Supply Temp Sched | Unknown | C | Default¦WntrDsn¦SmrDsn | 2014-01-01 | 2014-12-31 | Constant | 55 | [23 empty] | From DOE Prototype Buildings
OfficeMedium Perimeter_bot_ZN_3 sub cat Latent fract sched | Unknown |  | Default¦WntrDsn¦SmrDsn | 2014-01-01 | 2014-12-31 | Constant | 0.05 | [23 empty] | From DOE Prototype Buildings
OfficeMedium Perimeter_bot_ZN_3 sub cat Sensible fract sched | Unknown |  | Default¦WntrDsn¦SmrDsn | 2014-01-01 | 2014-12-31 | Constant | 0.2 | [23 empty] | From DOE Prototype Buildings
OfficeMedium Perimeter_bot_ZN_3 sub cat Temp Sched | Unknown | C | Default¦WntrDsn¦SmrDsn | 2014-01-01 | 2014-12-31 | Constant | 60 | [23 empty] | From DOE Prototype Buildings
OfficeMedium Perimeter_bot_ZN_3 sub catHot Supply Temp Sched | Unknown | C | Default¦WntrDsn¦SmrDsn | 2014-01-01 | 2014-12-31 | Constant | 55 | [23 empty] | From DOE Prototype Buildings
OfficeMedium Perimeter_bot_ZN_4 sub cat Latent fract sched | Unknown |  | Default¦WntrDsn¦SmrDsn | 2014-01-01 | 2014-12-31 | Constant | 0.05 | [23 empty] | From DOE Prototype Buildings
OfficeMedium Perimeter_bot_ZN_4 sub cat Sensible fract sched | Unknown |  | Default¦WntrDsn¦SmrDsn | 2014-01-01 | 2014-12-31 | Constant | 0.2 | [23 empty] | From DOE Prototype Buildings
OfficeMedium Perimeter_bot_ZN_4 sub cat Temp Sched | Unknown | C | Default¦WntrDsn¦SmrDsn | 2014-01-01 | 2014-12-31 | Constant | 60 | [23 empty] | From DOE Prototype Buildings
OfficeMedium Perimeter_bot_ZN_4 sub catHot Supply Temp Sched | Unknown | C | Default¦WntrDsn¦SmrDsn | 2014-01-01 | 2014-12-31 | Constant | 55 | [23 empty] | From DOE Prototype Buildings
OfficeMedium Perimeter_mid_ZN_1 sub cat Latent fract sched | Unknown |  | Default¦WntrDsn¦SmrDsn | 2014-01-01 | 2014-12-31 | Constant | 0.05 | [23 empty] | From DOE Prototype Buildings
OfficeMedium Perimeter_mid_ZN_1 sub cat Sensible fract sched | Unknown |  | Default¦WntrDsn¦SmrDsn | 2014-01-01 | 2014-12-31 | Constant | 0.2 | [23 empty] | From DOE Prototype Buildings
OfficeMedium Perimeter_mid_ZN_1 sub cat Temp Sched | Unknown | C | Default¦WntrDsn¦SmrDsn | 2014-01-01 | 2014-12-31 | Constant | 60 | [23 empty] | From DOE Prototype Buildings
OfficeMedium Perimeter_mid_ZN_1 sub catHot Supply Temp Sched | Unknown | C | Default¦WntrDsn¦SmrDsn | 2014-01-01 | 2014-12-31 | Constant | 55 | [23 empty] | From DOE Prototype Buildings
OfficeMedium Perimeter_mid_ZN_2 sub cat Latent fract sched | Unknown |  | Default¦WntrDsn¦SmrDsn | 2014-01-01 | 2014-12-31 | Constant | 0.05 | [23 empty] | From DOE Prototype Buildings
OfficeMedium Perimeter_mid_ZN_2 sub cat Sensible fract sched | Unknown |  | Default¦WntrDsn¦SmrDsn | 2014-01-01 | 2014-12-31 | Constant | 0.2 | [23 empty] | From DOE Prototype Buildings
OfficeMedium Perimeter_mid_ZN_2 sub cat Temp Sched | Unknown | C | Default¦WntrDsn¦SmrDsn | 2014-01-01 | 2014-12-31 | Constant | 60 | [23 empty] | From DOE Prototype Buildings
OfficeMedium Perimeter_mid_ZN_2 sub catHot Supply Temp Sched | Unknown | C | Default¦WntrDsn¦SmrDsn | 2014-01-01 | 2014-12-31 | Constant | 55 | [23 empty] | From DOE Prototype Buildings
OfficeMedium Perimeter_mid_ZN_3 sub cat Latent fract sched | Unknown |  | Default¦WntrDsn¦SmrDsn | 2014-01-01 | 2014-12-31 | Constant | 0.05 | [23 empty] | From DOE Prototype Buildings
OfficeMedium Perimeter_mid_ZN_3 sub cat Sensible fract sched | Unknown |  | Default¦WntrDsn¦SmrDsn | 2014-01-01 | 2014-12-31 | Constant | 0.2 | [23 empty] | From DOE Prototype Buildings
OfficeMedium Perimeter_mid_ZN_3 sub cat Temp Sched | Unknown | C | Default¦WntrDsn¦SmrDsn | 2014-01-01 | 2014-12-31 | Constant | 60 | [23 empty] | From DOE Prototype Buildings
OfficeMedium Perimeter_mid_ZN_3 sub catHot Supply Temp Sched | Unknown | C | Default¦WntrDsn¦SmrDsn | 2014-01-01 | 2014-12-31 | Constant | 55 | [23 empty] | From DOE Prototype Buildings
OfficeMedium Perimeter_mid_ZN_4 sub cat Latent fract sched | Unknown |  | Default¦WntrDsn¦SmrDsn | 2014-01-01 | 2014-12-31 | Constant | 0.05 | [23 empty] | From DOE Prototype Buildings
OfficeMedium Perimeter_mid_ZN_4 sub cat Sensible fract sched | Unknown |  | Default¦WntrDsn¦SmrDsn | 2014-01-01 | 2014-12-31 | Constant | 0.2 | [23 empty] | From DOE Prototype Buildings
OfficeMedium Perimeter_mid_ZN_4 sub cat Temp Sched | Unknown | C | Default¦WntrDsn¦SmrDsn | 2014-01-01 | 2014-12-31 | Constant | 60 | [23 empty] | From DOE Prototype Buildings
OfficeMedium Perimeter_mid_ZN_4 sub catHot Supply Temp Sched | Unknown | C | Default¦WntrDsn¦SmrDsn | 2014-01-01 | 2014-12-31 | Constant | 55 | [23 empty] | From DOE Prototype Buildings
OfficeMedium Perimeter_top_ZN_1 sub cat Latent fract sched | Unknown |  | Default¦WntrDsn¦SmrDsn | 2014-01-01 | 2014-12-31 | Constant | 0.05 | [23 empty] | From DOE Prototype Buildings
OfficeMedium Perimeter_top_ZN_1 sub cat Sensible fract sched | Unknown |  | Default¦WntrDsn¦SmrDsn | 2014-01-01 | 2014-12-31 | Constant | 0.2 | [23 empty] | From DOE Prototype Buildings
OfficeMedium Perimeter_top_ZN_1 sub cat Temp Sched | Unknown | C | Default¦WntrDsn¦SmrDsn | 2014-01-01 | 2014-12-31 | Constant | 60 | [23 empty] | From DOE Prototype Buildings
OfficeMedium Perimeter_top_ZN_1 sub catHot Supply Temp Sched | Unknown | C | Default¦WntrDsn¦SmrDsn | 2014-01-01 | 2014-12-31 | Constant | 55 | [23 empty] | From DOE Prototype Buildings
OfficeMedium Perimeter_top_ZN_2 sub cat Latent fract sched | Unknown |  | Default¦WntrDsn¦SmrDsn | 2014-01-01 | 2014-12-31 | Constant | 0.05 | [23 empty] | From DOE Prototype Buildings
OfficeMedium Perimeter_top_ZN_2 sub cat Sensible fract sched | Unknown |  | Default¦WntrDsn¦SmrDsn | 2014-01-01 | 2014-12-31 | Constant | 0.2 | [23 empty] | From DOE Prototype Buildings
OfficeMedium Perimeter_top_ZN_2 sub cat Temp Sched | Unknown | C | Default¦WntrDsn¦SmrDsn | 2014-01-01 | 2014-12-31 | Constant | 60 | [23 empty] | From DOE Prototype Buildings
OfficeMedium Perimeter_top_ZN_2 sub catHot Supply Temp Sched | Unknown | C | Default¦WntrDsn¦SmrDsn | 2014-01-01 | 2014-12-31 | Constant | 55 | [23 empty] | From DOE Prototype Buildings
OfficeMedium Perimeter_top_ZN_3 sub cat Latent fract sched | Unknown |  | Default¦WntrDsn¦SmrDsn | 2014-01-01 | 2014-12-31 | Constant | 0.05 | [23 empty] | From DOE Prototype Buildings
OfficeMedium Perimeter_top_ZN_3 sub cat Sensible fract sched | Unknown |  | Default¦WntrDsn¦SmrDsn | 2014-01-01 | 2014-12-31 | Constant | 0.2 | [23 empty] | From DOE Prototype Buildings
OfficeMedium Perimeter_top_ZN_3 sub cat Temp Sched | Unknown | C | Default¦WntrDsn¦SmrDsn | 2014-01-01 | 2014-12-31 | Constant | 60 | [23 empty] | From DOE Prototype Buildings
OfficeMedium Perimeter_top_ZN_3 sub catHot Supply Temp Sched | Unknown | C | Default¦WntrDsn¦SmrDsn | 2014-01-01 | 2014-12-31 | Constant | 55 | [23 empty] | From DOE Prototype Buildings
OfficeMedium Perimeter_top_ZN_4 sub cat Latent fract sched | Unknown |  | Default¦WntrDsn¦SmrDsn | 2014-01-01 | 2014-12-31 | Constant | 0.05 | [23 empty] | From DOE Prototype Buildings
OfficeMedium Perimeter_top_ZN_4 sub cat Sensible fract sched | Unknown |  | Default¦WntrDsn¦SmrDsn | 2014-01-01 | 2014-12-31 | Constant | 0.2 | [23 empty] | From DOE Prototype Buildings
OfficeMedium Perimeter_top_ZN_4 sub cat Temp Sched | Unknown | C | Default¦WntrDsn¦SmrDsn | 2014-01-01 | 2014-12-31 | Constant | 60 | [23 empty] | From DOE Prototype Buildings
OfficeMedium Perimeter_top_ZN_4 sub catHot Supply Temp Sched | Unknown | C | Default¦WntrDsn¦SmrDsn | 2014-01-01 | 2014-12-31 | Constant | 55 | [23 empty] | From DOE Prototype Buildings
OfficeMedium PlantOnSched | Unknown |  | Default¦WntrDsn¦SmrDsn | 2014-01-01 | 2014-12-31 | Constant | 1 | [23 empty] | From DOE Prototype Buildings
OfficeMedium ReheatCoilAvailSched | Unknown |  | Default¦WntrDsn¦SmrDsn | 2014-01-01 | 2014-12-31 | Constant | 1 | [23 empty] | From DOE Prototype Buildings
OfficeMedium SHADING_SCH | Unknown | W | Default¦WntrDsn¦SmrDsn | 2014-01-01 | 2014-12-31 | Constant | 0 | [23 empty] | From DOE Prototype Buildings
OfficeMedium SHWSys1 Water Heater Ambient Temperature Schedule | Service Water Heating | C | Default¦WntrDsn¦SmrDsn | 2014-01-01 | 2014-12-31 | Constant | 22 | [23 empty] | From DOE Prototype Buildings
OfficeMedium SHWSys1 Water Heater Setpoint Temperature Schedule | Service Water Heating | C | Default¦WntrDsn¦SmrDsn | 2014-01-01 | 2014-12-31 | Constant | 60 | [23 empty] | From DOE Prototype Buildings
OfficeMedium SHWSys1-Loop-Temp-Schedule | Service Water Heating | C | Default¦WntrDsn¦SmrDsn | 2014-01-01 | 2014-12-31 | Constant | 60 | [23 empty] | From DOE Prototype Buildings
OfficeMedium VAV OA Damper | Operation | Dimensionless | Default¦SmrDsn | 2014-01-01 | 2014-12-31 | Hourly | 0% | 0% | 0% | 0% | 0% | 0% | 100% | 100% | 100% | 100% | 100% | 100% | 100% | 100% | 100% | 100% | 100% | 100% | 100% | 100% | 0% | 0% | 0% | 0%
OfficeMedium VAV OA Damper | Operation | Dimensionless | Sat¦Sun¦WntrDsn | 2014-01-01 | 2014-12-31 | Constant | 0%
OfficeMedium VAV Operation | Operation | Dimensionless | Default¦SmrDsn | 2014-01-01 | 2014-12-31 | Hourly | 0% | 0% | 0% | 0% | 0% | 0% | 100% | 100% | 100% | 100% | 100% | 100% | 100% | 100% | 100% | 100% | 100% | 100% | 100% | 100% | 0% | 0% | 0% | 0%
OfficeMedium VAV Operation | Operation | Dimensionless | Sat¦Sun¦WntrDsn | 2014-01-01 | 2014-12-31 | Constant | 0%
OfficeMedium WORK_EFF_SCH | Unknown |  | Default¦WntrDsn¦SmrDsn | 2014-01-01 | 2014-12-31 | Constant | 0 | [23 empty] | From DOE Prototype Buildings
OfficeOACtrl Schedule | OA Air |  | Fri | 2017-01-01 | 2017-12-31 | Hourly | 0 | 0 | 0 | 0 | 0 | 0 | 1 | 1 | 1 | 1 | 1 | 1 | 1 | 1 | 1 | 1 | 1 | 1 | 1 | 1 | 1 | 1 | 1 | 1 | From Commercial Building Energy Saver (CBES) Prototype Models: cbes.lbl.gov
OfficeOACtrl Schedule | OA Air |  | Hol | 2017-01-01 | 2017-12-31 | Hourly | 0 | 0 | 0 | 0 | 0 | 0 | 1 | 1 | 1 | 1 | 1 | 1 | 1 | 1 | 1 | 1 | 1 | 1 | 0 | 0 | 0 | 0 | 0 | 0 | From Commercial Building Energy Saver (CBES) Prototype Models: cbes.lbl.gov
OfficeOACtrl Schedule | OA Air |  | Mon | 2017-01-01 | 2017-12-31 | Hourly | 0 | 0 | 0 | 0 | 0 | 0 | 1 | 1 | 1 | 1 | 1 | 1 | 1 | 1 | 1 | 1 | 1 | 1 | 1 | 1 | 1 | 1 | 1 | 1 | From Commercial Building Energy Saver (CBES) Prototype Models: cbes.lbl.gov
OfficeOACtrl Schedule | OA Air |  | Sat | 2017-01-01 | 2017-12-31 | Hourly | 0 | 0 | 0 | 0 | 0 | 0 | 1 | 1 | 1 | 1 | 1 | 1 | 1 | 1 | 1 | 1 | 1 | 1 | 1 | 0 | 0 | 0 | 0 | 0 | From Commercial Building Energy Saver (CBES) Prototype Models: cbes.lbl.gov
OfficeOACtrl Schedule | OA Air |  | SmrDsn | 2017-01-01 | 2017-12-31 | Hourly | 1 | 1 | 1 | 1 | 1 | 1 | 1 | 1 | 1 | 1 | 1 | 1 | 1 | 1 | 1 | 1 | 1 | 1 | 1 | 1 | 1 | 1 | 1 | 1 | From Commercial Building Energy Saver (CBES) Prototype Models: cbes.lbl.gov
OfficeOACtrl Schedule | OA Air |  | Sun | 2017-01-01 | 2017-12-31 | Hourly | 0 | 0 | 0 | 0 | 0 | 0 | 1 | 1 | 1 | 1 | 1 | 1 | 1 | 1 | 1 | 1 | 1 | 1 | 0 | 0 | 0 | 0 | 0 | 0 | From Commercial Building Energy Saver (CBES) Prototype Models: cbes.lbl.gov
OfficeOACtrl Schedule | OA Air |  | Thu | 2017-01-01 | 2017-12-31 | Hourly | 0 | 0 | 0 | 0 | 0 | 0 | 1 | 1 | 1 | 1 | 1 | 1 | 1 | 1 | 1 | 1 | 1 | 1 | 1 | 1 | 1 | 1 | 1 | 1 | From Commercial Building Energy Saver (CBES) Prototype Models: cbes.lbl.gov
OfficeOACtrl Schedule | OA Air |  | Tue | 2017-01-01 | 2017-12-31 | Hourly | 0 | 0 | 0 | 0 | 0 | 0 | 1 | 1 | 1 | 1 | 1 | 1 | 1 | 1 | 1 | 1 | 1 | 1 | 1 | 1 | 1 | 1 | 1 | 1 | From Commercial Building Energy Saver (CBES) Prototype Models: cbes.lbl.gov
OfficeOACtrl Schedule | OA Air |  | Wed | 2017-01-01 | 2017-12-31 | Hourly | 0 | 0 | 0 | 0 | 0 | 0 | 1 | 1 | 1 | 1 | 1 | 1 | 1 | 1 | 1 | 1 | 1 | 1 | 1 | 1 | 1 | 1 | 1 | 1 | From Commercial Building Energy Saver (CBES) Prototype Models: cbes.lbl.gov
OfficeOACtrl Schedule | OA Air |  | WntrDsn | 2017-01-01 | 2017-12-31 | Hourly | 1 | 1 | 1 | 1 | 1 | 1 | 1 | 1 | 1 | 1 | 1 | 1 | 1 | 1 | 1 | 1 | 1 | 1 | 1 | 1 | 1 | 1 | 1 | 1 | From Commercial Building Energy Saver (CBES) Prototype Models: cbes.lbl.gov
OfficePeopleActivityLevel | Activity |  | Default | 2017-01-01 | 2017-12-31 | Hourly | 131.9 | 131.9 | 131.9 | 131.9 | 131.9 | 131.9 | 131.9 | 131.9 | 131.9 | 131.9 | 131.9 | 131.9 | 131.9 | 131.9 | 131.9 | 131.9 | 131.9 | 131.9 | 131.9 | 131.9 | 131.9 | 131.9 | 131.9 | 131.88 | From Commercial Building Energy Saver (CBES) Prototype Models: cbes.lbl.gov
OfficeProgrammableClgSetpt | Thermostat Setpoint | C | Sun | 2017-01-01 | 2017-12-31 | Hourly | 29.44 | 29.44 | 29.44 | 29.44 | 29.44 | 29.44 | 29.44 | 29.44 | 29.44 | 29.44 | 29.44 | 29.44 | 29.44 | 29.44 | 29.44 | 29.44 | 29.44 | 29.44 | 29.44 | 29.44 | 29.44 | 29.44 | 29.44 | 29.44 | From Commercial Building Energy Saver (CBES) Prototype Models: cbes.lbl.gov
OfficeProgrammableClgSetpt | Thermostat Setpoint | C | Wkdy | 2017-01-01 | 2017-12-31 | Hourly | 29.44 | 29.44 | 29.44 | 29.44 | 29.44 | 23.89 | 23.89 | 23.89 | 23.89 | 23.89 | 23.89 | 23.89 | 23.89 | 23.89 | 23.89 | 23.89 | 23.89 | 23.89 | 23.89 | 29.44 | 29.44 | 29.44 | 29.44 | 29.44 | From Commercial Building Energy Saver (CBES) Prototype Models: cbes.lbl.gov
OfficeProgrammableClgSetpt | Thermostat Setpoint | C | Sat | 2017-01-01 | 2017-12-31 | Hourly | 29.44 | 29.44 | 29.44 | 29.44 | 29.44 | 29.44 | 29.44 | 29.44 | 29.44 | 29.44 | 29.44 | 29.44 | 29.44 | 29.44 | 29.44 | 29.44 | 29.44 | 29.44 | 29.44 | 29.44 | 29.44 | 29.44 | 29.44 | 29.44 | From Commercial Building Energy Saver (CBES) Prototype Models: cbes.lbl.gov
OfficeProgrammableHtgSetpt | Thermostat Setpoint | C | Sun | 2017-01-01 | 2017-12-31 | Hourly | 15.56 | 15.56 | 15.56 | 15.56 | 15.56 | 15.56 | 15.56 | 15.56 | 15.56 | 15.56 | 15.56 | 15.56 | 15.56 | 15.56 | 15.56 | 15.56 | 15.56 | 15.56 | 15.56 | 15.56 | 15.56 | 15.56 | 15.56 | 15.56 | From Commercial Building Energy Saver (CBES) Prototype Models: cbes.lbl.gov
OfficeProgrammableHtgSetpt | Thermostat Setpoint | C | Wkdy | 2017-01-01 | 2017-12-31 | Hourly | 15.56 | 15.56 | 15.56 | 15.56 | 15.56 | 21.11 | 21.11 | 21.11 | 21.11 | 21.11 | 21.11 | 21.11 | 21.11 | 21.11 | 21.11 | 21.11 | 21.11 | 21.11 | 21.11 | 15.56 | 15.56 | 15.56 | 15.56 | 15.56 | From Commercial Building Energy Saver (CBES) Prototype Models: cbes.lbl.gov
OfficeProgrammableHtgSetpt | Thermostat Setpoint | C | Sat | 2017-01-01 | 2017-12-31 | Hourly | 15.56 | 15.56 | 15.56 | 15.56 | 15.56 | 15.56 | 15.56 | 15.56 | 15.56 | 15.56 | 15.56 | 15.56 | 15.56 | 15.56 | 15.56 | 15.56 | 15.56 | 15.56 | 15.56 | 15.56 | 15.56 | 15.56 | 15.56 | 15.56 | From Commercial Building Energy Saver (CBES) Prototype Models: cbes.lbl.gov
OfficeSmall ACTIVITY_SCH | Activity | W | Default¦WntrDsn¦SmrDsn | 2014-01-01 | 2014-12-31 | Constant | 120 | [23 empty] | From DOE Prototype Buildings
OfficeSmall AIR_VELO_SCH | Unknown | W | Default¦WntrDsn¦SmrDsn | 2014-01-01 | 2014-12-31 | Constant | 0.2 | [23 empty] | From DOE Prototype Buildings
OfficeSmall ALWAYS_OFF | Unknown |  | Default¦WntrDsn¦SmrDsn | 2014-01-01 | 2014-12-31 | Constant | 0 | [23 empty] | From DOE Prototype Buildings
OfficeSmall ALWAYS_ON | Unknown |  | Default¦WntrDsn¦SmrDsn | 2014-01-01 | 2014-12-31 | Constant | 1 | [23 empty] | From DOE Prototype Buildings
OfficeSmall BLDG_EQUIP_SCH | Equipment |  | Wknd | 2014-01-01 | 2014-12-31 | Constant | 0.2 | [23 empty] | From DOE Prototype Buildings
OfficeSmall BLDG_EQUIP_SCH | Equipment |  | SmrDsn | 2014-01-01 | 2014-12-31 | Constant | 1 | [23 empty] | From DOE Prototype Buildings
OfficeSmall BLDG_EQUIP_SCH | Equipment |  | WntrDsn | 2014-01-01 | 2014-12-31 | Constant | 0
OfficeSmall BLDG_EQUIP_SCH | Equipment |  | Default¦Wkdy | 2014-01-01 | 2014-12-31 | Hourly | 0.5 | 0.5 | 0.5 | 0.5 | 0.5 | 0.5 | 0.5 | 0.5 | 1 | 1 | 1 | 1 | 0.94 | 1 | 1 | 1 | 1 | 0.5 | 0.2 | 0.2 | 0.2 | 0.2 | 0.2 | 0.2 | From DOE Prototype Buildings
OfficeSmall BLDG_EQUIP_SCH_2010 | Equipment |  | Wknd | 2014-01-01 | 2014-12-31 | Constant | 0.2 | [23 empty] | From DOE Prototype Buildings
OfficeSmall BLDG_EQUIP_SCH_2010 | Equipment |  | SmrDsn | 2014-01-01 | 2014-12-31 | Constant | 1 | [23 empty] | From DOE Prototype Buildings
OfficeSmall BLDG_EQUIP_SCH_2010 | Equipment |  | WntrDsn | 2014-01-01 | 2014-12-31 | Constant | 0
OfficeSmall BLDG_EQUIP_SCH_2010 | Equipment |  | Default¦Wkdy | 2014-01-01 | 2014-12-31 | Hourly | 0.42575 | 0.42575 | 0.42575 | 0.42575 | 0.42575 | 0.42575 | 0.48468 | 0.48468 | 0.96935 | 0.96935 | 0.96935 | 0.96935 | 0.91119 | 0.96935 | 0.96935 | 0.96935 | 0.96935 | 0.48468 | 0.19387 | 0.19387 | 0.19387 | 0.19387 | 0.19387 | 0.1703 | From DOE Prototype Buildings
OfficeSmall BLDG_EQUIP_SCH_2013 | Equipment |  | Wknd | 2014-01-01 | 2014-12-31 | Constant | 0.16379 | [23 empty] | From DOE Prototype Buildings
OfficeSmall BLDG_EQUIP_SCH_2013 | Equipment |  | SmrDsn | 2014-01-01 | 2014-12-31 | Constant | 1 | [23 empty] | From DOE Prototype Buildings
OfficeSmall BLDG_EQUIP_SCH_2013 | Equipment |  | WntrDsn | 2014-01-01 | 2014-12-31 | Constant | 0
OfficeSmall BLDG_EQUIP_SCH_2013 | Equipment |  | Default¦Wkdy | 2014-01-01 | 2014-12-31 | Hourly | 0.40948 | 0.40948 | 0.40948 | 0.40948 | 0.40948 | 0.40948 | 0.47975 | 0.47975 | 0.95951 | 0.95951 | 0.95951 | 0.95951 | 0.90193 | 0.95951 | 0.95951 | 0.95951 | 0.95951 | 0.47975 | 0.1919 | 0.1919 | 0.1919 | 0.1919 | 0.1919 | 0.16379 | From DOE Prototype Buildings
OfficeSmall BLDG_LIGHT_SCH | Lighting |  | Wknd | 2014-01-01 | 2014-12-31 | Constant | 0.18 | [23 empty] | From DOE Prototype Buildings
OfficeSmall BLDG_LIGHT_SCH | Lighting |  | SmrDsn | 2014-01-01 | 2014-12-31 | Constant | 1 | [23 empty] | From DOE Prototype Buildings
OfficeSmall BLDG_LIGHT_SCH | Lighting |  | WntrDsn | 2014-01-01 | 2014-12-31 | Constant | 0
OfficeSmall BLDG_LIGHT_SCH | Lighting |  | Default¦Wkdy | 2014-01-01 | 2014-12-31 | Hourly | 0.18 | 0.18 | 0.18 | 0.18 | 0.18 | 0.23 | 0.23 | 0.42 | 0.9 | 0.9 | 0.9 | 0.9 | 0.8 | 0.9 | 0.9 | 0.9 | 0.9 | 0.61 | 0.42 | 0.42 | 0.32 | 0.32 | 0.23 | 0.18 | From DOE Prototype Buildings
OfficeSmall BLDG_LIGHT_SCH_2010 | Lighting |  | Wknd | 2014-01-01 | 2014-12-31 | Constant | 0.18 | [23 empty] | From DOE Prototype Buildings
OfficeSmall BLDG_LIGHT_SCH_2010 | Lighting |  | SmrDsn | 2014-01-01 | 2014-12-31 | Constant | 1 | [23 empty] | From DOE Prototype Buildings
OfficeSmall BLDG_LIGHT_SCH_2010 | Lighting |  | WntrDsn | 2014-01-01 | 2014-12-31 | Constant | 0
OfficeSmall BLDG_LIGHT_SCH_2010 | Lighting |  | Default¦Wkdy | 2014-01-01 | 2014-12-31 | Hourly | 0.18 | 0.18 | 0.18 | 0.18 | 0.18 | 0.23 | 0.18706 | 0.34159 | 0.73197 | 0.73197 | 0.73197 | 0.73197 | 0.65064 | 0.65064 | 0.65064 | 0.65064 | 0.73197 | 0.49611 | 0.34159 | 0.34159 | 0.26026 | 0.26026 | 0.18706 | 0.18 | From DOE Prototype Buildings
OfficeSmall BLDG_LIGHT_SCH_2013 | Lighting |  | Wknd | 2014-01-01 | 2014-12-31 | Constant | 0.18 | [23 empty] | From DOE Prototype Buildings
OfficeSmall BLDG_LIGHT_SCH_2013 | Lighting |  | SmrDsn | 2014-01-01 | 2014-12-31 | Constant | 1 | [23 empty] | From DOE Prototype Buildings
OfficeSmall BLDG_LIGHT_SCH_2013 | Lighting |  | WntrDsn | 2014-01-01 | 2014-12-31 | Constant | 0
OfficeSmall BLDG_LIGHT_SCH_2013 | Lighting |  | Default¦Wkdy | 2014-01-01 | 2014-12-31 | Hourly | 0.18 | 0.18 | 0.18 | 0.18 | 0.18 | 0.23 | 0.17864 | 0.32621 | 0.69903 | 0.69903 | 0.69903 | 0.69903 | 0.62136 | 0.69903 | 0.69903 | 0.69903 | 0.69903 | 0.47379 | 0.32621 | 0.32621 | 0.24854 | 0.24854 | 0.17864 | 0.18 | From DOE Prototype Buildings
OfficeSmall BLDG_OCC_SCH | Occupancy |  | Default¦WntrDsn | 2014-01-01 | 2014-12-31 | Constant | 0 | [23 empty] | From DOE Prototype Buildings
OfficeSmall BLDG_OCC_SCH | Occupancy |  | SmrDsn | 2014-01-01 | 2014-12-31 | Constant | 1 | [23 empty] | From DOE Prototype Buildings
OfficeSmall BLDG_OCC_SCH | Occupancy |  | Wkdy | 2014-01-01 | 2014-12-31 | Hourly | 0 | 0 | 0 | 0 | 0 | 0 | 0.11 | 0.21 | 1 | 1 | 1 | 1 | 0.53 | 1 | 1 | 1 | 1 | 0.32 | 0.11 | 0.11 | 0.11 | 0.11 | 0.05 | 0 | From DOE Prototype Buildings
OfficeSmall BLDG_SWH_SCH | Service Water Heating |  | Default | 2014-01-01 | 2014-12-31 | Constant | 0 | [23 empty] | From DOE Prototype Buildings
OfficeSmall BLDG_SWH_SCH | Service Water Heating |  | WntrDsn¦SmrDsn¦Wkdy | 2014-01-01 | 2014-12-31 | Hourly | 0 | 0 | 0 | 0 | 0 | 0 | 0 | 0.27 | 0.55 | 0.64 | 0.64 | 0.82 | 1 | 0.91 | 0.55 | 0.55 | 0.73 | 0.37 | 0.37 | 0.18 | 0.27 | 0.09 | 0 | 0 | From DOE Prototype Buildings
OfficeSmall CLGSETP_SCH_NO_OPTIMUM | Thermostat Setpoint | C | Default | 2014-01-01 | 2014-12-31 | Constant | 29.44 | [23 empty] | From DOE Prototype Buildings
OfficeSmall CLGSETP_SCH_NO_OPTIMUM | Thermostat Setpoint | C | WntrDsn | 2014-01-01 | 2014-12-31 | Constant | 29.44 | [23 empty] | From DOE Prototype Buildings
OfficeSmall CLGSETP_SCH_NO_OPTIMUM | Thermostat Setpoint | C | SmrDsn | 2014-01-01 | 2014-12-31 | Constant | 23.89 | [23 empty] | From DOE Prototype Buildings
OfficeSmall CLGSETP_SCH_NO_OPTIMUM | Thermostat Setpoint | C | Wkdy | 2014-01-01 | 2014-12-31 | Hourly | 29.44 | 29.44 | 29.44 | 29.44 | 29.44 | 29.44 | 23.89 | 23.89 | 23.89 | 23.89 | 23.89 | 23.89 | 23.89 | 23.89 | 23.89 | 23.89 | 23.89 | 23.89 | 29.44 | 29.44 | 29.44 | 29.44 | 29.44 | 29.44 | From DOE Prototype Buildings
OfficeSmall CLGSETP_SCH_NO_SETBACK | Thermostat Setpoint | C | Default | 2014-01-01 | 2014-12-31 | Constant | 23.89 | [23 empty] | From DOE Prototype Buildings
OfficeSmall CLGSETP_SCH_NO_SETBACK | Thermostat Setpoint | C | WntrDsn | 2014-01-01 | 2014-12-31 | Constant | 29.44 | [23 empty] | From DOE Prototype Buildings
OfficeSmall CLGSETP_SCH_NO_SETBACK | Thermostat Setpoint | C | SmrDsn¦Wkdy | 2014-01-01 | 2014-12-31 | Constant | 23.89 | [23 empty] | From DOE Prototype Buildings
OfficeSmall CLGSETP_SCH_YES_OPTIMUM | Thermostat Setpoint | C | Default | 2014-01-01 | 2014-12-31 | Constant | 23.89 | [23 empty] | From DOE Prototype Buildings
OfficeSmall CLGSETP_SCH_YES_OPTIMUM | Thermostat Setpoint | C | WntrDsn | 2014-01-01 | 2014-12-31 | Constant | 29.44 | [23 empty] | From DOE Prototype Buildings
OfficeSmall CLGSETP_SCH_YES_OPTIMUM | Thermostat Setpoint | C | SmrDsn | 2014-01-01 | 2014-12-31 | Constant | 23.89 | [23 empty] | From DOE Prototype Buildings
OfficeSmall CLGSETP_SCH_YES_OPTIMUM | Thermostat Setpoint | C | Wkdy | 2014-01-01 | 2014-12-31 | Hourly | 29.44 | 29.44 | 29.44 | 29.44 | 29.44 | 29.44 | 27.8 | 25.6 | 23.89 | 23.89 | 23.89 | 23.89 | 23.89 | 23.89 | 23.89 | 23.89 | 23.89 | 23.89 | 29.44 | 29.44 | 29.44 | 29.44 | 29.44 | 29.44 | From DOE Prototype Buildings
OfficeSmall CLOTHING_SCH | Clothing | W | Default¦SmrDsn | 2014-01-01 | 2014-12-31 | Constant | 0.5 | [23 empty] | From DOE Prototype Buildings
OfficeSmall CLOTHING_SCH | Clothing | W | WntrDsn | 2014-01-01 | 2014-12-31 | Constant | 1 | [23 empty] | From DOE Prototype Buildings
OfficeSmall CLOTHING_SCH | Clothing | W | Wknd¦Wkdy | 2014-10-01 | 2014-12-31 | Constant | 1 | [23 empty] | From DOE Prototype Buildings
OfficeSmall CLOTHING_SCH | Clothing | W | Wknd¦Wkdy | 2014-01-01 | 2014-04-30 | Constant | 1 | [23 empty] | From DOE Prototype Buildings
OfficeSmall CoolingCoilAvailSched | Unknown |  | Default¦WntrDsn¦SmrDsn | 2014-01-01 | 2014-12-31 | Constant | 1 | [23 empty] | From DOE Prototype Buildings
OfficeSmall Core_ZN Water Equipment Hot Supply Temp Sched | Equipment | C | Default¦WntrDsn¦SmrDsn | 2014-01-01 | 2014-12-31 | Constant | 55 | [23 empty] | From DOE Prototype Buildings
OfficeSmall Core_ZN Water Equipment Latent fract sched | Equipment |  | Default¦WntrDsn¦SmrDsn | 2014-01-01 | 2014-12-31 | Constant | 0.05 | [23 empty] | From DOE Prototype Buildings
OfficeSmall Core_ZN Water Equipment Sensible fract sched | Equipment |  | Default¦WntrDsn¦SmrDsn | 2014-01-01 | 2014-12-31 | Constant | 0.2 | [23 empty] | From DOE Prototype Buildings
OfficeSmall Core_ZN Water Equipment Temp Sched | Equipment | C | Default¦WntrDsn¦SmrDsn | 2014-01-01 | 2014-12-31 | Constant | 48.8 | [23 empty] | From DOE Prototype Buildings
OfficeSmall CW-Loop-Temp-Schedule | Unknown | C | Default¦WntrDsn¦SmrDsn | 2014-01-01 | 2014-12-31 | Constant | 6.7 | [23 empty] | From DOE Prototype Buildings
OfficeSmall Dual Zone Control Type Sched | Unknown |  | Default¦WntrDsn¦SmrDsn | 2014-01-01 | 2014-12-31 | Constant | 4 | [23 empty] | From DOE Prototype Buildings
OfficeSmall Exterior_Lgt_189_1 | Unknown |  | Default¦WntrDsn¦SmrDsn | 2014-01-01 | 2014-12-31 | Constant | 0.5 | [23 empty] | From DOE Prototype Buildings
OfficeSmall Exterior_Lgt_ALWAYS_ON | Unknown |  | Default¦WntrDsn¦SmrDsn | 2014-01-01 | 2014-12-31 | Constant | 1 | [23 empty] | From DOE Prototype Buildings
OfficeSmall Exterior_lighting_schedule_a | Lighting |  | Default¦WntrDsn¦SmrDsn | 2014-01-01 | 2014-12-31 | Hourly | 0 | 0 | 0 | 0 | 0 | 0 | 1 | 1 | 1 | 1 | 1 | 1 | 1 | 1 | 1 | 1 | 1 | 1 | 1 | 1 | 1 | 1 | 1 | 1 | From DOE Prototype Buildings
OfficeSmall Exterior_lighting_schedule_b | Lighting |  | Default¦WntrDsn¦SmrDsn | 2014-01-01 | 2014-12-31 | Hourly | 0.7 | 0.7 | 0.7 | 0.7 | 0.7 | 0.7 | 1 | 1 | 1 | 1 | 1 | 1 | 1 | 1 | 1 | 1 | 1 | 1 | 1 | 1 | 1 | 1 | 1 | 1 | From DOE Prototype Buildings
OfficeSmall Heating-Supply-Air-Temp-Sch | Unknown | C | Default¦WntrDsn¦SmrDsn | 2014-01-01 | 2014-12-31 | Constant | 16 | [23 empty] | From DOE Prototype Buildings
OfficeSmall HTGSETP_SCH_NO_OPTIMUM | Thermostat Setpoint | C | Default | 2014-01-01 | 2014-12-31 | Constant | 15.56 | [23 empty] | From DOE Prototype Buildings
OfficeSmall HTGSETP_SCH_NO_OPTIMUM | Thermostat Setpoint | C | WntrDsn | 2014-01-01 | 2014-12-31 | Constant | 21.11 | [23 empty] | From DOE Prototype Buildings
OfficeSmall HTGSETP_SCH_NO_OPTIMUM | Thermostat Setpoint | C | SmrDsn | 2014-01-01 | 2014-12-31 | Constant | 15.56 | [23 empty] | From DOE Prototype Buildings
OfficeSmall HTGSETP_SCH_NO_OPTIMUM | Thermostat Setpoint | C | Wkdy | 2014-01-01 | 2014-12-31 | Hourly | 15.56 | 15.56 | 15.56 | 15.56 | 15.56 | 15.56 | 21.11 | 21.11 | 21.11 | 21.11 | 21.11 | 21.11 | 21.11 | 21.11 | 21.11 | 21.11 | 21.11 | 21.11 | 21.11 | 15.56 | 15.56 | 15.56 | 15.56 | 15.56 | From DOE Prototype Buildings
OfficeSmall HTGSETP_SCH_YES_OPTIMUM | Thermostat Setpoint | C | Default | 2014-01-01 | 2014-12-31 | Constant | 15.56 | [23 empty] | From DOE Prototype Buildings
OfficeSmall HTGSETP_SCH_YES_OPTIMUM | Thermostat Setpoint | C | WntrDsn | 2014-01-01 | 2014-12-31 | Constant | 21.11 | [23 empty] | From DOE Prototype Buildings
OfficeSmall HTGSETP_SCH_YES_OPTIMUM | Thermostat Setpoint | C | SmrDsn | 2014-01-01 | 2014-12-31 | Constant | 15.56 | [23 empty] | From DOE Prototype Buildings
OfficeSmall HTGSETP_SCH_YES_OPTIMUM | Thermostat Setpoint | C | Wkdy | 2014-01-01 | 2014-12-31 | Hourly | 15.56 | 15.56 | 15.56 | 15.56 | 15.56 | 15.56 | 17.8 | 20 | 21.11 | 21.11 | 21.11 | 21.11 | 21.11 | 21.11 | 21.11 | 21.11 | 21.11 | 21.11 | 21.11 | 15.56 | 15.56 | 15.56 | 15.56 | 15.56 | From DOE Prototype Buildings
OfficeSmall Humidity Setpoint Schedule | Unknown |  | Default¦WntrDsn¦SmrDsn¦Sat¦Wkdy | 2014-01-01 | 2014-12-31 | Constant | 50 | [23 empty] | From DOE Prototype Buildings
OfficeSmall HVACOperationSchd | Operation |  | Default¦WntrDsn | 2014-01-01 | 2014-12-31 | Constant | 0 | [23 empty] | From DOE Prototype Buildings
OfficeSmall HVACOperationSchd | Operation |  | SmrDsn¦Wkdy | 2014-01-01 | 2014-12-31 | Hourly | 0 | 0 | 0 | 0 | 0 | 0 | 1 | 1 | 1 | 1 | 1 | 1 | 1 | 1 | 1 | 1 | 1 | 1 | 1 | 0 | 0 | 0 | 0 | 0 | From DOE Prototype Buildings
OfficeSmall HW-Loop-Temp-Schedule | Unknown | C | Default¦WntrDsn¦SmrDsn | 2014-01-01 | 2014-12-31 | Constant | 60 | [23 empty] | From DOE Prototype Buildings
OfficeSmall INFIL_Door_Opening_SCH | Infiltration |  | Default¦WntrDsn¦SmrDsn | 2014-01-01 | 2014-12-31 | Constant | 0 | [23 empty] | From DOE Prototype Buildings
OfficeSmall INFIL_Door_Opening_SCH | Infiltration |  | Wkdy | 2014-01-01 | 2014-12-31 | Hourly | 0 | 0 | 0 | 0 | 0 | 0 | 0.144 | 1 | 0.144 | 0.144 | 0.144 | 0.144 | 1 | 0.144 | 0.144 | 0.144 | 0.144 | 1 | 0.144 | 0 | 0 | 0 | 0 | 0 | From DOE Prototype Buildings
OfficeSmall INFIL_Door_Opening_SCH_2013 | Infiltration |  | Default¦WntrDsn¦SmrDsn | 2014-01-01 | 2014-12-31 | Constant | 0 | [23 empty] | From DOE Prototype Buildings
OfficeSmall INFIL_Door_Opening_SCH_2013 | Infiltration |  | Wkdy | 2014-01-01 | 2014-12-31 | Hourly | 0 | 0 | 0 | 0 | 0 | 0 | 0.131 | 1 | 0.131 | 0.131 | 0.131 | 0.131 | 1 | 0.131 | 0.131 | 0.131 | 0.131 | 1 | 0.131 | 0 | 0 | 0 | 0 | 0 | From DOE Prototype Buildings
OfficeSmall INFIL_QUARTER_ON_SCH | Infiltration |  | Default | 2014-01-01 | 2014-12-31 | Constant | 1 | [23 empty] | From DOE Prototype Buildings
OfficeSmall INFIL_QUARTER_ON_SCH | Infiltration |  | WntrDsn¦Sat | 2014-01-01 | 2014-12-31 | Hourly | 1 | 1 | 1 | 1 | 1 | 1 | 1 | 0.25 | 0.25 | 0.25 | 0.25 | 0.25 | 0.25 | 0.25 | 0.25 | 0.25 | 0.25 | 0.25 | 1 | 1 | 1 | 1 | 1 | 1 | From DOE Prototype Buildings
OfficeSmall INFIL_QUARTER_ON_SCH | Infiltration |  | SmrDsn¦Wkdy | 2014-01-01 | 2014-12-31 | Hourly | 1 | 1 | 1 | 1 | 1 | 1 | 1 | 0.25 | 0.25 | 0.25 | 0.25 | 0.25 | 0.25 | 0.25 | 0.25 | 0.25 | 0.25 | 0.25 | 0.25 | 1 | 1 | 1 | 1 | 1 | From DOE Prototype Buildings
OfficeSmall MinOA_MotorizedDamper_Sched | OA Air |  | Default¦WntrDsn | 2014-01-01 | 2014-12-31 | Constant | 0 | [23 empty] | From DOE Prototype Buildings
OfficeSmall MinOA_MotorizedDamper_Sched | OA Air |  | SmrDsn¦Wkdy | 2014-01-01 | 2014-12-31 | Hourly | 0 | 0 | 0 | 0 | 0 | 0 | 0 | 1 | 1 | 1 | 1 | 1 | 1 | 1 | 1 | 1 | 1 | 1 | 1 | 0 | 0 | 0 | 0 | 0 | From DOE Prototype Buildings
OfficeSmall MinOA_Sched | OA Air |  | Default¦WntrDsn¦SmrDsn | 2014-01-01 | 2014-12-31 | Constant | 1 | [23 empty] | From DOE Prototype Buildings
OfficeSmall PlantOnSched | Unknown |  | Default¦WntrDsn¦SmrDsn | 2014-01-01 | 2014-12-31 | Constant | 1 | [23 empty] | From DOE Prototype Buildings
OfficeSmall ReheatCoilAvailSched | Unknown |  | Default¦WntrDsn¦SmrDsn | 2014-01-01 | 2014-12-31 | Constant | 1 | [23 empty] | From DOE Prototype Buildings
OfficeSmall Seasonal-Reset-Supply-Air-Temp-Sch | Unknown | C | Default¦WntrDsn¦SmrDsn | 2014-01-01 | 2014-12-31 | Constant | 13 | [23 empty] | From DOE Prototype Buildings
OfficeSmall Seasonal-Reset-Supply-Air-Temp-Sch | Unknown | C | Wknd¦Wkdy | 2014-10-01 | 2014-12-31 | Constant | 13 | [23 empty] | From DOE Prototype Buildings
OfficeSmall Seasonal-Reset-Supply-Air-Temp-Sch | Unknown | C | Wknd¦Wkdy | 2014-01-01 | 2014-03-31 | Constant | 13 | [23 empty] | From DOE Prototype Buildings
OfficeSmall SHADING_SCH | Unknown | W | Default¦WntrDsn¦SmrDsn | 2014-01-01 | 2014-12-31 | Constant | 0 | [23 empty] | From DOE Prototype Buildings
OfficeSmall SHWSys1 Water Heater Ambient Temperature Schedule | Service Water Heating | C | Default¦WntrDsn¦SmrDsn | 2014-01-01 | 2014-12-31 | Constant | 22 | [23 empty] | From DOE Prototype Buildings
OfficeSmall SHWSys1 Water Heater Setpoint Temperature Schedule | Service Water Heating | C | Default¦WntrDsn¦SmrDsn | 2014-01-01 | 2014-12-31 | Constant | 60 | [23 empty] | From DOE Prototype Buildings
OfficeSmall SHWSys1-Loop-Temp-Schedule | Service Water Heating | C | Default¦WntrDsn¦SmrDsn | 2014-01-01 | 2014-12-31 | Constant | 60 | [23 empty] | From DOE Prototype Buildings
OfficeSmall WORK_EFF_SCH | Unknown |  | Default¦WntrDsn¦SmrDsn | 2014-01-01 | 2014-12-31 | Constant | 0 | [23 empty] | From DOE Prototype Buildings
OnDay | Operation |  | Default | 2017-01-01 | 2017-12-31 | Hourly | 1 | 1 | 1 | 1 | 1 | 1 | 1 | 1 | 1 | 1 | 1 | 1 | 1 | 1 | 1 | 1 | 1 | 1 | 1 | 1 | 1 | 1 | 1 | 1 | From Commercial Building Energy Saver (CBES) Prototype Models: cbes.lbl.gov
Outpatient Activity | Activity | W | Default¦WntrDsn¦SmrDsn | 2014-01-01 | 2014-12-31 | Constant | 120 | [23 empty] | From DOE Reference Buildings
Outpatient BLDG ELEVATORS | Elevator |  | Default¦SmrDsn | 2014-01-01 | 2014-12-31 | Hourly | 0.05 | 0.05 | 0.05 | 0.05 | 0.05 | 0.05 | 0.05 | 0.5 | 0.75 | 1 | 1 | 1 | 0.75 | 1 | 1 | 1 | 1 | 1 | 0.52 | 0.52 | 0.52 | 0.28 | 0.05 | 0.05 | From DOE Reference Buildings
Outpatient BLDG ELEVATORS | Elevator |  | WntrDsn¦Sun | 2014-01-01 | 2014-12-31 | Hourly | 0.05 | 0.05 | 0.05 | 0.05 | 0.05 | 0.05 | 0.05 | 0.05 | 0.4 | 0.4 | 0.4 | 0.4 | 0.4 | 0.4 | 0.4 | 0.4 | 0.05 | 0.05 | 0.05 | 0.05 | 0.05 | 0.05 | 0.05 | 0.05 | From DOE Reference Buildings
Outpatient BLDG ELEVATORS | Elevator |  | Sat | 2014-01-01 | 2014-12-31 | Hourly | 0.05 | 0.05 | 0.05 | 0.05 | 0.05 | 0.05 | 0.05 | 0.4 | 0.46 | 0.7 | 0.7 | 0.7 | 0.51 | 0.51 | 0.51 | 0.51 | 0.51 | 0.25 | 0.05 | 0.05 | 0.05 | 0.05 | 0.05 | 0.05 | From DOE Reference Buildings
Outpatient Bldg Equip | Equipment |  | Default¦SmrDsn | 2014-01-01 | 2014-12-31 | Hourly | 0.3 | 0.3 | 0.3 | 0.3 | 0.5 | 0.5 | 1 | 1 | 1 | 1 | 1 | 1 | 1 | 1 | 1 | 1 | 1 | 1 | 0.5 | 0.5 | 0.3 | 0.3 | 0.3 | 0.3 | From DOE Reference Buildings
Outpatient Bldg Equip | Equipment |  | WntrDsn¦Sun | 2014-01-01 | 2014-12-31 | Hourly | 0.3 | 0.3 | 0.3 | 0.3 | 0.3 | 0.3 | 0.3 | 0.3 | 0.5 | 0.5 | 0.5 | 0.5 | 0.5 | 0.5 | 0.5 | 0.5 | 0.5 | 0.3 | 0.3 | 0.3 | 0.3 | 0.3 | 0.3 | 0.3 | From DOE Reference Buildings
Outpatient Bldg Equip | Equipment |  | Sat | 2014-01-01 | 2014-12-31 | Hourly | 0.3 | 0.3 | 0.3 | 0.3 | 0.3 | 0.3 | 0.3 | 0.5 | 0.5 | 0.8 | 0.8 | 0.8 | 0.8 | 0.8 | 0.8 | 0.5 | 0.5 | 0.5 | 0.5 | 0.5 | 0.3 | 0.3 | 0.3 | 0.3 | From DOE Reference Buildings
Outpatient Bldg Light | Lighting |  | Default¦SmrDsn | 2014-01-01 | 2014-12-31 | Hourly | 0.1 | 0.1 | 0.1 | 0.1 | 0.3 | 0.3 | 0.6 | 0.9 | 0.9 | 0.9 | 0.9 | 0.9 | 0.9 | 0.9 | 0.9 | 0.9 | 0.9 | 0.9 | 0.6 | 0.6 | 0.3 | 0.3 | 0.1 | 0.1 | From DOE Reference Buildings
Outpatient Bldg Light | Lighting |  | WntrDsn¦Sun | 2014-01-01 | 2014-12-31 | Hourly | 0.05 | 0.05 | 0.05 | 0.05 | 0.05 | 0.05 | 0.05 | 0.05 | 0.1 | 0.1 | 0.1 | 0.1 | 0.1 | 0.1 | 0.1 | 0.1 | 0.1 | 0.05 | 0.05 | 0.05 | 0.05 | 0.05 | 0.05 | 0.05 | From DOE Reference Buildings
Outpatient Bldg Light | Lighting |  | Sat | 2014-01-01 | 2014-12-31 | Hourly | 0.1 | 0.1 | 0.1 | 0.1 | 0.1 | 0.1 | 0.1 | 0.3 | 0.3 | 0.4 | 0.4 | 0.4 | 0.4 | 0.4 | 0.4 | 0.3 | 0.3 | 0.3 | 0.3 | 0.3 | 0.1 | 0.1 | 0.1 | 0.1 | From DOE Reference Buildings
Outpatient Bldg Occ | Occupancy |  | Default¦SmrDsn | 2014-01-01 | 2014-12-31 | Hourly | 0.05 | 0.05 | 0.05 | 0.05 | 0.2 | 0.2 | 0.5 | 0.9 | 0.9 | 0.9 | 0.9 | 0.9 | 0.9 | 0.9 | 0.9 | 0.9 | 0.9 | 0.9 | 0.5 | 0.5 | 0.2 | 0.2 | 0.05 | 0.05 | From DOE Reference Buildings
Outpatient Bldg Occ | Occupancy |  | WntrDsn¦Sun | 2014-01-01 | 2014-12-31 | Hourly | 0 | 0 | 0 | 0 | 0 | 0 | 0 | 0 | 0.05 | 0.05 | 0.05 | 0.05 | 0.05 | 0.05 | 0.05 | 0.05 | 0.05 | 0 | 0 | 0 | 0 | 0 | 0 | 0 | From DOE Reference Buildings
Outpatient Bldg Occ | Occupancy |  | Sat | 2014-01-01 | 2014-12-31 | Hourly | 0.05 | 0.05 | 0.05 | 0.05 | 0.05 | 0.05 | 0.05 | 0.2 | 0.2 | 0.3 | 0.3 | 0.3 | 0.3 | 0.3 | 0.3 | 0.2 | 0.2 | 0.2 | 0.2 | 0.2 | 0.05 | 0.05 | 0.05 | 0.05 | From DOE Reference Buildings
Outpatient ClgSetp | Thermostat Setpoint | C | Default¦SmrDsn | 2014-01-01 | 2014-12-31 | Hourly | 25 | 25 | 25 | 25 | 25 | 22.2 | 22.2 | 22.2 | 22.2 | 22.2 | 22.2 | 22.2 | 22.2 | 22.2 | 22.2 | 22.2 | 22.2 | 22.2 | 25 | 25 | 25 | 25 | 25 | 25 | From DOE Reference Buildings
Outpatient ClgSetp | Thermostat Setpoint | C | WntrDsn | 2014-01-01 | 2014-12-31 | Hourly | 25 | 25 | 25 | 25 | 25 | 25 | 25 | 22.2 | 22.2 | 22.2 | 22.2 | 22.2 | 22.2 | 22.2 | 22.2 | 25 | 25 | 25 | 25 | 25 | 25 | 25 | 25 | 25 | From DOE Reference Buildings
Outpatient ClgSetp | Thermostat Setpoint | C | Wknd | 2014-01-01 | 2014-12-31 | Constant | 25 | [23 empty] | From DOE Reference Buildings
Outpatient Clothing | Clothing |  | Default¦WntrDsn | 2014-01-01 | 2014-12-31 | Constant | 1 | [23 empty] | From DOE Reference Buildings
Outpatient Clothing | Clothing |  | SmrDsn | 2014-01-01 | 2014-12-31 | Constant | 0.5 | [23 empty] | From DOE Reference Buildings
Outpatient Clothing | Clothing |  | Wknd¦Wkdy | 2014-10-01 | 2014-12-31 | Constant | 1 | [23 empty] | From DOE Reference Buildings
Outpatient Clothing | Clothing |  | Wknd¦Wkdy | 2014-05-01 | 2014-09-30 | Constant | 0.5 | [23 empty] | From DOE Reference Buildings
Outpatient HtgSetp | Thermostat Setpoint | C | Default¦SmrDsn | 2014-01-01 | 2014-12-31 | Hourly | 18.3 | 18.3 | 18.3 | 18.3 | 18.3 | 21.1 | 21.1 | 21.1 | 21.1 | 21.1 | 21.1 | 21.1 | 21.1 | 21.1 | 21.1 | 21.1 | 21.1 | 21.1 | 18.3 | 18.3 | 18.3 | 18.3 | 18.3 | 18.3 | From DOE Reference Buildings
Outpatient HtgSetp | Thermostat Setpoint | C | WntrDsn | 2014-01-01 | 2014-12-31 | Hourly | 18.3 | 18.3 | 18.3 | 18.3 | 18.3 | 18.3 | 18.3 | 21.1 | 21.1 | 21.1 | 21.1 | 21.1 | 21.1 | 21.1 | 21.1 | 18.3 | 18.3 | 18.3 | 18.3 | 18.3 | 18.3 | 18.3 | 18.3 | 18.3 | From DOE Reference Buildings
Outpatient HtgSetp | Thermostat Setpoint | C | Wknd | 2014-01-01 | 2014-12-31 | Constant | 18.3 | [23 empty] | From DOE Reference Buildings
Outpatient Infil | Infiltration |  | Default | 2014-01-01 | 2014-12-31 | Constant | 0.5 | [23 empty] | From DOE Reference Buildings
Outpatient Infil | Infiltration |  | WntrDsn¦SmrDsn | 2014-01-01 | 2014-12-31 | Constant | 1 | [23 empty] | From DOE Reference Buildings
Outpatient OR ClgSetp | Thermostat Setpoint | C | Default¦WntrDsn¦SmrDsn | 2014-01-01 | 2014-12-31 | Hourly | 22.2 | 22.2 | 22.2 | 22.2 | 22.2 | 22.2 | 18.3 | 18.3 | 18.3 | 18.3 | 18.3 | 18.3 | 18.3 | 18.3 | 18.3 | 18.3 | 18.3 | 22.2 | 22.2 | 22.2 | 22.2 | 22.2 | 22.2 | 22.2 | From DOE Reference Buildings
Outpatient OR HtgSetp | Thermostat Setpoint | C | Default¦WntrDsn¦SmrDsn | 2014-01-01 | 2014-12-31 | Constant | 18.3 | [23 empty] | From DOE Reference Buildings
Outpatient Radiology Equip | Equipment |  | Default¦SmrDsn | 2014-01-01 | 2014-12-31 | Hourly | 0.01 | 0.01 | 0.01 | 0.01 | 0.01 | 0.01 | 0.96 | 0.96 | 0.96 | 0.96 | 0.96 | 0.96 | 0.96 | 0.96 | 0.96 | 0.96 | 0.96 | 0.96 | 0.01 | 0.01 | 0.01 | 0.01 | 0.01 | 0.01 | From DOE Reference Buildings
Outpatient Radiology Equip | Equipment |  | WntrDsn¦Sun | 2014-01-01 | 2014-12-31 | Constant | 0.01 | [23 empty] | From DOE Reference Buildings
Outpatient Work Eff | Unknown |  | Default¦WntrDsn¦SmrDsn | 2014-01-01 | 2014-12-31 | Constant | 0 | [23 empty] | From DOE Reference Buildings
OutPatientHealthCare ACTIVITY_SCH | Activity | W | Default¦WntrDsn¦SmrDsn | 2014-01-01 | 2014-12-31 | Constant | 120 | [23 empty] | From DOE Prototype Buildings
OutPatientHealthCare AHU-1_ExtraElecHeatC_Sch | Unknown |  | Default¦WntrDsn¦SmrDsn | 2014-01-01 | 2014-12-31 | Constant | 1 | [23 empty] | From DOE Prototype Buildings
OutPatientHealthCare AHU-1_ExtraWaterHeatC_Sch | Unknown |  | Default¦WntrDsn¦SmrDsn | 2014-01-01 | 2014-12-31 | Constant | 1 | [23 empty] | From DOE Prototype Buildings
OutPatientHealthCare AHU-1_OAminOAFracSchedule | OA Air |  | Default¦WntrDsn¦SmrDsn | 2014-01-01 | 2014-12-31 | Constant | 0.33 | [23 empty] | From DOE Prototype Buildings
OutPatientHealthCare AHU1-Fan_Pre2004 | Fan |  | Default | 2014-01-01 | 2014-12-31 | Constant | 0 | [23 empty] | From DOE Prototype Buildings
OutPatientHealthCare AHU1-Fan_Pre2004 | Fan |  | WntrDsn¦SmrDsn | 2014-01-01 | 2014-12-31 | Constant | 1 | [23 empty] | From DOE Prototype Buildings
OutPatientHealthCare AHU1-Fan_Pre2004 | Fan |  | Sat¦Wkdy | 2014-01-01 | 2014-12-31 | Hourly | 0 | 0 | 0 | 0 | 1 | 1 | 1 | 1 | 1 | 1 | 1 | 1 | 1 | 1 | 1 | 1 | 1 | 1 | 1 | 1 | 1 | 0 | 0 | 0 | From DOE Prototype Buildings
OutPatientHealthCare AHU2-Fan_Pre2004 | Fan |  | Default | 2014-01-01 | 2014-12-31 | Constant | 0 | [23 empty] | From DOE Prototype Buildings
OutPatientHealthCare AHU2-Fan_Pre2004 | Fan |  | WntrDsn¦SmrDsn | 2014-01-01 | 2014-12-31 | Constant | 1 | [23 empty] | From DOE Prototype Buildings
OutPatientHealthCare AHU2-Fan_Pre2004 | Fan |  | Sat¦Wkdy | 2014-01-01 | 2014-12-31 | Hourly | 0 | 0 | 0 | 0 | 0 | 0 | 1 | 1 | 1 | 1 | 1 | 1 | 1 | 1 | 1 | 1 | 1 | 1 | 0 | 0 | 0 | 0 | 0 | 0 | From DOE Prototype Buildings
OutPatientHealthCare AIR_VELO_SCH | Unknown | W | Default¦WntrDsn¦SmrDsn | 2014-01-01 | 2014-12-31 | Constant | 0.2 | [23 empty] | From DOE Prototype Buildings
OutPatientHealthCare ALWAYS_OFF | Unknown |  | Default¦WntrDsn¦SmrDsn | 2014-01-01 | 2014-12-31 | Constant | 0 | [23 empty] | From DOE Prototype Buildings
OutPatientHealthCare ALWAYS_ON | Unknown |  | Default¦WntrDsn¦SmrDsn | 2014-01-01 | 2014-12-31 | Constant | 1 | [23 empty] | From DOE Prototype Buildings
OutPatientHealthCare BLDG_CAV_SCH | Unknown |  | Default¦WntrDsn¦SmrDsn¦Sat¦Wkdy | 2014-01-01 | 2014-12-31 | Hourly | 0.3 | 0.3 | 0.3 | 0.3 | 0.3 | 0.3 | 1 | 1 | 1 | 1 | 1 | 1 | 1 | 1 | 1 | 1 | 1 | 1 | 0.3 | 0.3 | 0.3 | 0.3 | 0.3 | 0.3 | From DOE Prototype Buildings
OutPatientHealthCare BLDG_CAV_SCH_HUMID | Unknown |  | Default¦WntrDsn¦SmrDsn¦Sat¦Wkdy | 2014-01-01 | 2014-12-31 | Hourly | 0.5 | 0.5 | 0.5 | 0.5 | 0.5 | 0.5 | 1 | 1 | 1 | 1 | 1 | 1 | 1 | 1 | 1 | 1 | 1 | 1 | 0.5 | 0.5 | 0.5 | 0.5 | 0.5 | 0.5 | From DOE Prototype Buildings
OutPatientHealthCare BLDG_ELEVATORS | Elevator |  | Default | 2014-01-01 | 2014-12-31 | Hourly | 0.05 | 0.05 | 0.05 | 0.05 | 0.05 | 0.05 | 0.05 | 0.05 | 0.4 | 0.4 | 0.4 | 0.4 | 0.4 | 0.4 | 0.4 | 0.4 | 0.05 | 0.05 | 0.05 | 0.05 | 0.05 | 0.05 | 0.05 | 0.05 | From DOE Prototype Buildings
OutPatientHealthCare BLDG_ELEVATORS | Elevator |  | WntrDsn | 2014-01-01 | 2014-12-31 | Constant | 0.05 | [23 empty] | From DOE Prototype Buildings
OutPatientHealthCare BLDG_ELEVATORS | Elevator |  | SmrDsn | 2014-01-01 | 2014-12-31 | Constant | 1 | [23 empty] | From DOE Prototype Buildings
OutPatientHealthCare BLDG_ELEVATORS | Elevator |  | Sat | 2014-01-01 | 2014-12-31 | Hourly | 0.05 | 0.05 | 0.05 | 0.05 | 0.05 | 0.05 | 0.05 | 0.4 | 0.46 | 0.7 | 0.7 | 0.7 | 0.51 | 0.51 | 0.51 | 0.51 | 0.51 | 0.25 | 0.05 | 0.05 | 0.05 | 0.05 | 0.05 | 0.05 | From DOE Prototype Buildings
OutPatientHealthCare BLDG_ELEVATORS | Elevator |  | Wkdy | 2014-01-01 | 2014-12-31 | Hourly | 0.05 | 0.05 | 0.05 | 0.05 | 0.05 | 0.05 | 0.05 | 0.5 | 0.75 | 1 | 1 | 1 | 0.75 | 1 | 1 | 1 | 1 | 1 | 0.52 | 0.52 | 0.52 | 0.28 | 0.05 | 0.05 | From DOE Prototype Buildings
OutPatientHealthCare BLDG_ELEVATORS_Pre2004 | Elevator |  | Default | 2014-01-01 | 2014-12-31 | Constant | 0.05 | 0.05 | 0.05 | 0.05 | 0.05 | 0.05 | 0.05 | 0.05 | 0.4 | 0.4 | 0.4 | 0.4 | 0.4 | 0.4 | 0.4 | 0.4 | 0.05 | 0.05 | 0.05 | 0.05 | 0.05 | 0.05 | 0.05 | 0.05 | From DOE Prototype Buildings
OutPatientHealthCare BLDG_ELEVATORS_Pre2004 | Elevator |  | Sat | 2014-01-01 | 2014-12-31 | Hourly | 0.05 | 0.05 | 0.05 | 0.05 | 0.05 | 0.05 | 0.05 | 0.4 | 0.46 | 0.7 | 0.7 | 0.7 | 0.51 | 0.51 | 0.51 | 0.51 | 0.51 | 0.25 | 0.05 | 0.05 | 0.05 | 0.05 | 0.05 | 0.05 | From DOE Prototype Buildings
OutPatientHealthCare BLDG_ELEVATORS_Pre2004 | Elevator |  | Wkdy¦SmrDsn | 2014-01-01 | 2014-12-31 | Hourly | 0.05 | 0.05 | 0.05 | 0.05 | 0.05 | 0.05 | 0.05 | 0.5 | 0.75 | 1 | 1 | 1 | 0.75 | 1 | 1 | 1 | 1 | 1 | 0.52 | 0.52 | 0.52 | 0.28 | 0.05 | 0.05 | From DOE Prototype Buildings
OutPatientHealthCare BLDG_EQUIP_SCH | Equipment |  | Default | 2014-01-01 | 2014-12-31 | Hourly | 0.3 | 0.3 | 0.3 | 0.3 | 0.3 | 0.3 | 0.3 | 0.3 | 0.5 | 0.5 | 0.5 | 0.5 | 0.5 | 0.5 | 0.5 | 0.5 | 0.5 | 0.3 | 0.3 | 0.3 | 0.3 | 0.3 | 0.3 | 0.3 | From DOE Prototype Buildings
OutPatientHealthCare BLDG_EQUIP_SCH | Equipment |  | WntrDsn¦Sat | 2014-01-01 | 2014-12-31 | Hourly | 0.3 | 0.3 | 0.3 | 0.3 | 0.3 | 0.3 | 0.3 | 0.5 | 0.5 | 0.8 | 0.8 | 0.8 | 0.8 | 0.8 | 0.8 | 0.5 | 0.5 | 0.5 | 0.5 | 0.5 | 0.3 | 0.3 | 0.3 | 0.3 | From DOE Prototype Buildings
OutPatientHealthCare BLDG_EQUIP_SCH | Equipment |  | SmrDsn¦Wkdy | 2014-01-01 | 2014-12-31 | Hourly | 0.3 | 0.3 | 0.3 | 0.3 | 0.5 | 0.5 | 1 | 1 | 1 | 1 | 1 | 1 | 1 | 1 | 1 | 1 | 1 | 1 | 0.5 | 0.5 | 0.3 | 0.3 | 0.3 | 0.3 | From DOE Prototype Buildings
OutPatientHealthCare BLDG_EQUIP_SCH_2013 | Equipment |  | Default | 2014-01-01 | 2014-12-31 | Hourly | 0.29714 | 0.29714 | 0.29714 | 0.29714 | 0.29714 | 0.29714 | 0.29714 | 0.29714 | 0.49523 | 0.49523 | 0.49523 | 0.49523 | 0.49523 | 0.49523 | 0.49523 | 0.49523 | 0.49523 | 0.29714 | 0.29714 | 0.29714 | 0.29714 | 0.29714 | 0.29714 | 0.29714 | From DOE Prototype Buildings
OutPatientHealthCare BLDG_EQUIP_SCH_2013 | Equipment |  | Sat | 2014-01-01 | 2014-12-31 | Hourly | 0.29714 | 0.29714 | 0.29714 | 0.29714 | 0.29714 | 0.29714 | 0.29714 | 0.49523 | 0.49523 | 0.79237 | 0.79237 | 0.79237 | 0.79237 | 0.79237 | 0.79237 | 0.49523 | 0.49523 | 0.49523 | 0.49523 | 0.49523 | 0.29714 | 0.29714 | 0.29714 | 0.29714 | From DOE Prototype Buildings
OutPatientHealthCare BLDG_EQUIP_SCH_2013 | Equipment |  | WntrDsn | 2014-01-01 | 2014-12-31 | Hourly | 0.3 | 0.3 | 0.3 | 0.3 | 0.3 | 0.3 | 0.3 | 0.5 | 0.5 | 0.8 | 0.8 | 0.8 | 0.8 | 0.8 | 0.8 | 0.5 | 0.5 | 0.5 | 0.5 | 0.5 | 0.3 | 0.3 | 0.3 | 0.3 | From DOE Prototype Buildings
OutPatientHealthCare BLDG_EQUIP_SCH_2013 | Equipment |  | SmrDsn | 2014-01-01 | 2014-12-31 | Hourly | 0.3 | 0.3 | 0.3 | 0.3 | 0.5 | 0.5 | 1 | 1 | 1 | 1 | 1 | 1 | 1 | 1 | 1 | 1 | 1 | 1 | 0.5 | 0.5 | 0.3 | 0.3 | 0.3 | 0.3 | From DOE Prototype Buildings
OutPatientHealthCare BLDG_EQUIP_SCH_2013 | Equipment |  | Wkdy | 2014-01-01 | 2014-12-31 | Hourly | 0.29714 | 0.29714 | 0.29714 | 0.29714 | 0.49523 | 0.49523 | 0.99046 | 0.99046 | 0.99046 | 0.99046 | 0.99046 | 0.99046 | 0.99046 | 0.99046 | 0.99046 | 0.99046 | 0.99046 | 0.99046 | 0.49523 | 0.49523 | 0.29714 | 0.29714 | 0.29714 | 0.29714 | From DOE Prototype Buildings
OutPatientHealthCare BLDG_EQUIP_SCH_BASE | Equipment |  | Default | 2014-01-01 | 2014-12-31 | Hourly | 0.3 | 0.3 | 0.3 | 0.3 | 0.3 | 0.3 | 0.3 | 0.3 | 0.5 | 0.5 | 0.5 | 0.5 | 0.5 | 0.5 | 0.5 | 0.5 | 0.5 | 0.3 | 0.3 | 0.3 | 0.3 | 0.3 | 0.3 | 0.3 | From DOE Prototype Buildings
OutPatientHealthCare BLDG_EQUIP_SCH_BASE | Equipment |  | WntrDsn¦Sat | 2014-01-01 | 2014-12-31 | Hourly | 0.3 | 0.3 | 0.3 | 0.3 | 0.3 | 0.3 | 0.3 | 0.5 | 0.5 | 0.8 | 0.8 | 0.8 | 0.8 | 0.8 | 0.8 | 0.5 | 0.5 | 0.5 | 0.5 | 0.5 | 0.3 | 0.3 | 0.3 | 0.3 | From DOE Prototype Buildings
OutPatientHealthCare BLDG_EQUIP_SCH_BASE | Equipment |  | SmrDsn¦Wkdy | 2014-01-01 | 2014-12-31 | Hourly | 0.3 | 0.3 | 0.3 | 0.3 | 0.5 | 0.5 | 1 | 1 | 1 | 1 | 1 | 1 | 1 | 1 | 1 | 1 | 1 | 1 | 0.5 | 0.5 | 0.3 | 0.3 | 0.3 | 0.3 | From DOE Prototype Buildings
OutPatientHealthCare BLDG_LIGHT_CORRIDOR_SCH | Lighting |  | WntrDsn¦Sat | 2014-01-01 | 2014-12-31 | Hourly | 0.1 | 0.1 | 0.1 | 0.1 | 0.1 | 0.1 | 0.1 | 0.3 | 0.3 | 0.4 | 0.4 | 0.4 | 0.4 | 0.4 | 0.4 | 0.3 | 0.3 | 0.3 | 0.3 | 0.3 | 0.1 | 0.1 | 0.1 | 0.1 | From DOE Prototype Buildings
OutPatientHealthCare BLDG_LIGHT_CORRIDOR_SCH | Lighting |  | SmrDsn¦Wkdy | 2014-01-01 | 2014-12-31 | Hourly | 0.1 | 0.1 | 0.1 | 0.1 | 0.3 | 0.3 | 0.6 | 0.9 | 0.9 | 0.9 | 0.9 | 0.9 | 0.9 | 0.9 | 0.9 | 0.9 | 0.9 | 0.9 | 0.6 | 0.6 | 0.3 | 0.3 | 0.1 | 0.1 | From DOE Prototype Buildings
OutPatientHealthCare BLDG_LIGHT_CORRIDOR_SCH | Lighting |  | Default | 2014-01-01 | 2014-12-31 | Hourly | 0.05 | 0.05 | 0.05 | 0.05 | 0.05 | 0.05 | 0.05 | 0.05 | 0.1 | 0.1 | 0.1 | 0.1 | 0.1 | 0.1 | 0.1 | 0.1 | 0.1 | 0.05 | 0.05 | 0.05 | 0.05 | 0.05 | 0.05 | 0.05 | From DOE Prototype Buildings
OutPatientHealthCare BLDG_LIGHT_EXAM_SCH | Lighting |  | Default | 2014-01-01 | 2014-12-31 | Hourly | 0.05 | 0.05 | 0.05 | 0.05 | 0.05 | 0.05 | 0.05 | 0.05 | 0.1 | 0.1 | 0.1 | 0.1 | 0.1 | 0.1 | 0.1 | 0.1 | 0.1 | 0.05 | 0.05 | 0.05 | 0.05 | 0.05 | 0.05 | 0.05 | From DOE Prototype Buildings
OutPatientHealthCare BLDG_LIGHT_EXAM_SCH | Lighting |  | WntrDsn¦Sat | 2014-01-01 | 2014-12-31 | Hourly | 0.1 | 0.1 | 0.1 | 0.1 | 0.1 | 0.1 | 0.1 | 0.3 | 0.3 | 0.4 | 0.4 | 0.4 | 0.4 | 0.4 | 0.4 | 0.3 | 0.3 | 0.3 | 0.3 | 0.3 | 0.1 | 0.1 | 0.1 | 0.1 | From DOE Prototype Buildings
OutPatientHealthCare BLDG_LIGHT_EXAM_SCH | Lighting |  | SmrDsn¦Wkdy | 2014-01-01 | 2014-12-31 | Hourly | 0.1 | 0.1 | 0.1 | 0.1 | 0.3 | 0.3 | 0.6 | 0.9 | 0.9 | 0.9 | 0.9 | 0.9 | 0.9 | 0.9 | 0.9 | 0.9 | 0.9 | 0.9 | 0.6 | 0.6 | 0.3 | 0.3 | 0.1 | 0.1 | From DOE Prototype Buildings
OutPatientHealthCare BLDG_LIGHT_LOBBYFLR1_SCH | Lighting |  | Default | 2014-01-01 | 2014-12-31 | Hourly | 0.05 | 0.05 | 0.05 | 0.05 | 0.05 | 0.05 | 0.05 | 0.05 | 0.1 | 0.1 | 0.1 | 0.1 | 0.1 | 0.1 | 0.1 | 0.1 | 0.1 | 0.05 | 0.05 | 0.05 | 0.05 | 0.05 | 0.05 | 0.05 | From DOE Prototype Buildings
OutPatientHealthCare BLDG_LIGHT_LOBBYFLR1_SCH | Lighting |  | WntrDsn¦Sat | 2014-01-01 | 2014-12-31 | Hourly | 0.1 | 0.1 | 0.1 | 0.1 | 0.1 | 0.1 | 0.1 | 0.3 | 0.3 | 0.4 | 0.4 | 0.4 | 0.4 | 0.4 | 0.4 | 0.3 | 0.3 | 0.3 | 0.3 | 0.3 | 0.1 | 0.1 | 0.1 | 0.1 | From DOE Prototype Buildings
OutPatientHealthCare BLDG_LIGHT_LOBBYFLR1_SCH | Lighting |  | SmrDsn¦Wkdy | 2014-01-01 | 2014-12-31 | Hourly | 0.1 | 0.1 | 0.1 | 0.1 | 0.3 | 0.3 | 0.6 | 0.9 | 0.9 | 0.9 | 0.9 | 0.9 | 0.9 | 0.9 | 0.9 | 0.9 | 0.9 | 0.9 | 0.6 | 0.6 | 0.3 | 0.3 | 0.1 | 0.1 | From DOE Prototype Buildings
OutPatientHealthCare BLDG_LIGHT_OFFICE_SCH | Lighting |  | Default | 2014-01-01 | 2014-12-31 | Hourly | 0.05 | 0.05 | 0.05 | 0.05 | 0.05 | 0.05 | 0.05 | 0.05 | 0.1 | 0.1 | 0.1 | 0.1 | 0.1 | 0.1 | 0.1 | 0.1 | 0.1 | 0.05 | 0.05 | 0.05 | 0.05 | 0.05 | 0.05 | 0.05 | From DOE Prototype Buildings
OutPatientHealthCare BLDG_LIGHT_OFFICE_SCH | Lighting |  | WntrDsn¦Sat | 2014-01-01 | 2014-12-31 | Hourly | 0.1 | 0.1 | 0.1 | 0.1 | 0.1 | 0.1 | 0.1 | 0.3 | 0.3 | 0.4 | 0.4 | 0.4 | 0.4 | 0.4 | 0.4 | 0.3 | 0.3 | 0.3 | 0.3 | 0.3 | 0.1 | 0.1 | 0.1 | 0.1 | From DOE Prototype Buildings
OutPatientHealthCare BLDG_LIGHT_OFFICE_SCH | Lighting |  | SmrDsn¦Wkdy | 2014-01-01 | 2014-12-31 | Hourly | 0.1 | 0.1 | 0.1 | 0.1 | 0.3 | 0.3 | 0.6 | 0.9 | 0.9 | 0.9 | 0.9 | 0.9 | 0.9 | 0.9 | 0.9 | 0.9 | 0.9 | 0.9 | 0.6 | 0.6 | 0.3 | 0.3 | 0.1 | 0.1 | From DOE Prototype Buildings
OutPatientHealthCare BLDG_LIGHT_OFFICE_SCH_20102013 | Lighting |  | Default | 2014-01-01 | 2014-12-31 | Hourly | 0.05 | 0.05 | 0.05 | 0.05 | 0.05 | 0.05 | 0.05 | 0.05 | 0.08591 | 0.08591 | 0.08591 | 0.08591 | 0.08591 | 0.08591 | 0.08591 | 0.08591 | 0.08591 | 0.05 | 0.05 | 0.05 | 0.05 | 0.05 | 0.05 | 0.05 | From DOE Prototype Buildings
OutPatientHealthCare BLDG_LIGHT_OFFICE_SCH_20102013 | Lighting |  | Sat | 2014-01-01 | 2014-12-31 | Hourly | 0.08591 | 0.08591 | 0.08591 | 0.08591 | 0.08591 | 0.08591 | 0.08591 | 0.25773 | 0.25773 | 0.34364 | 0.34364 | 0.34364 | 0.34364 | 0.34364 | 0.34364 | 0.25773 | 0.25773 | 0.25773 | 0.25773 | 0.25773 | 0.08591 | 0.08591 | 0.08591 | 0.08591 | From DOE Prototype Buildings
OutPatientHealthCare BLDG_LIGHT_OFFICE_SCH_20102013 | Lighting |  | WntrDsn | 2014-01-01 | 2014-12-31 | Hourly | 0.1 | 0.1 | 0.1 | 0.1 | 0.1 | 0.1 | 0.1 | 0.3 | 0.3 | 0.4 | 0.4 | 0.4 | 0.4 | 0.4 | 0.4 | 0.3 | 0.3 | 0.3 | 0.3 | 0.3 | 0.1 | 0.1 | 0.1 | 0.1 | From DOE Prototype Buildings
OutPatientHealthCare BLDG_LIGHT_OFFICE_SCH_20102013 | Lighting |  | SmrDsn | 2014-01-01 | 2014-12-31 | Hourly | 0.1 | 0.1 | 0.1 | 0.1 | 0.3 | 0.3 | 0.6 | 0.9 | 0.9 | 0.9 | 0.9 | 0.9 | 0.9 | 0.9 | 0.9 | 0.9 | 0.9 | 0.9 | 0.6 | 0.6 | 0.3 | 0.3 | 0.1 | 0.1 | From DOE Prototype Buildings
OutPatientHealthCare BLDG_LIGHT_OFFICE_SCH_20102013 | Lighting |  | Wkdy | 2014-01-01 | 2014-12-31 | Hourly | 0.08591 | 0.08591 | 0.08591 | 0.08591 | 0.25773 | 0.25773 | 0.51546 | 0.77319 | 0.77319 | 0.77319 | 0.77319 | 0.77319 | 0.77319 | 0.77319 | 0.77319 | 0.77319 | 0.77319 | 0.77319 | 0.51546 | 0.51546 | 0.25773 | 0.25773 | 0.08591 | 0.08591 | From DOE Prototype Buildings
OutPatientHealthCare BLDG_LIGHT_SCH | Lighting |  | Default | 2014-01-01 | 2014-12-31 | Hourly | 0.05 | 0.05 | 0.05 | 0.05 | 0.05 | 0.05 | 0.05 | 0.05 | 0.1 | 0.1 | 0.1 | 0.1 | 0.1 | 0.1 | 0.1 | 0.1 | 0.1 | 0.05 | 0.05 | 0.05 | 0.05 | 0.05 | 0.05 | 0.05 | From DOE Prototype Buildings
OutPatientHealthCare BLDG_LIGHT_SCH | Lighting |  | WntrDsn¦Sat | 2014-01-01 | 2014-12-31 | Hourly | 0.1 | 0.1 | 0.1 | 0.1 | 0.1 | 0.1 | 0.1 | 0.3 | 0.3 | 0.4 | 0.4 | 0.4 | 0.4 | 0.4 | 0.4 | 0.3 | 0.3 | 0.3 | 0.3 | 0.3 | 0.1 | 0.1 | 0.1 | 0.1 | From DOE Prototype Buildings
OutPatientHealthCare BLDG_LIGHT_SCH | Lighting |  | SmrDsn¦Wkdy | 2014-01-01 | 2014-12-31 | Hourly | 0.1 | 0.1 | 0.1 | 0.1 | 0.3 | 0.3 | 0.6 | 0.9 | 0.9 | 0.9 | 0.9 | 0.9 | 0.9 | 0.9 | 0.9 | 0.9 | 0.9 | 0.9 | 0.6 | 0.6 | 0.3 | 0.3 | 0.1 | 0.1 | From DOE Prototype Buildings
OutPatientHealthCare BLDG_LIGHT_STORAGE_SCH | Lighting |  | Default | 2014-01-01 | 2014-12-31 | Hourly | 0.05 | 0.05 | 0.05 | 0.05 | 0.05 | 0.05 | 0.05 | 0.05 | 0.1 | 0.1 | 0.1 | 0.1 | 0.1 | 0.1 | 0.1 | 0.1 | 0.1 | 0.05 | 0.05 | 0.05 | 0.05 | 0.05 | 0.05 | 0.05 | From DOE Prototype Buildings
OutPatientHealthCare BLDG_LIGHT_STORAGE_SCH | Lighting |  | WntrDsn¦Sat | 2014-01-01 | 2014-12-31 | Hourly | 0.1 | 0.1 | 0.1 | 0.1 | 0.1 | 0.1 | 0.1 | 0.3 | 0.3 | 0.4 | 0.4 | 0.4 | 0.4 | 0.4 | 0.4 | 0.3 | 0.3 | 0.3 | 0.3 | 0.3 | 0.1 | 0.1 | 0.1 | 0.1 | From DOE Prototype Buildings
OutPatientHealthCare BLDG_LIGHT_STORAGE_SCH | Lighting |  | SmrDsn¦Wkdy | 2014-01-01 | 2014-12-31 | Hourly | 0.1 | 0.1 | 0.1 | 0.1 | 0.3 | 0.3 | 0.6 | 0.9 | 0.9 | 0.9 | 0.9 | 0.9 | 0.9 | 0.9 | 0.9 | 0.9 | 0.9 | 0.9 | 0.6 | 0.6 | 0.3 | 0.3 | 0.1 | 0.1 | From DOE Prototype Buildings
OutPatientHealthCare BLDG_LIGHT_STORAGE_SCH_20102013 | Lighting |  | Default | 2014-01-01 | 2014-12-31 | Hourly | 0.033565 | 0.033565 | 0.033565 | 0.033565 | 0.033565 | 0.033565 | 0.033565 | 0.033565 | 0.06713 | 0.06713 | 0.06713 | 0.06713 | 0.06713 | 0.06713 | 0.06713 | 0.06713 | 0.06713 | 0.033565 | 0.033565 | 0.033565 | 0.033565 | 0.033565 | 0.033565 | 0.033565 | From DOE Prototype Buildings
OutPatientHealthCare BLDG_LIGHT_STORAGE_SCH_20102013 | Lighting |  | Sat | 2014-01-01 | 2014-12-31 | Hourly | 0.06713 | 0.06713 | 0.06713 | 0.06713 | 0.06713 | 0.06713 | 0.06713 | 0.20139 | 0.20139 | 0.26852 | 0.26852 | 0.26852 | 0.26852 | 0.26852 | 0.26852 | 0.20139 | 0.20139 | 0.20139 | 0.20139 | 0.20139 | 0.06713 | 0.06713 | 0.06713 | 0.06713 | From DOE Prototype Buildings
OutPatientHealthCare BLDG_LIGHT_STORAGE_SCH_20102013 | Lighting |  | WntrDsn | 2014-01-01 | 2014-12-31 | Hourly | 0.1 | 0.1 | 0.1 | 0.1 | 0.1 | 0.1 | 0.1 | 0.3 | 0.3 | 0.4 | 0.4 | 0.4 | 0.4 | 0.4 | 0.4 | 0.3 | 0.3 | 0.3 | 0.3 | 0.3 | 0.1 | 0.1 | 0.1 | 0.1 | From DOE Prototype Buildings
OutPatientHealthCare BLDG_LIGHT_STORAGE_SCH_20102013 | Lighting |  | SmrDsn | 2014-01-01 | 2014-12-31 | Hourly | 0.1 | 0.1 | 0.1 | 0.1 | 0.3 | 0.3 | 0.6 | 0.9 | 0.9 | 0.9 | 0.9 | 0.9 | 0.9 | 0.9 | 0.9 | 0.9 | 0.9 | 0.9 | 0.6 | 0.6 | 0.3 | 0.3 | 0.1 | 0.1 | From DOE Prototype Buildings
OutPatientHealthCare BLDG_LIGHT_STORAGE_SCH_20102013 | Lighting |  | Wkdy | 2014-01-01 | 2014-12-31 | Hourly | 0.06713 | 0.06713 | 0.06713 | 0.06713 | 0.20139 | 0.20139 | 0.40278 | 0.60417 | 0.60417 | 0.60417 | 0.60417 | 0.60417 | 0.60417 | 0.60417 | 0.60417 | 0.60417 | 0.60417 | 0.60417 | 0.40278 | 0.40278 | 0.20139 | 0.20139 | 0.06713 | 0.06713 | From DOE Prototype Buildings
OutPatientHealthCare BLDG_LIGHT_TOILET_SCH | Lighting |  | Default | 2014-01-01 | 2014-12-31 | Hourly | 0.05 | 0.05 | 0.05 | 0.05 | 0.05 | 0.05 | 0.05 | 0.05 | 0.1 | 0.1 | 0.1 | 0.1 | 0.1 | 0.1 | 0.1 | 0.1 | 0.1 | 0.05 | 0.05 | 0.05 | 0.05 | 0.05 | 0.05 | 0.05 | From DOE Prototype Buildings
OutPatientHealthCare BLDG_LIGHT_TOILET_SCH | Lighting |  | WntrDsn¦Sat | 2014-01-01 | 2014-12-31 | Hourly | 0.1 | 0.1 | 0.1 | 0.1 | 0.1 | 0.1 | 0.1 | 0.3 | 0.3 | 0.4 | 0.4 | 0.4 | 0.4 | 0.4 | 0.4 | 0.3 | 0.3 | 0.3 | 0.3 | 0.3 | 0.1 | 0.1 | 0.1 | 0.1 | From DOE Prototype Buildings
OutPatientHealthCare BLDG_LIGHT_TOILET_SCH | Lighting |  | SmrDsn¦Wkdy | 2014-01-01 | 2014-12-31 | Hourly | 0.1 | 0.1 | 0.1 | 0.1 | 0.3 | 0.3 | 0.6 | 0.9 | 0.9 | 0.9 | 0.9 | 0.9 | 0.9 | 0.9 | 0.9 | 0.9 | 0.9 | 0.9 | 0.6 | 0.6 | 0.3 | 0.3 | 0.1 | 0.1 | From DOE Prototype Buildings
OutPatientHealthCare BLDG_OA_FRAC_SCH | OA Air |  | Default | 2014-01-01 | 2014-12-31 | Constant | 0 | [23 empty] | From DOE Prototype Buildings
OutPatientHealthCare BLDG_OA_FRAC_SCH | OA Air |  | WntrDsn¦SmrDsn¦Sat¦Wkdy | 2014-01-01 | 2014-12-31 | Hourly | 0 | 0 | 0 | 0 | 0 | 0 | 0.25 | 0.25 | 0.25 | 0.25 | 0.25 | 0.25 | 0.25 | 0.25 | 0.25 | 0.25 | 0.25 | 0.25 | 0 | 0 | 0 | 0 | 0 | 0 | From DOE Prototype Buildings
OutPatientHealthCare BLDG_OA_SCH | OA Air |  | Default | 2014-01-01 | 2014-12-31 | Constant | 0 | [23 empty] | From DOE Prototype Buildings
OutPatientHealthCare BLDG_OA_SCH | OA Air |  | WntrDsn¦SmrDsn¦Sat¦Wkdy | 2014-01-01 | 2014-12-31 | Hourly | 0 | 0 | 0 | 0 | 0 | 0 | 1 | 1 | 1 | 1 | 1 | 1 | 1 | 1 | 1 | 1 | 1 | 1 | 0 | 0 | 0 | 0 | 0 | 0 | From DOE Prototype Buildings
OutPatientHealthCare BLDG_OA_SCH_Pre2004 | OA Air |  | Default | 2014-01-01 | 2014-12-31 | Constant | 0 | [23 empty] | From DOE Prototype Buildings
OutPatientHealthCare BLDG_OA_SCH_Pre2004 | OA Air |  | WntrDsn¦SmrDsn | 2014-01-01 | 2014-12-31 | Constant | 1 | [23 empty] | From DOE Prototype Buildings
OutPatientHealthCare BLDG_OA_SCH_Pre2004 | OA Air |  | Sat¦Wkdy | 2014-01-01 | 2014-12-31 | Hourly | 0 | 0 | 0 | 0 | 0 | 0 | 1 | 1 | 1 | 1 | 1 | 1 | 1 | 1 | 1 | 1 | 1 | 1 | 0 | 0 | 0 | 0 | 0 | 0 | From DOE Prototype Buildings
OutPatientHealthCare BLDG_OCC_SCH | Occupancy |  | Default | 2014-01-01 | 2014-12-31 | Hourly | 0 | 0 | 0 | 0 | 0 | 0 | 0 | 0 | 0.05 | 0.05 | 0.05 | 0.05 | 0.05 | 0.05 | 0.05 | 0.05 | 0.05 | 0 | 0 | 0 | 0 | 0 | 0 | 0 | From DOE Prototype Buildings
OutPatientHealthCare BLDG_OCC_SCH | Occupancy |  | WntrDsn¦Sat | 2014-01-01 | 2014-12-31 | Hourly | 0.05 | 0.05 | 0.05 | 0.05 | 0.05 | 0.05 | 0.05 | 0.2 | 0.2 | 0.3 | 0.3 | 0.3 | 0.3 | 0.3 | 0.3 | 0.2 | 0.2 | 0.2 | 0.2 | 0.2 | 0.05 | 0.05 | 0.05 | 0.05 | From DOE Prototype Buildings
OutPatientHealthCare BLDG_OCC_SCH | Occupancy |  | SmrDsn¦Wkdy | 2014-01-01 | 2014-12-31 | Hourly | 0.05 | 0.05 | 0.05 | 0.05 | 0.2 | 0.2 | 0.5 | 0.9 | 0.9 | 0.9 | 0.9 | 0.9 | 0.9 | 0.9 | 0.9 | 0.9 | 0.9 | 0.9 | 0.5 | 0.5 | 0.2 | 0.2 | 0.05 | 0.05 | From DOE Prototype Buildings
OutPatientHealthCare BLDG_SWH_SCH | Service Water Heating |  | Default | 2014-01-01 | 2014-12-31 | Hourly | 0 | 0 | 0 | 0 | 0 | 0 | 0 | 0 | 0.01 | 0.01 | 0.01 | 0.01 | 0.01 | 0.01 | 0.01 | 0.01 | 0.01 | 0 | 0 | 0 | 0 | 0 | 0 | 0 | From DOE Prototype Buildings
OutPatientHealthCare BLDG_SWH_SCH | Service Water Heating |  | WntrDsn¦Sat | 2014-01-01 | 2014-12-31 | Hourly | 0.01 | 0.01 | 0.01 | 0.01 | 0.01 | 0.01 | 0.01 | 0.01 | 0.2 | 0.28 | 0.3 | 0.3 | 0.24 | 0.24 | 0.23 | 0.23 | 0.23 | 0.1 | 0.01 | 0.01 | 0.01 | 0.01 | 0.01 | 0.01 | From DOE Prototype Buildings
OutPatientHealthCare BLDG_SWH_SCH | Service Water Heating |  | SmrDsn¦Wkdy | 2014-01-01 | 2014-12-31 | Hourly | 0.01 | 0.01 | 0.01 | 0.01 | 0.01 | 0.01 | 0.01 | 0.17 | 0.58 | 0.66 | 0.78 | 0.82 | 0.71 | 0.82 | 0.78 | 0.74 | 0.63 | 0.41 | 0.18 | 0.18 | 0.18 | 0.1 | 0.01 | 0.01 | From DOE Prototype Buildings
OutPatientHealthCare BLDG_SWH_SCH_Pre2004 | Service Water Heating |  | Default | 2014-01-01 | 2014-12-31 | Hourly | 0 | 0 | 0 | 0 | 0 | 0 | 0 | 0 | 0.01 | 0.01 | 0.01 | 0.01 | 0.01 | 0.01 | 0.01 | 0.01 | 0.01 | 0 | 0 | 0 | 0 | 0 | 0 | 0 | From DOE Prototype Buildings
OutPatientHealthCare BLDG_SWH_SCH_Pre2004 | Service Water Heating |  | Sat | 2014-01-01 | 2014-12-31 | Hourly | 0.01 | 0.01 | 0.01 | 0.01 | 0.01 | 0.01 | 0.01 | 0.01 | 0.2 | 0.28 | 0.3 | 0.3 | 0.24 | 0.24 | 0.23 | 0.23 | 0.23 | 0.1 | 0.01 | 0.01 | 0.01 | 0.01 | 0.01 | 0.01 | From DOE Prototype Buildings
OutPatientHealthCare BLDG_SWH_SCH_Pre2004 | Service Water Heating |  | SmrDsn¦Wkdy | 2014-01-01 | 2014-12-31 | Hourly | 0.01 | 0.01 | 0.01 | 0.01 | 0.01 | 0.01 | 0.01 | 0.17 | 0.58 | 0.66 | 0.78 | 0.82 | 0.71 | 0.82 | 0.78 | 0.74 | 0.63 | 0.41 | 0.18 | 0.18 | 0.18 | 0.1 | 0.01 | 0.01 | From DOE Prototype Buildings
OutPatientHealthCare CAV_SAT_SCH | Unknown | C | Default¦WntrDsn¦SmrDsn | 2014-01-01 | 2014-12-31 | Constant | 11.1 | [23 empty] | From DOE Prototype Buildings
OutPatientHealthCare CLGSETP_SCH_NO_OPTIMUM | Thermostat Setpoint | C | Default | 2014-01-01 | 2014-12-31 | Constant | 25 | [23 empty] | From DOE Prototype Buildings
OutPatientHealthCare CLGSETP_SCH_NO_OPTIMUM | Thermostat Setpoint | C | WntrDsn | 2014-01-01 | 2014-12-31 | Hourly | 25 | 25 | 25 | 25 | 25 | 25 | 25 | 22.2 | 22.2 | 22.2 | 22.2 | 22.2 | 22.2 | 22.2 | 22.2 | 25 | 25 | 25 | 25 | 25 | 25 | 25 | 25 | 25 | From DOE Prototype Buildings
OutPatientHealthCare CLGSETP_SCH_NO_OPTIMUM | Thermostat Setpoint | C | SmrDsn¦Wkdy | 2014-01-01 | 2014-12-31 | Hourly | 25 | 25 | 25 | 25 | 25 | 22.2 | 22.2 | 22.2 | 22.2 | 22.2 | 22.2 | 22.2 | 22.2 | 22.2 | 22.2 | 22.2 | 22.2 | 22.2 | 25 | 25 | 25 | 25 | 25 | 25 | From DOE Prototype Buildings
OutPatientHealthCare CLGSETP_SCH_NO_SETBACK | Thermostat Setpoint | C | Default¦Wkdy | 2014-01-01 | 2014-12-31 | Constant | 22.2 | [23 empty] | From DOE Prototype Buildings
OutPatientHealthCare CLGSETP_SCH_NO_SETBACK | Thermostat Setpoint | C | WntrDsn | 2014-01-01 | 2014-12-31 | Hourly | 25 | 25 | 25 | 25 | 25 | 25 | 25 | 22.2 | 22.2 | 22.2 | 22.2 | 22.2 | 22.2 | 22.2 | 22.2 | 25 | 25 | 25 | 25 | 25 | 25 | 25 | 25 | 25 | From DOE Prototype Buildings
OutPatientHealthCare CLGSETP_SCH_NO_SETBACK | Thermostat Setpoint | C | SmrDsn | 2014-01-01 | 2014-12-31 | Hourly | 25 | 25 | 25 | 25 | 25 | 22.2 | 22.2 | 22.2 | 22.2 | 22.2 | 22.2 | 22.2 | 22.2 | 22.2 | 22.2 | 22.2 | 22.2 | 22.2 | 25 | 25 | 25 | 25 | 25 | 25 | From DOE Prototype Buildings
OutPatientHealthCare CLGSETP_SCH_YES_OPTIMUM | Thermostat Setpoint | C | Default | 2014-01-01 | 2014-12-31 | Constant | 25 | [23 empty] | From DOE Prototype Buildings
OutPatientHealthCare CLGSETP_SCH_YES_OPTIMUM | Thermostat Setpoint | C | WntrDsn | 2014-01-01 | 2014-12-31 | Hourly | 25 | 25 | 25 | 25 | 25 | 25 | 25 | 22.2 | 22.2 | 22.2 | 22.2 | 22.2 | 22.2 | 22.2 | 22.2 | 25 | 25 | 25 | 25 | 25 | 25 | 25 | 25 | 25 | From DOE Prototype Buildings
OutPatientHealthCare CLGSETP_SCH_YES_OPTIMUM | Thermostat Setpoint | C | SmrDsn | 2014-01-01 | 2014-12-31 | Hourly | 25 | 25 | 25 | 25 | 25 | 22.2 | 22.2 | 22.2 | 22.2 | 22.2 | 22.2 | 22.2 | 22.2 | 22.2 | 22.2 | 22.2 | 22.2 | 22.2 | 25 | 25 | 25 | 25 | 25 | 25 | From DOE Prototype Buildings
OutPatientHealthCare CLGSETP_SCH_YES_OPTIMUM | Thermostat Setpoint | C | Sat | 2014-01-01 | 2014-12-31 | Hourly | 25 | 25 | 25 | 25 | 25 | 23.9 | 23.3 | 22.2 | 22.2 | 22.2 | 22.2 | 22.2 | 22.2 | 22.2 | 22.2 | 25 | 25 | 25 | 25 | 25 | 25 | 25 | 25 | 25 | From DOE Prototype Buildings
OutPatientHealthCare CLGSETP_SCH_YES_OPTIMUM | Thermostat Setpoint | C | Wkdy | 2014-01-01 | 2014-12-31 | Hourly | 25 | 25 | 25 | 25 | 25 | 23.9 | 23.3 | 22.2 | 22.2 | 22.2 | 22.2 | 22.2 | 22.2 | 22.2 | 22.2 | 22.2 | 22.2 | 22.2 | 25 | 25 | 25 | 25 | 25 | 25 | From DOE Prototype Buildings
OutPatientHealthCare CLGSETP_SCH_YES_OPTIMUM_ORIGINAL | Thermostat Setpoint | C | Default | 2014-01-01 | 2014-12-31 | Constant | 25 | [23 empty] | From DOE Prototype Buildings
OutPatientHealthCare CLGSETP_SCH_YES_OPTIMUM_ORIGINAL | Thermostat Setpoint | C | WntrDsn | 2014-01-01 | 2014-12-31 | Hourly | 25 | 25 | 25 | 25 | 25 | 25 | 25 | 22.2 | 22.2 | 22.2 | 22.2 | 22.2 | 22.2 | 22.2 | 22.2 | 25 | 25 | 25 | 25 | 25 | 25 | 25 | 25 | 25 | From DOE Prototype Buildings
OutPatientHealthCare CLGSETP_SCH_YES_OPTIMUM_ORIGINAL | Thermostat Setpoint | C | SmrDsn | 2014-01-01 | 2014-12-31 | Hourly | 25 | 25 | 25 | 25 | 25 | 22.2 | 22.2 | 22.2 | 22.2 | 22.2 | 22.2 | 22.2 | 22.2 | 22.2 | 22.2 | 22.2 | 22.2 | 22.2 | 25 | 25 | 25 | 25 | 25 | 25 | From DOE Prototype Buildings
OutPatientHealthCare CLGSETP_SCH_YES_OPTIMUM_ORIGINAL | Thermostat Setpoint | C | Wkdy | 2014-01-01 | 2014-12-31 | Hourly | 25 | 25 | 25 | 25 | 25 | 23.9 | 23.3 | 22.2 | 22.2 | 22.2 | 22.2 | 22.2 | 22.2 | 22.2 | 22.2 | 22.2 | 22.2 | 22.2 | 25 | 25 | 25 | 25 | 25 | 25 | From DOE Prototype Buildings
OutPatientHealthCare CLOTHING_SCH | Clothing | W | Default¦SmrDsn | 2014-01-01 | 2014-12-31 | Constant | 0.5 | [23 empty] | From DOE Prototype Buildings
OutPatientHealthCare CLOTHING_SCH | Clothing | W | WntrDsn | 2014-01-01 | 2014-12-31 | Constant | 1 | [23 empty] | From DOE Prototype Buildings
OutPatientHealthCare CLOTHING_SCH | Clothing | W | Wknd¦Wkdy | 2014-10-01 | 2014-12-31 | Constant | 1 | [23 empty] | From DOE Prototype Buildings
OutPatientHealthCare CLOTHING_SCH | Clothing | W | Wknd¦Wkdy | 2014-01-01 | 2014-04-30 | Constant | 1 | [23 empty] | From DOE Prototype Buildings
OutPatientHealthCare CoolingCoilAvailSched | Unknown |  | Default¦WntrDsn¦SmrDsn | 2014-01-01 | 2014-12-31 | Constant | 1 | [23 empty] | From DOE Prototype Buildings
OutPatientHealthCare CW-Loop-Temp-Schedule | Unknown | C | Default¦WntrDsn¦SmrDsn | 2014-01-01 | 2014-12-31 | Constant | 6.7 | [23 empty] | From DOE Prototype Buildings
OutPatientHealthCare Dual Zone Control Type Sched | Unknown |  | Default¦WntrDsn¦SmrDsn | 2014-01-01 | 2014-12-31 | Constant | 4 | [23 empty] | From DOE Prototype Buildings
OutPatientHealthCare ELEV_LIGHT_FAN_SCH_24_7 | Lighting |  | Default¦WntrDsn¦SmrDsn | 2014-01-01 | 2014-12-31 | Constant | 1 | [23 empty] | From DOE Prototype Buildings
OutPatientHealthCare ELEV_LIGHT_FAN_SCH_ADD_DF | Lighting |  | Default | 2014-01-01 | 2014-12-31 | Hourly | 0.05 | 0.05 | 0.05 | 0.05 | 0.05 | 0.05 | 0.05 | 0.05 | 0.4 | 0.4 | 0.4 | 0.4 | 0.4 | 0.4 | 0.4 | 0.4 | 0.05 | 0.05 | 0.05 | 0.05 | 0.05 | 0.05 | 0.05 | 0.05 | From DOE Prototype Buildings
OutPatientHealthCare ELEV_LIGHT_FAN_SCH_ADD_DF | Lighting |  | WntrDsn | 2014-01-01 | 2014-12-31 | Constant | 0.05 | [23 empty] | From DOE Prototype Buildings
OutPatientHealthCare ELEV_LIGHT_FAN_SCH_ADD_DF | Lighting |  | SmrDsn | 2014-01-01 | 2014-12-31 | Constant | 1 | [23 empty] | From DOE Prototype Buildings
OutPatientHealthCare ELEV_LIGHT_FAN_SCH_ADD_DF | Lighting |  | Sat | 2014-01-01 | 2014-12-31 | Hourly | 0.05 | 0.05 | 0.05 | 0.05 | 0.05 | 0.05 | 0.05 | 0.4 | 0.46 | 0.7 | 0.7 | 0.7 | 0.51 | 0.51 | 0.51 | 0.51 | 0.51 | 0.25 | 0.05 | 0.05 | 0.05 | 0.05 | 0.05 | 0.05 | From DOE Prototype Buildings
OutPatientHealthCare ELEV_LIGHT_FAN_SCH_ADD_DF | Lighting |  | Wkdy | 2014-01-01 | 2014-12-31 | Hourly | 0.05 | 0.05 | 0.05 | 0.05 | 0.05 | 0.05 | 0.05 | 0.5 | 1 | 1 | 1 | 1 | 1 | 1 | 1 | 1 | 1 | 1 | 0.52 | 0.52 | 0.52 | 0.28 | 0.05 | 0.05 | From DOE Prototype Buildings
OutPatientHealthCare Exterior_Lgt_189_1 | Unknown |  | Default¦WntrDsn¦SmrDsn | 2014-01-01 | 2014-12-31 | Hourly | 0.5 | 0.5 | 0.5 | 0.5 | 0.5 | 0.5 | 0.5 | 0.5 | 0.5 | 1 | 1 | 1 | 1 | 1 | 1 | 1 | 1 | 0.5 | 0.5 | 0.5 | 0.5 | 0.5 | 0.5 | 0.5 | From DOE Prototype Buildings
OutPatientHealthCare Exterior_Lgt_ALWAYS_ON | Unknown |  | Default¦WntrDsn¦SmrDsn | 2014-01-01 | 2014-12-31 | Constant | 1 | [23 empty] | From DOE Prototype Buildings
OutPatientHealthCare Exterior_lighting_schedule_a | Lighting |  | Default¦WntrDsn¦SmrDsn | 2014-01-01 | 2014-12-31 | Hourly | 0 | 0 | 0 | 0 | 0 | 0 | 1 | 1 | 1 | 1 | 1 | 1 | 1 | 1 | 1 | 1 | 1 | 1 | 1 | 1 | 1 | 1 | 1 | 1 | From DOE Prototype Buildings
OutPatientHealthCare Exterior_lighting_schedule_b | Lighting |  | Default¦WntrDsn¦SmrDsn | 2014-01-01 | 2014-12-31 | Hourly | 0.7 | 0.7 | 0.7 | 0.7 | 0.7 | 0.7 | 1 | 1 | 1 | 1 | 1 | 1 | 1 | 1 | 1 | 1 | 1 | 1 | 1 | 1 | 1 | 1 | 1 | 1 | From DOE Prototype Buildings
OutPatientHealthCare FAN_SCH | Unknown |  | Default¦WntrDsn¦SmrDsn | 2014-01-01 | 2014-12-31 | Constant | 1 | [23 empty] | From DOE Prototype Buildings
OutPatientHealthCare Floor 1 Anesthesia Water Equipment Hot Supply Temp Sched | Equipment | C | Default¦WntrDsn¦SmrDsn | 2014-01-01 | 2014-12-31 | Constant | 55 | [23 empty] | From DOE Prototype Buildings
OutPatientHealthCare Floor 1 Anesthesia Water Equipment Latent fract sched | Equipment |  | Default¦WntrDsn¦SmrDsn | 2014-01-01 | 2014-12-31 | Constant | 0.05 | [23 empty] | From DOE Prototype Buildings
OutPatientHealthCare Floor 1 Anesthesia Water Equipment Sensible fract sched | Equipment |  | Default¦WntrDsn¦SmrDsn | 2014-01-01 | 2014-12-31 | Constant | 0.2 | [23 empty] | From DOE Prototype Buildings
OutPatientHealthCare Floor 1 Anesthesia Water Equipment Temp Sched | Equipment | C | Default¦WntrDsn¦SmrDsn | 2014-01-01 | 2014-12-31 | Constant | 60 | [23 empty] | From DOE Prototype Buildings
OutPatientHealthCare Floor 1 MRI Control Room Water Equipment Hot Supply Temp Sched | Equipment | C | Default¦WntrDsn¦SmrDsn | 2014-01-01 | 2014-12-31 | Constant | 55 | [23 empty] | From DOE Prototype Buildings
OutPatientHealthCare Floor 1 MRI Control Room Water Equipment Latent fract sched | Equipment |  | Default¦WntrDsn¦SmrDsn | 2014-01-01 | 2014-12-31 | Constant | 0.05 | [23 empty] | From DOE Prototype Buildings
OutPatientHealthCare Floor 1 MRI Control Room Water Equipment Sensible fract sched | Equipment |  | Default¦WntrDsn¦SmrDsn | 2014-01-01 | 2014-12-31 | Constant | 0.2 | [23 empty] | From DOE Prototype Buildings
OutPatientHealthCare Floor 1 MRI Control Room Water Equipment Temp Sched | Equipment | C | Default¦WntrDsn¦SmrDsn | 2014-01-01 | 2014-12-31 | Constant | 60 | [23 empty] | From DOE Prototype Buildings
OutPatientHealthCare Floor 1 MRI Room Water Equipment Hot Supply Temp Sched | Equipment | C | Default¦WntrDsn¦SmrDsn | 2014-01-01 | 2014-12-31 | Constant | 55 | [23 empty] | From DOE Prototype Buildings
OutPatientHealthCare Floor 1 MRI Room Water Equipment Latent fract sched | Equipment |  | Default¦WntrDsn¦SmrDsn | 2014-01-01 | 2014-12-31 | Constant | 0.05 | [23 empty] | From DOE Prototype Buildings
OutPatientHealthCare Floor 1 MRI Room Water Equipment Sensible fract sched | Equipment |  | Default¦WntrDsn¦SmrDsn | 2014-01-01 | 2014-12-31 | Constant | 0.2 | [23 empty] | From DOE Prototype Buildings
OutPatientHealthCare Floor 1 MRI Room Water Equipment Temp Sched | Equipment | C | Default¦WntrDsn¦SmrDsn | 2014-01-01 | 2014-12-31 | Constant | 60 | [23 empty] | From DOE Prototype Buildings
OutPatientHealthCare Floor 1 Operating Room 1 humidity sched | Unknown | W | Default¦WntrDsn¦SmrDsn | 2014-01-01 | 2014-12-31 | Constant | 0 | [23 empty] | From DOE Prototype Buildings
OutPatientHealthCare Floor 1 Operating Room 1 Water Equipment Hot Supply Temp Sched | Equipment | C | Default¦WntrDsn¦SmrDsn | 2014-01-01 | 2014-12-31 | Constant | 55 | [23 empty] | From DOE Prototype Buildings
OutPatientHealthCare Floor 1 Operating Room 1 Water Equipment Latent fract sched | Equipment |  | Default¦WntrDsn¦SmrDsn | 2014-01-01 | 2014-12-31 | Constant | 0.05 | [23 empty] | From DOE Prototype Buildings
OutPatientHealthCare Floor 1 Operating Room 1 Water Equipment Sensible fract sched | Equipment |  | Default¦WntrDsn¦SmrDsn | 2014-01-01 | 2014-12-31 | Constant | 0.2 | [23 empty] | From DOE Prototype Buildings
OutPatientHealthCare Floor 1 Operating Room 1 Water Equipment Temp Sched | Equipment | C | Default¦WntrDsn¦SmrDsn | 2014-01-01 | 2014-12-31 | Constant | 60 | [23 empty] | From DOE Prototype Buildings
OutPatientHealthCare Floor 1 Operating Room 2 Water Equipment Hot Supply Temp Sched | Equipment | C | Default¦WntrDsn¦SmrDsn | 2014-01-01 | 2014-12-31 | Constant | 55 | [23 empty] | From DOE Prototype Buildings
OutPatientHealthCare Floor 1 Operating Room 2 Water Equipment Latent fract sched | Equipment |  | Default¦WntrDsn¦SmrDsn | 2014-01-01 | 2014-12-31 | Constant | 0.05 | [23 empty] | From DOE Prototype Buildings
OutPatientHealthCare Floor 1 Operating Room 2 Water Equipment Sensible fract sched | Equipment |  | Default¦WntrDsn¦SmrDsn | 2014-01-01 | 2014-12-31 | Constant | 0.2 | [23 empty] | From DOE Prototype Buildings
OutPatientHealthCare Floor 1 Operating Room 2 Water Equipment Temp Sched | Equipment | C | Default¦WntrDsn¦SmrDsn | 2014-01-01 | 2014-12-31 | Constant | 60 | [23 empty] | From DOE Prototype Buildings
OutPatientHealthCare Floor 1 Operating Room 3 Water Equipment Hot Supply Temp Sched | Equipment | C | Default¦WntrDsn¦SmrDsn | 2014-01-01 | 2014-12-31 | Constant | 55 | [23 empty] | From DOE Prototype Buildings
OutPatientHealthCare Floor 1 Operating Room 3 Water Equipment Latent fract sched | Equipment |  | Default¦WntrDsn¦SmrDsn | 2014-01-01 | 2014-12-31 | Constant | 0.05 | [23 empty] | From DOE Prototype Buildings
OutPatientHealthCare Floor 1 Operating Room 3 Water Equipment Sensible fract sched | Equipment |  | Default¦WntrDsn¦SmrDsn | 2014-01-01 | 2014-12-31 | Constant | 0.2 | [23 empty] | From DOE Prototype Buildings
OutPatientHealthCare Floor 1 Operating Room 3 Water Equipment Temp Sched | Equipment | C | Default¦WntrDsn¦SmrDsn | 2014-01-01 | 2014-12-31 | Constant | 60 | [23 empty] | From DOE Prototype Buildings
OutPatientHealthCare Floor 1 PACU Water Equipment Hot Supply Temp Sched | Equipment | C | Default¦WntrDsn¦SmrDsn | 2014-01-01 | 2014-12-31 | Constant | 55 | [23 empty] | From DOE Prototype Buildings
OutPatientHealthCare Floor 1 PACU Water Equipment Latent fract sched | Equipment |  | Default¦WntrDsn¦SmrDsn | 2014-01-01 | 2014-12-31 | Constant | 0.05 | [23 empty] | From DOE Prototype Buildings
OutPatientHealthCare Floor 1 PACU Water Equipment Sensible fract sched | Equipment |  | Default¦WntrDsn¦SmrDsn | 2014-01-01 | 2014-12-31 | Constant | 0.2 | [23 empty] | From DOE Prototype Buildings
OutPatientHealthCare Floor 1 PACU Water Equipment Temp Sched | Equipment | C | Default¦WntrDsn¦SmrDsn | 2014-01-01 | 2014-12-31 | Constant | 60 | [23 empty] | From DOE Prototype Buildings
OutPatientHealthCare Floor 1 Pre-Op Room 1 Water Equipment Hot Supply Temp Sched | Equipment | C | Default¦WntrDsn¦SmrDsn | 2014-01-01 | 2014-12-31 | Constant | 55 | [23 empty] | From DOE Prototype Buildings
OutPatientHealthCare Floor 1 Pre-Op Room 1 Water Equipment Latent fract sched | Equipment |  | Default¦WntrDsn¦SmrDsn | 2014-01-01 | 2014-12-31 | Constant | 0.05 | [23 empty] | From DOE Prototype Buildings
OutPatientHealthCare Floor 1 Pre-Op Room 1 Water Equipment Sensible fract sched | Equipment |  | Default¦WntrDsn¦SmrDsn | 2014-01-01 | 2014-12-31 | Constant | 0.2 | [23 empty] | From DOE Prototype Buildings
OutPatientHealthCare Floor 1 Pre-Op Room 1 Water Equipment Temp Sched | Equipment | C | Default¦WntrDsn¦SmrDsn | 2014-01-01 | 2014-12-31 | Constant | 60 | [23 empty] | From DOE Prototype Buildings
OutPatientHealthCare Floor 1 Pre-Op Room 2 Water Equipment Hot Supply Temp Sched | Equipment | C | Default¦WntrDsn¦SmrDsn | 2014-01-01 | 2014-12-31 | Constant | 55 | [23 empty] | From DOE Prototype Buildings
OutPatientHealthCare Floor 1 Pre-Op Room 2 Water Equipment Latent fract sched | Equipment |  | Default¦WntrDsn¦SmrDsn | 2014-01-01 | 2014-12-31 | Constant | 0.05 | [23 empty] | From DOE Prototype Buildings
OutPatientHealthCare Floor 1 Pre-Op Room 2 Water Equipment Sensible fract sched | Equipment |  | Default¦WntrDsn¦SmrDsn | 2014-01-01 | 2014-12-31 | Constant | 0.2 | [23 empty] | From DOE Prototype Buildings
OutPatientHealthCare Floor 1 Pre-Op Room 2 Water Equipment Temp Sched | Equipment | C | Default¦WntrDsn¦SmrDsn | 2014-01-01 | 2014-12-31 | Constant | 60 | [23 empty] | From DOE Prototype Buildings
OutPatientHealthCare Floor 1 Procedure Room Water Equipment Hot Supply Temp Sched | Equipment | C | Default¦WntrDsn¦SmrDsn | 2014-01-01 | 2014-12-31 | Constant | 55 | [23 empty] | From DOE Prototype Buildings
OutPatientHealthCare Floor 1 Procedure Room Water Equipment Latent fract sched | Equipment |  | Default¦WntrDsn¦SmrDsn | 2014-01-01 | 2014-12-31 | Constant | 0.05 | [23 empty] | From DOE Prototype Buildings
OutPatientHealthCare Floor 1 Procedure Room Water Equipment Sensible fract sched | Equipment |  | Default¦WntrDsn¦SmrDsn | 2014-01-01 | 2014-12-31 | Constant | 0.2 | [23 empty] | From DOE Prototype Buildings
OutPatientHealthCare Floor 1 Procedure Room Water Equipment Temp Sched | Equipment | C | Default¦WntrDsn¦SmrDsn | 2014-01-01 | 2014-12-31 | Constant | 60 | [23 empty] | From DOE Prototype Buildings
OutPatientHealthCare Floor 1 Recovery Room Water Equipment Hot Supply Temp Sched | Equipment | C | Default¦WntrDsn¦SmrDsn | 2014-01-01 | 2014-12-31 | Constant | 55 | [23 empty] | From DOE Prototype Buildings
OutPatientHealthCare Floor 1 Recovery Room Water Equipment Latent fract sched | Equipment |  | Default¦WntrDsn¦SmrDsn | 2014-01-01 | 2014-12-31 | Constant | 0.05 | [23 empty] | From DOE Prototype Buildings
OutPatientHealthCare Floor 1 Recovery Room Water Equipment Sensible fract sched | Equipment |  | Default¦WntrDsn¦SmrDsn | 2014-01-01 | 2014-12-31 | Constant | 0.2 | [23 empty] | From DOE Prototype Buildings
OutPatientHealthCare Floor 1 Recovery Room Water Equipment Temp Sched | Equipment | C | Default¦WntrDsn¦SmrDsn | 2014-01-01 | 2014-12-31 | Constant | 60 | [23 empty] | From DOE Prototype Buildings
OutPatientHealthCare Floor 1 Step Down Water Equipment Hot Supply Temp Sched | Equipment | C | Default¦WntrDsn¦SmrDsn | 2014-01-01 | 2014-12-31 | Constant | 55 | [23 empty] | From DOE Prototype Buildings
OutPatientHealthCare Floor 1 Step Down Water Equipment Latent fract sched | Equipment |  | Default¦WntrDsn¦SmrDsn | 2014-01-01 | 2014-12-31 | Constant | 0.05 | [23 empty] | From DOE Prototype Buildings
OutPatientHealthCare Floor 1 Step Down Water Equipment Sensible fract sched | Equipment |  | Default¦WntrDsn¦SmrDsn | 2014-01-01 | 2014-12-31 | Constant | 0.2 | [23 empty] | From DOE Prototype Buildings
OutPatientHealthCare Floor 1 Step Down Water Equipment Temp Sched | Equipment | C | Default¦WntrDsn¦SmrDsn | 2014-01-01 | 2014-12-31 | Constant | 60 | [23 empty] | From DOE Prototype Buildings
OutPatientHealthCare Floor 2 X-Ray Water Equipment Hot Supply Temp Sched | Equipment | C | Default¦WntrDsn¦SmrDsn | 2014-01-01 | 2014-12-31 | Constant | 55 | [23 empty] | From DOE Prototype Buildings
OutPatientHealthCare Floor 2 X-Ray Water Equipment Latent fract sched | Equipment |  | Default¦WntrDsn¦SmrDsn | 2014-01-01 | 2014-12-31 | Constant | 0.05 | [23 empty] | From DOE Prototype Buildings
OutPatientHealthCare Floor 2 X-Ray Water Equipment Sensible fract sched | Equipment |  | Default¦WntrDsn¦SmrDsn | 2014-01-01 | 2014-12-31 | Constant | 0.2 | [23 empty] | From DOE Prototype Buildings
OutPatientHealthCare Floor 2 X-Ray Water Equipment Temp Sched | Equipment | C | Default¦WntrDsn¦SmrDsn | 2014-01-01 | 2014-12-31 | Constant | 60 | [23 empty] | From DOE Prototype Buildings
OutPatientHealthCare Floor 3 Physical Therapy 1 Water Equipment Hot Supply Temp Sched | Equipment | C | Default¦WntrDsn¦SmrDsn | 2014-01-01 | 2014-12-31 | Constant | 55 | [23 empty] | From DOE Prototype Buildings
OutPatientHealthCare Floor 3 Physical Therapy 1 Water Equipment Latent fract sched | Equipment |  | Default¦WntrDsn¦SmrDsn | 2014-01-01 | 2014-12-31 | Constant | 0.05 | [23 empty] | From DOE Prototype Buildings
OutPatientHealthCare Floor 3 Physical Therapy 1 Water Equipment Sensible fract sched | Equipment |  | Default¦WntrDsn¦SmrDsn | 2014-01-01 | 2014-12-31 | Constant | 0.2 | [23 empty] | From DOE Prototype Buildings
OutPatientHealthCare Floor 3 Physical Therapy 1 Water Equipment Temp Sched | Equipment | C | Default¦WntrDsn¦SmrDsn | 2014-01-01 | 2014-12-31 | Constant | 60 | [23 empty] | From DOE Prototype Buildings
OutPatientHealthCare Floor 3 Physical Therapy 2 Water Equipment Hot Supply Temp Sched | Equipment | C | Default¦WntrDsn¦SmrDsn | 2014-01-01 | 2014-12-31 | Constant | 55 | [23 empty] | From DOE Prototype Buildings
OutPatientHealthCare Floor 3 Physical Therapy 2 Water Equipment Latent fract sched | Equipment |  | Default¦WntrDsn¦SmrDsn | 2014-01-01 | 2014-12-31 | Constant | 0.05 | [23 empty] | From DOE Prototype Buildings
OutPatientHealthCare Floor 3 Physical Therapy 2 Water Equipment Sensible fract sched | Equipment |  | Default¦WntrDsn¦SmrDsn | 2014-01-01 | 2014-12-31 | Constant | 0.2 | [23 empty] | From DOE Prototype Buildings
OutPatientHealthCare Floor 3 Physical Therapy 2 Water Equipment Temp Sched | Equipment | C | Default¦WntrDsn¦SmrDsn | 2014-01-01 | 2014-12-31 | Constant | 60 | [23 empty] | From DOE Prototype Buildings
OutPatientHealthCare Heating-Supply-Air-Temp-Sch | Unknown | C | Default¦WntrDsn¦SmrDsn | 2014-01-01 | 2014-12-31 | Constant | 16 | [23 empty] | From DOE Prototype Buildings
OutPatientHealthCare HeatSys1 Loop Setpoint Sched | Unknown | C | Default¦WntrDsn¦SmrDsn | 2014-01-01 | 2014-12-31 | Constant | 82.2 | [23 empty] | From DOE Prototype Buildings
OutPatientHealthCare Hours_of_operation | Operation |  | Default¦WntrDsn¦SmrDsn | 2014-01-01 | 2014-12-31 | Constant | 1 | [23 empty] | From DOE Prototype Buildings
OutPatientHealthCare HTGSETP_SCH_NO_OPTIMUM | Thermostat Setpoint | C | Default | 2014-01-01 | 2014-12-31 | Constant | 18.3 | [23 empty] | From DOE Prototype Buildings
OutPatientHealthCare HTGSETP_SCH_NO_OPTIMUM | Thermostat Setpoint | C | WntrDsn | 2014-01-01 | 2014-12-31 | Hourly | 18.3 | 18.3 | 18.3 | 18.3 | 18.3 | 18.3 | 18.3 | 21.1 | 21.1 | 21.1 | 21.1 | 21.1 | 21.1 | 21.1 | 21.1 | 18.3 | 18.3 | 18.3 | 18.3 | 18.3 | 18.3 | 18.3 | 18.3 | 18.3 | From DOE Prototype Buildings
OutPatientHealthCare HTGSETP_SCH_NO_OPTIMUM | Thermostat Setpoint | C | SmrDsn¦Wkdy | 2014-01-01 | 2014-12-31 | Hourly | 18.3 | 18.3 | 18.3 | 18.3 | 18.3 | 21.1 | 21.1 | 21.1 | 21.1 | 21.1 | 21.1 | 21.1 | 21.1 | 21.1 | 21.1 | 21.1 | 21.1 | 21.1 | 18.3 | 18.3 | 18.3 | 18.3 | 18.3 | 18.3 | From DOE Prototype Buildings
OutPatientHealthCare HTGSETP_SCH_YES_OPTIMUM | Thermostat Setpoint | C | Default | 2014-01-01 | 2014-12-31 | Constant | 18.3 | [23 empty] | From DOE Prototype Buildings
OutPatientHealthCare HTGSETP_SCH_YES_OPTIMUM | Thermostat Setpoint | C | WntrDsn | 2014-01-01 | 2014-12-31 | Hourly | 18.3 | 18.3 | 18.3 | 18.3 | 18.3 | 18.3 | 18.3 | 21.1 | 21.1 | 21.1 | 21.1 | 21.1 | 21.1 | 21.1 | 21.1 | 18.3 | 18.3 | 18.3 | 18.3 | 18.3 | 18.3 | 18.3 | 18.3 | 18.3 | From DOE Prototype Buildings
OutPatientHealthCare HTGSETP_SCH_YES_OPTIMUM | Thermostat Setpoint | C | SmrDsn | 2014-01-01 | 2014-12-31 | Hourly | 18.3 | 18.3 | 18.3 | 18.3 | 18.3 | 21.1 | 21.1 | 21.1 | 21.1 | 21.1 | 21.1 | 21.1 | 21.1 | 21.1 | 21.1 | 21.1 | 21.1 | 21.1 | 18.3 | 18.3 | 18.3 | 18.3 | 18.3 | 18.3 | From DOE Prototype Buildings
OutPatientHealthCare HTGSETP_SCH_YES_OPTIMUM | Thermostat Setpoint | C | Sat | 2014-01-01 | 2014-12-31 | Hourly | 18.3 | 18.3 | 18.3 | 18.3 | 18.3 | 19.4 | 20 | 21.1 | 21.1 | 21.1 | 21.1 | 21.1 | 21.1 | 21.1 | 21.1 | 18.3 | 18.3 | 18.3 | 18.3 | 18.3 | 18.3 | 18.3 | 18.3 | 18.3 | From DOE Prototype Buildings
OutPatientHealthCare HTGSETP_SCH_YES_OPTIMUM | Thermostat Setpoint | C | Wkdy | 2014-01-01 | 2014-12-31 | Hourly | 18.3 | 18.3 | 18.3 | 18.3 | 18.3 | 19.4 | 20 | 21.1 | 21.1 | 21.1 | 21.1 | 21.1 | 21.1 | 21.1 | 21.1 | 21.1 | 21.1 | 21.1 | 18.3 | 18.3 | 18.3 | 18.3 | 18.3 | 18.3 | From DOE Prototype Buildings
OutPatientHealthCare Humidity Setpoint Schedule | Unknown |  | Default¦WntrDsn¦SmrDsn¦Sat¦Wkdy | 2014-01-01 | 2014-12-31 | Constant | 50 | [23 empty] | From DOE Prototype Buildings
OutPatientHealthCare HVACOperationSchd | Operation |  | Default¦WntrDsn¦SmrDsn | 2014-01-01 | 2014-12-31 | Constant | 1 | [23 empty] | From DOE Prototype Buildings
OutPatientHealthCare HW-Loop-Temp-Schedule | Unknown | C | Default¦WntrDsn¦SmrDsn | 2014-01-01 | 2014-12-31 | Constant | 60 | [23 empty] | From DOE Prototype Buildings
OutPatientHealthCare INFIL_Door_Opening_SCH_0.131 | Infiltration |  | Default¦WntrDsn¦SmrDsn | 2014-01-01 | 2014-12-31 | Constant | 0 | [23 empty] | From DOE Prototype Buildings
OutPatientHealthCare INFIL_Door_Opening_SCH_0.131 | Infiltration |  | Wkdy | 2014-01-01 | 2014-12-31 | Hourly | 0 | 0 | 0 | 0 | 0 | 0 | 0.131 | 1 | 1 | 1 | 1 | 1 | 1 | 1 | 1 | 1 | 1 | 1 | 0.131 | 0 | 0 | 0 | 0 | 0 | From DOE Prototype Buildings
OutPatientHealthCare INFIL_Door_Opening_SCH_0.144 | Infiltration |  | Default¦WntrDsn¦SmrDsn | 2014-01-01 | 2014-12-31 | Constant | 0 | [23 empty] | From DOE Prototype Buildings
OutPatientHealthCare INFIL_Door_Opening_SCH_0.144 | Infiltration |  | Wkdy | 2014-01-01 | 2014-12-31 | Hourly | 0 | 0 | 0 | 0 | 0 | 0 | 0.144 | 1 | 1 | 1 | 1 | 1 | 1 | 1 | 1 | 1 | 1 | 1 | 0.144 | 0 | 0 | 0 | 0 | 0 | From DOE Prototype Buildings
OutPatientHealthCare INFIL_HALF_ON_SCH | Infiltration |  | Default¦Sat¦Wkdy | 2014-01-01 | 2014-12-31 | Constant | 0.5 | [23 empty] | From DOE Prototype Buildings
OutPatientHealthCare INFIL_HALF_ON_SCH | Infiltration |  | WntrDsn¦SmrDsn | 2014-01-01 | 2014-12-31 | Constant | 1 | [23 empty] | From DOE Prototype Buildings
OutPatientHealthCare INFIL_SCH | Infiltration |  | Default¦Sat¦Wkdy | 2014-01-01 | 2014-12-31 | Constant | 0.25 | [23 empty] | From DOE Prototype Buildings
OutPatientHealthCare INFIL_SCH | Infiltration |  | WntrDsn¦SmrDsn | 2014-01-01 | 2014-12-31 | Constant | 1 | [23 empty] | From DOE Prototype Buildings
OutPatientHealthCare MaxRelHumSetSch | Unknown |  | Default¦WntrDsn¦SmrDsn | 2014-01-01 | 2014-12-31 | Constant | 60 | [23 empty] | From DOE Prototype Buildings
OutPatientHealthCare MinOA_MotorizedDamper_Sched | OA Air |  | Default¦WntrDsn¦SmrDsn | 2014-01-01 | 2014-12-31 | Constant | 1 | [23 empty] | From DOE Prototype Buildings
OutPatientHealthCare MinOA_Sched | OA Air |  | Default¦WntrDsn¦SmrDsn | 2014-01-01 | 2014-12-31 | Constant | 1 | [23 empty] | From DOE Prototype Buildings
OutPatientHealthCare MinRelHumSetSch | Unknown |  | Default¦WntrDsn¦SmrDsn | 2014-01-01 | 2014-12-31 | Constant | 40 | [23 empty] | From DOE Prototype Buildings
OutPatientHealthCare MinRelHumSetSch_addDI | Unknown |  | Default¦WntrDsn¦SmrDsn | 2014-01-01 | 2014-12-31 | Constant | 30 | [23 empty] | From DOE Prototype Buildings
OutPatientHealthCare OR_CLGSETP_SCH | Thermostat Setpoint | C | Default¦WntrDsn¦SmrDsn | 2014-01-01 | 2014-12-31 | Hourly | 22.2 | 22.2 | 22.2 | 22.2 | 22.2 | 22.2 | 18.3 | 18.3 | 18.3 | 18.3 | 18.3 | 18.3 | 18.3 | 18.3 | 18.3 | 18.3 | 18.3 | 22.2 | 22.2 | 22.2 | 22.2 | 22.2 | 22.2 | 22.2 | From DOE Prototype Buildings
OutPatientHealthCare OR_HTGSETP_SCH | Thermostat Setpoint | C | Default¦WntrDsn¦SmrDsn | 2014-01-01 | 2014-12-31 | Constant | 18.3 | [23 empty] | From DOE Prototype Buildings
OutPatientHealthCare OR_MinSA_Sched | Unknown |  | Default¦WntrDsn | 2014-01-01 | 2014-12-31 | Constant | 0.2 | [23 empty] | From DOE Prototype Buildings
OutPatientHealthCare OR_MinSA_Sched | Unknown |  | SmrDsn | 2014-01-01 | 2014-12-31 | Constant | 1 | [23 empty] | From DOE Prototype Buildings
OutPatientHealthCare OR_MinSA_Sched | Unknown |  | Sat¦Wkdy | 2014-01-01 | 2014-12-31 | Hourly | 0.2 | 0.2 | 0.2 | 0.2 | 0.2 | 0.2 | 1 | 1 | 1 | 1 | 1 | 1 | 1 | 1 | 1 | 1 | 1 | 1 | 0.2 | 0.2 | 0.2 | 0.2 | 0.2 | 0.2 | From DOE Prototype Buildings
OutPatientHealthCare PlantOnSched | Unknown |  | Default¦WntrDsn¦SmrDsn | 2014-01-01 | 2014-12-31 | Constant | 1 | [23 empty] | From DOE Prototype Buildings
OutPatientHealthCare ReheatCoilAvailSched | Unknown |  | Default¦WntrDsn¦SmrDsn | 2014-01-01 | 2014-12-31 | Constant | 1 | [23 empty] | From DOE Prototype Buildings
OutPatientHealthCare Seasonal-Reset-Supply-Air-Temp-Sch | Unknown | C | Default¦WntrDsn¦SmrDsn | 2014-01-01 | 2014-12-31 | Constant | 11.1 | [23 empty] | From DOE Prototype Buildings
OutPatientHealthCare SHADING_SCH | Unknown | W | Default¦WntrDsn¦SmrDsn | 2014-01-01 | 2014-12-31 | Constant | 0 | [23 empty] | From DOE Prototype Buildings
OutPatientHealthCare SWHSys1 Water Heater Ambient Temperature Schedule Name | Service Water Heating | C | Default¦WntrDsn¦SmrDsn | 2014-01-01 | 2014-12-31 | Constant | 22 | [23 empty] | From DOE Prototype Buildings
OutPatientHealthCare SWHSys1 Water Heater Setpoint Temperature Schedule Name | Service Water Heating | C | Default¦WntrDsn¦SmrDsn | 2014-01-01 | 2014-12-31 | Constant | 60 | [23 empty] | From DOE Prototype Buildings
OutPatientHealthCare SWHSys1-Loop-Temp-Schedule | Service Water Heating | C | Default¦WntrDsn¦SmrDsn | 2014-01-01 | 2014-12-31 | Constant | 60 | [23 empty] | From DOE Prototype Buildings
OutPatientHealthCare VAV_SAT_SCH | Unknown | C | Default¦WntrDsn¦SmrDsn | 2014-01-01 | 2014-12-31 | Constant | 12.8 | [23 empty] | From DOE Prototype Buildings
OutPatientHealthCare WORK_EFF_SCH | Unknown |  | Default¦WntrDsn¦SmrDsn | 2014-01-01 | 2014-12-31 | Constant | 0 | [23 empty] | From DOE Prototype Buildings
PrimarySchool Activity | Activity | W | Default¦WntrDsn¦SmrDsn | 2014-01-01 | 2014-12-31 | Constant | 120 | [23 empty] | From DOE Reference Buildings
PrimarySchool BathCorrMechKitchen ClgSetp | Thermostat Setpoint | C | Default¦WntrDsn | 2014-01-01 | 2014-12-31 | Constant | 27 | [23 empty] | From DOE Reference Buildings
PrimarySchool BathCorrMechKitchen ClgSetp | Thermostat Setpoint | C | SmrDsn | 2014-01-01 | 2014-12-31 | Hourly | 27 | 27 | 27 | 27 | 27 | 27 | 24 | 24 | 24 | 24 | 24 | 24 | 24 | 24 | 24 | 24 | 24 | 24 | 24 | 24 | 24 | 27 | 27 | 27 | From DOE Reference Buildings
PrimarySchool BathCorrMechKitchen HtgSetp | Thermostat Setpoint | C | Default¦SmrDsn | 2014-01-01 | 2014-12-31 | Constant | 16 | [23 empty] | From DOE Reference Buildings
PrimarySchool BathCorrMechKitchen HtgSetp | Thermostat Setpoint | C | WntrDsn | 2014-01-01 | 2014-12-31 | Hourly | 16 | 16 | 16 | 16 | 16 | 16 | 21 | 21 | 21 | 21 | 21 | 21 | 21 | 21 | 21 | 21 | 21 | 21 | 21 | 21 | 21 | 16 | 16 | 16 | From DOE Reference Buildings
PrimarySchool Bldg Equip | Equipment |  | Default¦SmrDsn | 2014-01-01 | 2014-12-31 | Hourly | 0.35 | 0.35 | 0.35 | 0.35 | 0.35 | 0.35 | 0.35 | 0.35 | 0.95 | 0.95 | 0.95 | 0.95 | 0.95 | 0.95 | 0.95 | 0.95 | 0.95 | 0.35 | 0.35 | 0.35 | 0.35 | 0.35 | 0.35 | 0.35 | From DOE Reference Buildings
PrimarySchool Bldg Equip | Equipment |  | WntrDsn | 2014-01-01 | 2014-12-31 | Constant | 0.35 | [23 empty] | From DOE Reference Buildings
PrimarySchool Bldg Equip | Equipment |  | Wknd | 2014-09-01 | 2014-12-31 | Constant | 0.35 | [23 empty] | From DOE Reference Buildings
PrimarySchool Bldg Equip | Equipment |  | Wkdy | 2014-09-01 | 2014-12-31 | Hourly | 0.35 | 0.35 | 0.35 | 0.35 | 0.35 | 0.35 | 0.35 | 0.35 | 0.95 | 0.95 | 0.95 | 0.95 | 0.95 | 0.95 | 0.95 | 0.95 | 0.95 | 0.35 | 0.35 | 0.35 | 0.35 | 0.35 | 0.35 | 0.35 | From DOE Reference Buildings
PrimarySchool Bldg Equip | Equipment |  | Wknd | 2014-07-01 | 2014-09-01 | Constant | 0.25 | [23 empty] | From DOE Reference Buildings
PrimarySchool Bldg Equip | Equipment |  | Wkdy | 2014-07-01 | 2014-09-01 | Hourly | 0.25 | 0.25 | 0.25 | 0.25 | 0.25 | 0.25 | 0.25 | 0.25 | 0.5 | 0.5 | 0.5 | 0.5 | 0.5 | 0.5 | 0.5 | 0.5 | 0.5 | 0.25 | 0.25 | 0.25 | 0.25 | 0.25 | 0.25 | 0.25 | From DOE Reference Buildings
PrimarySchool Bldg Equip | Equipment |  | Wknd | 2014-01-01 | 2014-06-30 | Constant | 0.35 | [23 empty] | From DOE Reference Buildings
PrimarySchool Bldg Light | Lighting |  | Default¦SmrDsn | 2014-01-01 | 2014-12-31 | Hourly | 0.1773 | 0.1773 | 0.1773 | 0.1773 | 0.1773 | 0.1773 | 0.1773 | 0.9 | 0.9 | 0.9 | 0.9 | 0.9 | 0.9 | 0.9 | 0.9 | 0.9 | 0.9 | 0.9 | 0.9 | 0.9 | 0.9 | 0.1773 | 0.1773 | 0.1773 | From DOE Reference Buildings
PrimarySchool Bldg Light | Lighting |  | WntrDsn | 2014-01-01 | 2014-12-31 | Constant | 0.1773 | [23 empty] | From DOE Reference Buildings
PrimarySchool Bldg Light | Lighting |  | Wknd | 2014-09-01 | 2014-12-31 | Constant | 0.1773 | [23 empty] | From DOE Reference Buildings
PrimarySchool Bldg Light | Lighting |  | Wkdy | 2014-09-01 | 2014-12-31 | Hourly | 0.1773 | 0.1773 | 0.1773 | 0.1773 | 0.1773 | 0.1773 | 0.1773 | 0.9 | 0.9 | 0.9 | 0.9 | 0.9 | 0.9 | 0.9 | 0.9 | 0.9 | 0.9 | 0.9 | 0.9 | 0.9 | 0.9 | 0.1773 | 0.1773 | 0.1773 | From DOE Reference Buildings
PrimarySchool Bldg Light | Lighting |  | Wknd | 2014-07-01 | 2014-09-01 | Constant | 0.1773 | [23 empty] | From DOE Reference Buildings
PrimarySchool Bldg Light | Lighting |  | Wkdy | 2014-07-01 | 2014-09-01 | Hourly | 0.1773 | 0.1773 | 0.1773 | 0.1773 | 0.1773 | 0.1773 | 0.1773 | 0.1773 | 0.5 | 0.5 | 0.5 | 0.5 | 0.5 | 0.5 | 0.5 | 0.5 | 0.5 | 0.5 | 0.5 | 0.5 | 0.1773 | 0.1773 | 0.1773 | 0.1773 | From DOE Reference Buildings
PrimarySchool Bldg Light | Lighting |  | Wknd | 2014-01-01 | 2014-06-30 | Constant | 0.1773 | [23 empty] | From DOE Reference Buildings
PrimarySchool Bldg Occ | Occupancy |  | Default¦SmrDsn | 2014-01-01 | 2014-12-31 | Hourly | 0 | 0 | 0 | 0 | 0 | 0 | 0 | 0 | 0.75 | 0.75 | 0.75 | 0.75 | 0.75 | 0.75 | 0.75 | 0.75 | 0.15 | 0.15 | 0.15 | 0.15 | 0.15 | 0 | 0 | 0 | From DOE Reference Buildings
PrimarySchool Bldg Occ | Occupancy |  | WntrDsn | 2014-01-01 | 2014-12-31 | Constant | 0 | [23 empty] | From DOE Reference Buildings
PrimarySchool Bldg Occ | Occupancy |  | Wknd | 2014-09-01 | 2014-12-31 | Constant | 0 | [23 empty] | From DOE Reference Buildings
PrimarySchool Bldg Occ | Occupancy |  | Wkdy | 2014-09-01 | 2014-12-31 | Hourly | 0 | 0 | 0 | 0 | 0 | 0 | 0 | 0 | 0.75 | 0.75 | 0.75 | 0.75 | 0.75 | 0.75 | 0.75 | 0.75 | 0.15 | 0.15 | 0.15 | 0.15 | 0.15 | 0 | 0 | 0 | From DOE Reference Buildings
PrimarySchool Bldg Occ | Occupancy |  | Wknd | 2014-07-01 | 2014-09-01 | Constant | 0 | [23 empty] | From DOE Reference Buildings
PrimarySchool Bldg Occ | Occupancy |  | Wkdy | 2014-07-01 | 2014-09-01 | Hourly | 0 | 0 | 0 | 0 | 0 | 0 | 0 | 0 | 0.15 | 0.15 | 0.15 | 0.15 | 0.15 | 0.15 | 0.15 | 0.15 | 0.15 | 0.15 | 0.15 | 0.15 | 0.15 | 0 | 0 | 0 | From DOE Reference Buildings
PrimarySchool Bldg Occ | Occupancy |  | Wknd | 2014-01-01 | 2014-06-30 | Constant | 0 | [23 empty] | From DOE Reference Buildings
PrimarySchool Cafeteria Occ | Occupancy |  | Default¦SmrDsn | 2014-01-01 | 2014-12-31 | Hourly | 0 | 0 | 0 | 0 | 0 | 0 | 0 | 0.15 | 0.15 | 0.05 | 0.05 | 0.95 | 0.95 | 0.15 | 0.15 | 0 | 0 | 0 | 0 | 0 | 0 | 0 | 0 | 0 | From DOE Reference Buildings
PrimarySchool Cafeteria Occ | Occupancy |  | WntrDsn | 2014-01-01 | 2014-12-31 | Constant | 0 | [23 empty] | From DOE Reference Buildings
PrimarySchool Cafeteria Occ | Occupancy |  | Wknd | 2014-09-01 | 2014-12-31 | Constant | 0 | [23 empty] | From DOE Reference Buildings
PrimarySchool Cafeteria Occ | Occupancy |  | Wkdy | 2014-09-01 | 2014-12-31 | Hourly | 0 | 0 | 0 | 0 | 0 | 0 | 0 | 0.15 | 0.15 | 0.05 | 0.05 | 0.95 | 0.95 | 0.15 | 0.15 | 0 | 0 | 0 | 0 | 0 | 0 | 0 | 0 | 0 | From DOE Reference Buildings
PrimarySchool Cafeteria Occ | Occupancy |  | Wknd | 2014-07-01 | 2014-09-01 | Constant | 0 | [23 empty] | From DOE Reference Buildings
PrimarySchool Cafeteria Occ | Occupancy |  | Wkdy | 2014-07-01 | 2014-09-01 | Hourly | 0 | 0 | 0 | 0 | 0 | 0 | 0 | 0 | 0 | 0.25 | 0.25 | 0.25 | 0.25 | 0.25 | 0.25 | 0 | 0 | 0 | 0 | 0 | 0 | 0 | 0 | 0 | From DOE Reference Buildings
PrimarySchool Cafeteria Occ | Occupancy |  | Wknd | 2014-01-01 | 2014-06-30 | Constant | 0 | [23 empty] | From DOE Reference Buildings
PrimarySchool ClgSetp | Thermostat Setpoint | C | Default | 2014-01-01 | 2014-12-31 | Hourly | 27 | 27 | 27 | 27 | 27 | 27 | 24 | 24 | 24 | 24 | 24 | 24 | 24 | 24 | 24 | 24 | 24 | 24 | 24 | 24 | 24 | 27 | 27 | 27 | From DOE Reference Buildings
PrimarySchool ClgSetp | Thermostat Setpoint | C | WntrDsn | 2014-01-01 | 2014-12-31 | Constant | 27 | [23 empty] | From DOE Reference Buildings
PrimarySchool ClgSetp | Thermostat Setpoint | C | SmrDsn | 2014-01-01 | 2014-12-31 | Constant | 24 | [23 empty] | From DOE Reference Buildings
PrimarySchool ClgSetp | Thermostat Setpoint | C | Wknd¦Wkdy | 2014-09-01 | 2014-12-31 | Hourly | 27 | 27 | 27 | 27 | 27 | 27 | 24 | 24 | 24 | 24 | 24 | 24 | 24 | 24 | 24 | 24 | 24 | 24 | 24 | 24 | 24 | 27 | 27 | 27 | From DOE Reference Buildings
PrimarySchool ClgSetp | Thermostat Setpoint | C | Wknd¦Wkdy | 2014-07-01 | 2014-09-01 | Hourly | 27 | 27 | 27 | 27 | 27 | 27 | 27 | 24 | 24 | 24 | 24 | 24 | 24 | 24 | 24 | 24 | 24 | 24 | 27 | 27 | 27 | 27 | 27 | 27 | From DOE Reference Buildings
PrimarySchool Clothing | Clothing |  | Default¦WntrDsn | 2014-01-01 | 2014-12-31 | Constant | 1.1 | [23 empty] | From DOE Reference Buildings
PrimarySchool Clothing | Clothing |  | SmrDsn | 2014-01-01 | 2014-12-31 | Constant | 0.6 | [23 empty] | From DOE Reference Buildings
PrimarySchool Clothing | Clothing |  | Wknd¦Wkdy | 2014-10-01 | 2014-12-31 | Constant | 1.1 | [23 empty] | From DOE Reference Buildings
PrimarySchool Clothing | Clothing |  | Wknd¦Wkdy | 2014-05-01 | 2014-09-30 | Constant | 0.6 | [23 empty] | From DOE Reference Buildings
PrimarySchool Exterior Lights | Lighting | Dimensionless | Default¦WntrDsn¦SmrDsn | 2014-01-01 | 2014-12-31 | Hourly | 0 | 0 | 0 | 0 | 0 | 0 | 0 | 1 | 1 | 1 | 1 | 1 | 1 | 1 | 1 | 1 | 1 | 1 | 1 | 1 | 1 | 1 | 1 | 1
PrimarySchool Exterior Lights Always On | Lighting | Dimensionless | Default¦WntrDsn¦SmrDsn | 2014-01-01 | 2014-12-31 | Constant | 1
PrimarySchool Gym Occ | Occupancy |  | Default¦SmrDsn | 2014-01-01 | 2014-12-31 | Hourly | 0 | 0 | 0 | 0 | 0 | 0 | 0 | 0 | 0.35 | 0.35 | 0.35 | 0.35 | 0.35 | 0.35 | 0.35 | 0.35 | 0.95 | 0.95 | 0.95 | 0.95 | 0.95 | 0 | 0 | 0 | From DOE Reference Buildings
PrimarySchool Gym Occ | Occupancy |  | WntrDsn | 2014-01-01 | 2014-12-31 | Constant | 0 | [23 empty] | From DOE Reference Buildings
PrimarySchool Gym Occ | Occupancy |  | Wknd | 2014-09-01 | 2014-12-31 | Constant | 0 | [23 empty] | From DOE Reference Buildings
PrimarySchool Gym Occ | Occupancy |  | Wkdy | 2014-09-01 | 2014-12-31 | Hourly | 0 | 0 | 0 | 0 | 0 | 0 | 0 | 0 | 0.35 | 0.35 | 0.35 | 0.35 | 0.35 | 0.35 | 0.35 | 0.35 | 0.95 | 0.95 | 0.95 | 0.95 | 0.95 | 0 | 0 | 0 | From DOE Reference Buildings
PrimarySchool Gym Occ | Occupancy |  | Wknd | 2014-07-01 | 2014-09-01 | Constant | 0 | [23 empty] | From DOE Reference Buildings
PrimarySchool Gym Occ | Occupancy |  | Wkdy | 2014-07-01 | 2014-09-01 | Hourly | 0 | 0 | 0 | 0 | 0 | 0 | 0 | 0 | 0.35 | 0.35 | 0.35 | 0.35 | 0.35 | 0.35 | 0.35 | 0.35 | 0.35 | 0.35 | 0.35 | 0.35 | 0.35 | 0 | 0 | 0 | From DOE Reference Buildings
PrimarySchool Gym Occ | Occupancy |  | Wknd | 2014-01-01 | 2014-06-30 | Constant | 0 | [23 empty] | From DOE Reference Buildings
PrimarySchool HtgSetp | Thermostat Setpoint | C | Default | 2014-01-01 | 2014-12-31 | Hourly | 16 | 16 | 16 | 16 | 16 | 16 | 21 | 21 | 21 | 21 | 21 | 21 | 21 | 21 | 21 | 21 | 21 | 21 | 21 | 21 | 21 | 16 | 16 | 16 | From DOE Reference Buildings
PrimarySchool HtgSetp | Thermostat Setpoint | C | WntrDsn | 2014-01-01 | 2014-12-31 | Constant | 21 | [23 empty] | From DOE Reference Buildings
PrimarySchool HtgSetp | Thermostat Setpoint | C | SmrDsn | 2014-01-01 | 2014-12-31 | Constant | 16 | [23 empty] | From DOE Reference Buildings
PrimarySchool HtgSetp | Thermostat Setpoint | C | Wknd¦Wkdy | 2014-09-01 | 2014-12-31 | Hourly | 16 | 16 | 16 | 16 | 16 | 16 | 21 | 21 | 21 | 21 | 21 | 21 | 21 | 21 | 21 | 21 | 21 | 21 | 21 | 21 | 21 | 16 | 16 | 16 | From DOE Reference Buildings
PrimarySchool HtgSetp | Thermostat Setpoint | C | Wknd¦Wkdy | 2014-07-01 | 2014-09-01 | Hourly | 16 | 16 | 16 | 16 | 16 | 16 | 16 | 21 | 21 | 21 | 21 | 21 | 21 | 21 | 21 | 21 | 21 | 21 | 16 | 16 | 16 | 16 | 16 | 16 | From DOE Reference Buildings
PrimarySchool Infil | Infiltration |  | Default¦WntrDsn¦SmrDsn | 2014-01-01 | 2014-12-31 | Hourly | 1 | 1 | 1 | 1 | 1 | 1 | 1 | 0.5 | 0.5 | 0.5 | 0.5 | 0.5 | 0.5 | 0.5 | 0.5 | 0.5 | 0.5 | 0.5 | 0.5 | 0.5 | 0.5 | 1 | 1 | 1 | From DOE Reference Buildings
PrimarySchool Kitchen Equip | Equipment |  | Default¦SmrDsn | 2014-01-01 | 2014-12-31 | Hourly | 0.1 | 0.1 | 0.1 | 0.1 | 0.1 | 0.1 | 0.1 | 0.1 | 0.15 | 0.15 | 0.25 | 0.25 | 0.25 | 0.15 | 0.15 | 0.1 | 0.1 | 0.1 | 0.1 | 0.1 | 0.1 | 0.1 | 0.1 | 0.1 | From DOE Reference Buildings
PrimarySchool Kitchen Equip | Equipment |  | WntrDsn | 2014-01-01 | 2014-12-31 | Constant | 0.1 | [23 empty] | From DOE Reference Buildings
PrimarySchool Kitchen Equip | Equipment |  | Wknd | 2014-09-01 | 2014-12-31 | Constant | 0.1 | [23 empty] | From DOE Reference Buildings
PrimarySchool Kitchen Equip | Equipment |  | Wkdy | 2014-09-01 | 2014-12-31 | Hourly | 0.1 | 0.1 | 0.1 | 0.1 | 0.1 | 0.1 | 0.1 | 0.1 | 0.15 | 0.15 | 0.25 | 0.25 | 0.25 | 0.15 | 0.15 | 0.1 | 0.1 | 0.1 | 0.1 | 0.1 | 0.1 | 0.1 | 0.1 | 0.1 | From DOE Reference Buildings
PrimarySchool Kitchen Equip | Equipment |  | Wknd | 2014-07-01 | 2014-09-01 | Constant | 0.1 | [23 empty] | From DOE Reference Buildings
PrimarySchool Kitchen Equip | Equipment |  | Wkdy | 2014-07-01 | 2014-09-01 | Hourly | 0.1 | 0.1 | 0.1 | 0.1 | 0.1 | 0.1 | 0.1 | 0.1 | 0.13 | 0.13 | 0.2 | 0.2 | 0.2 | 0.13 | 0.13 | 0.1 | 0.1 | 0.1 | 0.1 | 0.1 | 0.1 | 0.1 | 0.1 | 0.1 | From DOE Reference Buildings
PrimarySchool Kitchen Equip | Equipment |  | Wknd | 2014-01-01 | 2014-06-30 | Constant | 0.1 | [23 empty] | From DOE Reference Buildings
PrimarySchool Kitchen Exhaust | Equipment |  | Default¦SmrDsn | 2014-01-01 | 2014-12-31 | Hourly | 0 | 0 | 0 | 0 | 0 | 0 | 1 | 1 | 1 | 1 | 1 | 1 | 1 | 1 | 1 | 1 | 1 | 1 | 1 | 1 | 1 | 0 | 0 | 0 | From DOE Reference Buildings
PrimarySchool Kitchen Exhaust | Equipment |  | WntrDsn¦Wknd | 2014-01-01 | 2014-12-31 | Constant | 0 | [23 empty] | From DOE Reference Buildings
PrimarySchool Kitchen Gas | Equipment |  | Default¦SmrDsn | 2014-01-01 | 2014-12-31 | Hourly | 0.02 | 0.02 | 0.02 | 0.02 | 0.02 | 0.02 | 0.02 | 0.02 | 0.15 | 0.15 | 0.2 | 0.2 | 0.2 | 0.1 | 0.1 | 0.02 | 0.02 | 0.02 | 0.02 | 0.02 | 0.02 | 0.02 | 0.02 | 0.02 | From DOE Reference Buildings
PrimarySchool Kitchen Gas | Equipment |  | WntrDsn | 2014-01-01 | 2014-12-31 | Constant | 0.02 | [23 empty] | From DOE Reference Buildings
PrimarySchool Kitchen Gas | Equipment |  | Wknd | 2014-09-01 | 2014-12-31 | Constant | 0.02 | [23 empty] | From DOE Reference Buildings
PrimarySchool Kitchen Gas | Equipment |  | Wkdy | 2014-09-01 | 2014-12-31 | Hourly | 0.02 | 0.02 | 0.02 | 0.02 | 0.02 | 0.02 | 0.02 | 0.02 | 0.15 | 0.15 | 0.2 | 0.2 | 0.2 | 0.1 | 0.1 | 0.02 | 0.02 | 0.02 | 0.02 | 0.02 | 0.02 | 0.02 | 0.02 | 0.02 | From DOE Reference Buildings
PrimarySchool Kitchen Gas | Equipment |  | Wknd | 2014-07-01 | 2014-09-01 | Constant | 0.02 | [23 empty] | From DOE Reference Buildings
PrimarySchool Kitchen Gas | Equipment |  | Wkdy | 2014-07-01 | 2014-09-01 | Hourly | 0.02 | 0.02 | 0.02 | 0.02 | 0.02 | 0.02 | 0.02 | 0.02 | 0.1 | 0.1 | 0.15 | 0.15 | 0.15 | 0.1 | 0.1 | 0.02 | 0.02 | 0.02 | 0.02 | 0.02 | 0.02 | 0.02 | 0.02 | 0.02 | From DOE Reference Buildings
PrimarySchool Kitchen Gas | Equipment |  | Wknd | 2014-01-01 | 2014-06-30 | Constant | 0.02 | [23 empty] | From DOE Reference Buildings
PrimarySchool Offices Occ | Occupancy |  | Default¦SmrDsn | 2014-01-01 | 2014-12-31 | Hourly | 0 | 0 | 0 | 0 | 0 | 0 | 0 | 0 | 0.95 | 0.95 | 0.95 | 0.95 | 0.95 | 0.95 | 0.95 | 0.95 | 0.95 | 0.15 | 0.15 | 0.15 | 0.15 | 0 | 0 | 0 | From DOE Reference Buildings
PrimarySchool Offices Occ | Occupancy |  | WntrDsn | 2014-01-01 | 2014-12-31 | Constant | 0 | [23 empty] | From DOE Reference Buildings
PrimarySchool Offices Occ | Occupancy |  | Wknd | 2014-09-01 | 2014-12-31 | Constant | 0 | [23 empty] | From DOE Reference Buildings
PrimarySchool Offices Occ | Occupancy |  | Wkdy | 2014-09-01 | 2014-12-31 | Hourly | 0 | 0 | 0 | 0 | 0 | 0 | 0 | 0 | 0.95 | 0.95 | 0.95 | 0.95 | 0.95 | 0.95 | 0.95 | 0.95 | 0.95 | 0.15 | 0.15 | 0.15 | 0.15 | 0 | 0 | 0 | From DOE Reference Buildings
PrimarySchool Offices Occ | Occupancy |  | Wknd | 2014-07-01 | 2014-09-01 | Constant | 0 | [23 empty] | From DOE Reference Buildings
PrimarySchool Offices Occ | Occupancy |  | Wkdy | 2014-07-01 | 2014-09-01 | Hourly | 0 | 0 | 0 | 0 | 0 | 0 | 0 | 0 | 0.5 | 0.5 | 0.5 | 0.5 | 0.5 | 0.5 | 0.5 | 0.5 | 0.5 | 0 | 0 | 0 | 0 | 0 | 0 | 0 | From DOE Reference Buildings
PrimarySchool Offices Occ | Occupancy |  | Wknd | 2014-01-01 | 2014-06-30 | Constant | 0 | [23 empty] | From DOE Reference Buildings
PrimarySchool PSZ-AC OA Damper | Operation | Dimensionless | Default¦SmrDsn | 2014-01-01 | 2014-12-31 | Hourly | 0 | 0 | 0 | 0 | 0 | 0 | 1 | 1 | 1 | 1 | 1 | 1 | 1 | 1 | 1 | 1 | 1 | 1 | 1 | 1 | 0 | 0 | 0 | 0
PrimarySchool PSZ-AC OA Damper | Operation | Dimensionless | Sat¦Sun¦WntrDsn | 2014-01-01 | 2014-12-31 | Constant | 0
PrimarySchool PSZ-AC Operation | Operation | Dimensionless | Default¦SmrDsn | 2014-01-01 | 2014-12-31 | Hourly | 0 | 0 | 0 | 0 | 0 | 0 | 1 | 1 | 1 | 1 | 1 | 1 | 1 | 1 | 1 | 1 | 1 | 1 | 1 | 1 | 0 | 0 | 0 | 0
PrimarySchool PSZ-AC Operation | Operation | Dimensionless | Sat¦Sun¦WntrDsn | 2014-01-01 | 2014-12-31 | Constant | 0
PrimarySchool VAV OA Damper | Operation | Dimensionless | Default¦SmrDsn | 2014-01-01 | 2014-12-31 | Hourly | 0 | 0 | 0 | 0 | 0 | 0 | 1 | 1 | 1 | 1 | 1 | 1 | 1 | 1 | 1 | 1 | 1 | 1 | 1 | 1 | 0 | 0 | 0 | 0
PrimarySchool VAV OA Damper | Operation | Dimensionless | Sat¦Sun¦WntrDsn | 2014-01-01 | 2014-12-31 | Constant | 0
PrimarySchool VAV Operation | Operation | Dimensionless | Default¦SmrDsn | 2014-01-01 | 2014-12-31 | Hourly | 0 | 0 | 0 | 0 | 0 | 0 | 1 | 1 | 1 | 1 | 1 | 1 | 1 | 1 | 1 | 1 | 1 | 1 | 1 | 1 | 0 | 0 | 0 | 0
PrimarySchool VAV Operation | Operation | Dimensionless | Sat¦Sun¦WntrDsn | 2014-01-01 | 2014-12-31 | Constant | 0
PrimarySchool Work Eff | Unknown |  | Default¦WntrDsn¦SmrDsn | 2014-01-01 | 2014-12-31 | Constant | 0 | [23 empty] | From DOE Reference Buildings
QuickServiceRestaurant Activity | Activity | W | Default¦WntrDsn¦SmrDsn | 2014-01-01 | 2014-12-31 | Constant | 120 | [23 empty] | From DOE Reference Buildings
QuickServiceRestaurant Bldg Equip | Equipment |  | Default¦Sun¦Wkdy | 2014-01-01 | 2014-12-31 | Hourly | 0.1 | 0.1 | 0.1 | 0.1 | 0.1 | 0.1 | 0.35 | 0.35 | 0.25 | 0.25 | 0.35 | 0.35 | 0.35 | 0.35 | 0.25 | 0.25 | 0.25 | 0.35 | 0.35 | 0.35 | 0.25 | 0.25 | 0.25 | 0.25 | From DOE Reference Buildings
QuickServiceRestaurant Bldg Equip | Equipment |  | WntrDsn | 2014-01-01 | 2014-12-31 | Constant | 0 | [23 empty] | From DOE Reference Buildings
QuickServiceRestaurant Bldg Equip | Equipment |  | SmrDsn | 2014-01-01 | 2014-12-31 | Constant | 0.35 | [23 empty] | From DOE Reference Buildings
QuickServiceRestaurant Bldg Light | Lighting |  | Default | 2014-01-01 | 2014-12-31 | Hourly | 0.45 | 0.15 | 0.15 | 0.15 | 0.15 | 0.45 | 0.9 | 0.9 | 0.9 | 0.9 | 0.9 | 0.9 | 0.9 | 0.9 | 0.9 | 0.9 | 0.9 | 0.9 | 0.9 | 0.9 | 0.9 | 0.9 | 0.9 | 0.9 | From DOE Reference Buildings
QuickServiceRestaurant Bldg Light | Lighting |  | WntrDsn | 2014-01-01 | 2014-12-31 | Constant | 0 | [23 empty] | From DOE Reference Buildings
QuickServiceRestaurant Bldg Light | Lighting |  | SmrDsn | 2014-01-01 | 2014-12-31 | Constant | 1 | [23 empty] | From DOE Reference Buildings
QuickServiceRestaurant Bldg Occ | Occupancy |  | Default | 2014-01-01 | 2014-12-31 | Hourly | 0.05 | 0 | 0 | 0 | 0 | 0.05 | 0.1 | 0.4 | 0.4 | 0.3 | 0.2 | 0.5 | 0.8 | 0.7 | 0.4 | 0.2 | 0.25 | 0.5 | 0.55 | 0.55 | 0.55 | 0.5 | 0.35 | 0.2 | From DOE Reference Buildings
QuickServiceRestaurant Bldg Occ | Occupancy |  | WntrDsn | 2014-01-01 | 2014-12-31 | Constant | 0 | [23 empty] | From DOE Reference Buildings
QuickServiceRestaurant Bldg Occ | Occupancy |  | SmrDsn | 2014-01-01 | 2014-12-31 | Constant | 1 | [23 empty] | From DOE Reference Buildings
QuickServiceRestaurant Bldg Occ | Occupancy |  | Wknd | 2014-01-01 | 2014-12-31 | Hourly | 0.05 | 0 | 0 | 0 | 0 | 0.05 | 0.05 | 0.3 | 0.3 | 0.3 | 0.2 | 0.45 | 0.6 | 0.5 | 0.35 | 0.3 | 0.3 | 0.3 | 0.55 | 0.55 | 0.55 | 0.5 | 0.35 | 0.2 | From DOE Reference Buildings
QuickServiceRestaurant Bldg Swh | Service Water Heating |  | Default¦SmrDsn | 2014-01-01 | 2014-12-31 | Hourly | 0.2 | 0 | 0 | 0 | 0 | 0 | 0.15 | 0.6 | 0.55 | 0.45 | 0.4 | 0.45 | 0.4 | 0.35 | 0.3 | 0.3 | 0.3 | 0.4 | 0.55 | 0.6 | 0.5 | 0.55 | 0.45 | 0.25 | From DOE Reference Buildings
QuickServiceRestaurant Bldg Swh | Service Water Heating |  | WntrDsn¦Sat | 2014-01-01 | 2014-12-31 | Hourly | 0.2 | 0 | 0 | 0 | 0 | 0 | 0.15 | 0.15 | 0.15 | 0.5 | 0.45 | 0.5 | 0.5 | 0.45 | 0.4 | 0.4 | 0.35 | 0.4 | 0.55 | 0.55 | 0.5 | 0.55 | 0.4 | 0.3 | From DOE Reference Buildings
QuickServiceRestaurant Bldg Swh | Service Water Heating |  | Sun | 2014-01-01 | 2014-12-31 | Hourly | 0.25 | 0 | 0 | 0 | 0 | 0 | 0.15 | 0.15 | 0.15 | 0.15 | 0.5 | 0.5 | 0.4 | 0.4 | 0.3 | 0.3 | 0.3 | 0.4 | 0.5 | 0.5 | 0.4 | 0.5 | 0.4 | 0.2 | From DOE Reference Buildings
QuickServiceRestaurant ClgSetp | Thermostat Setpoint | C | Default¦SmrDsn | 2014-01-01 | 2014-12-31 | Hourly | 24 | 30 | 30 | 30 | 30 | 24 | 24 | 24 | 24 | 24 | 24 | 24 | 24 | 24 | 24 | 24 | 24 | 24 | 24 | 24 | 24 | 24 | 24 | 24 | From DOE Reference Buildings
QuickServiceRestaurant ClgSetp | Thermostat Setpoint | C | WntrDsn | 2014-01-01 | 2014-12-31 | Constant | 30 | [23 empty] | From DOE Reference Buildings
QuickServiceRestaurant ClgSetp Kitchen | Thermostat Setpoint | C | Default¦SmrDsn | 2014-01-01 | 2014-12-31 | Hourly | 26 | 30 | 30 | 30 | 30 | 26 | 26 | 26 | 26 | 26 | 26 | 26 | 26 | 26 | 26 | 26 | 26 | 26 | 26 | 26 | 26 | 26 | 26 | 26 | From DOE Reference Buildings
QuickServiceRestaurant ClgSetp Kitchen | Thermostat Setpoint | C | WntrDsn | 2014-01-01 | 2014-12-31 | Constant | 30 | [23 empty] | From DOE Reference Buildings
QuickServiceRestaurant Clothing | Clothing |  | Default¦WntrDsn | 2014-01-01 | 2014-12-31 | Constant | 1 | [23 empty] | From DOE Reference Buildings
QuickServiceRestaurant Clothing | Clothing |  | SmrDsn | 2014-01-01 | 2014-12-31 | Constant | 0.5 | [23 empty] | From DOE Reference Buildings
QuickServiceRestaurant Clothing | Clothing |  | Wknd¦Wkdy | 2014-10-01 | 2014-12-31 | Constant | 1 | [23 empty] | From DOE Reference Buildings
QuickServiceRestaurant Clothing | Clothing |  | Wknd¦Wkdy | 2014-05-01 | 2014-09-30 | Constant | 0.5 | [23 empty] | From DOE Reference Buildings
QuickServiceRestaurant Gas Equip | Equipment |  | Default | 2014-01-01 | 2014-12-31 | Hourly | 0.02 | 0.02 | 0.02 | 0.02 | 0.02 | 0.03 | 0.09 | 0.14 | 0.1 | 0.1 | 0.22 | 0.27 | 0.24 | 0.21 | 0.14 | 0.13 | 0.15 | 0.17 | 0.17 | 0.17 | 0.15 | 0.14 | 0.12 | 0.02 | From DOE Reference Buildings
QuickServiceRestaurant Gas Equip | Equipment |  | WntrDsn | 2014-01-01 | 2014-12-31 | Constant | 0 | [23 empty] | From DOE Reference Buildings
QuickServiceRestaurant Gas Equip | Equipment |  | SmrDsn | 2014-01-01 | 2014-12-31 | Constant | 0.25 | [23 empty] | From DOE Reference Buildings
QuickServiceRestaurant HtgSetp | Thermostat Setpoint | C | Default | 2014-01-01 | 2014-12-31 | Hourly | 21 | 15.6 | 15.6 | 15.6 | 15.6 | 21 | 21 | 21 | 21 | 21 | 21 | 21 | 21 | 21 | 21 | 21 | 21 | 21 | 21 | 21 | 21 | 21 | 21 | 21 | From DOE Reference Buildings
QuickServiceRestaurant HtgSetp | Thermostat Setpoint | C | WntrDsn | 2014-01-01 | 2014-12-31 | Constant | 21 | [23 empty] | From DOE Reference Buildings
QuickServiceRestaurant HtgSetp | Thermostat Setpoint | C | SmrDsn | 2014-01-01 | 2014-12-31 | Constant | 15.6 | [23 empty] | From DOE Reference Buildings
QuickServiceRestaurant HtgSetp Kitchen | Thermostat Setpoint | C | Default | 2014-01-01 | 2014-12-31 | Hourly | 19 | 15.6 | 15.6 | 15.6 | 15.6 | 19 | 19 | 19 | 19 | 19 | 19 | 19 | 19 | 19 | 19 | 19 | 19 | 19 | 19 | 19 | 19 | 19 | 19 | 19 | From DOE Reference Buildings
QuickServiceRestaurant HtgSetp Kitchen | Thermostat Setpoint | C | WntrDsn | 2014-01-01 | 2014-12-31 | Constant | 19 | [23 empty] | From DOE Reference Buildings
QuickServiceRestaurant HtgSetp Kitchen | Thermostat Setpoint | C | SmrDsn | 2014-01-01 | 2014-12-31 | Constant | 15.6 | [23 empty] | From DOE Reference Buildings
QuickServiceRestaurant Infil Half On | Infiltration |  | Default¦WntrDsn¦SmrDsn¦Sun¦Sat | 2014-01-01 | 2014-12-31 | Hourly | 1 | 1 | 1 | 1 | 1 | 0.5 | 0.5 | 0.5 | 0.5 | 0.5 | 0.5 | 0.5 | 0.5 | 0.5 | 0.5 | 0.5 | 0.5 | 0.5 | 0.5 | 0.5 | 0.5 | 0.5 | 0.5 | 0.5 | From DOE Reference Buildings
QuickServiceRestaurant Kitchen Exhaust | Equipment |  | Default¦WntrDsn¦SmrDsn | 2014-01-01 | 2014-12-31 | Hourly | 1 | 0 | 0 | 0 | 0 | 1 | 1 | 1 | 1 | 1 | 1 | 1 | 1 | 1 | 1 | 1 | 1 | 1 | 1 | 1 | 1 | 1 | 1 | 1 | From DOE Reference Buildings
QuickServiceRestaurant Work Eff | Unknown |  | Default¦WntrDsn¦SmrDsn | 2014-01-01 | 2014-12-31 | Constant | 0 | [23 empty] | From DOE Reference Buildings
ref_case_light | Lighting |  | Wkdy | 2017-01-01 | 2017-12-31 | Hourly | 0.1 | 0.1 | 0.1 | 0.1 | 0.1 | 0.1 | 0.1 | 0.26 | 0.468 | 0.468 | 0.468 | 0.468 | 0.468 | 0.468 | 0.468 | 0.468 | 0.156 | 0.156 | 0.156 | 0.156 | 0.156 | 0.156 | 0.156 | 0.1 | From Commercial Building Energy Saver (CBES) Prototype Models: cbes.lbl.gov
ref_case_light | Lighting |  | Sat | 2017-01-01 | 2017-12-31 | Hourly | 0.1 | 0.1 | 0.1 | 0.1 | 0.1 | 0.1 | 0.1 | 0.104 | 0.208 | 0.208 | 0.208 | 0.208 | 0.208 | 0.208 | 0.208 | 0.208 | 0.208 | 0.208 | 0.1 | 0.1 | 0.1 | 0.1 | 0.1 | 0.1 | From Commercial Building Energy Saver (CBES) Prototype Models: cbes.lbl.gov
ref_case_light | Lighting |  | Hol | 2017-01-01 | 2017-12-31 | Hourly | 0.05 | 0.05 | 0.05 | 0.05 | 0.05 | 0.05 | 0.05 | 0.05 | 0.052 | 0.052 | 0.052 | 0.052 | 0.052 | 0.052 | 0.052 | 0.052 | 0.052 | 0.052 | 0.05 | 0.05 | 0.05 | 0.05 | 0.05 | 0.05 | From Commercial Building Energy Saver (CBES) Prototype Models: cbes.lbl.gov
ref_case_restock | Unknown |  | Default | 2017-01-01 | 2017-12-31 | Hourly | 0 | 0 | 0 | 0 | 0 | 0 | 50 | 70 | 70 | 80 | 70 | 50 | 50 | 80 | 90 | 80 | 0 | 0 | 0 | 0 | 0 | 0 | 0 | 0 | From Commercial Building Energy Saver (CBES) Prototype Models: cbes.lbl.gov
RestaurantFastFood ACTIVITY_SCH | Activity | W | Default¦WntrDsn¦SmrDsn | 2014-01-01 | 2014-12-31 | Constant | 120 | [23 empty] | From DOE Prototype Buildings
RestaurantFastFood AIR_VELO_SCH | Unknown | W | Default¦WntrDsn¦SmrDsn | 2014-01-01 | 2014-12-31 | Constant | 0.2 | [23 empty] | From DOE Prototype Buildings
RestaurantFastFood ALWAYS_OFF | Unknown |  | Default¦WntrDsn¦SmrDsn | 2014-01-01 | 2014-12-31 | Constant | 0 | [23 empty] | From DOE Prototype Buildings
RestaurantFastFood ALWAYS_ON | Unknown |  | Default¦WntrDsn¦SmrDsn | 2014-01-01 | 2014-12-31 | Constant | 1 | [23 empty] | From DOE Prototype Buildings
RestaurantFastFood BLDG_EQUIP_SCH | Equipment |  | Default¦Sat¦Wkdy | 2014-01-01 | 2014-12-31 | Hourly | 0.03 | 0.02 | 0.03 | 0.02 | 0.05 | 0.12 | 0.13 | 0.15 | 0.18 | 0.21 | 0.26 | 0.29 | 0.27 | 0.25 | 0.23 | 0.23 | 0.26 | 0.26 | 0.24 | 0.22 | 0.2 | 0.18 | 0.09 | 0.03 | From DOE Prototype Buildings
RestaurantFastFood BLDG_EQUIP_SCH | Equipment |  | WntrDsn | 2014-01-01 | 2014-12-31 | Constant | 0 | [23 empty] | From DOE Prototype Buildings
RestaurantFastFood BLDG_EQUIP_SCH | Equipment |  | SmrDsn | 2014-01-01 | 2014-12-31 | Constant | 0.29 | [23 empty] | From DOE Prototype Buildings
RestaurantFastFood BLDG_LIGHT_DINING_SCH_2004_2007 | Lighting |  | Default | 2014-01-01 | 2014-12-31 | Hourly | 0.2 | 0.15 | 0.15 | 0.15 | 0.15 | 0.15 | 0.3 | 0.3 | 0.5 | 0.5 | 0.7 | 0.7 | 0.7 | 0.7 | 0.7 | 0.7 | 0.6 | 0.6 | 0.6 | 0.6 | 0.6 | 0.6 | 0.5 | 0.3 | From DOE Prototype Buildings
RestaurantFastFood BLDG_LIGHT_DINING_SCH_2004_2007 | Lighting |  | Wkdy | 2014-01-01 | 2014-12-31 | Hourly | 0.15 | 0.15 | 0.15 | 0.15 | 0.15 | 0.2 | 0.4 | 0.4 | 0.6 | 0.6 | 0.9 | 0.9 | 0.9 | 0.9 | 0.9 | 0.9 | 0.9 | 0.9 | 0.9 | 0.9 | 0.9 | 0.9 | 0.5 | 0.3 | From DOE Prototype Buildings
RestaurantFastFood BLDG_LIGHT_DINING_SCH_2004_2007 | Lighting |  | WntrDsn | 2014-01-01 | 2014-12-31 | Constant | 0 | [23 empty] | From DOE Prototype Buildings
RestaurantFastFood BLDG_LIGHT_DINING_SCH_2004_2007 | Lighting |  | SmrDsn | 2014-01-01 | 2014-12-31 | Constant | 1 | [23 empty] | From DOE Prototype Buildings
RestaurantFastFood BLDG_LIGHT_DINING_SCH_2004_2007 | Lighting |  | Sat | 2014-01-01 | 2014-12-31 | Hourly | 0.2 | 0.15 | 0.15 | 0.15 | 0.15 | 0.15 | 0.3 | 0.3 | 0.6 | 0.6 | 0.8 | 0.8 | 0.8 | 0.8 | 0.8 | 0.8 | 0.8 | 0.9 | 0.9 | 0.9 | 0.9 | 0.9 | 0.5 | 0.3 | From DOE Prototype Buildings
RestaurantFastFood BLDG_LIGHT_DINING_SCH_2010 | Lighting |  | Default | 2014-01-01 | 2014-12-31 | Hourly | 0.19034 | 0.15 | 0.15 | 0.15 | 0.15 | 0.15 | 0.28551 | 0.28551 | 0.47585 | 0.47585 | 0.66619 | 0.66619 | 0.66619 | 0.66619 | 0.66619 | 0.66619 | 0.57102 | 0.57102 | 0.57102 | 0.57102 | 0.57102 | 0.57102 | 0.47585 | 0.28551 | From DOE Prototype Buildings
RestaurantFastFood BLDG_LIGHT_DINING_SCH_2010 | Lighting |  | Wkdy | 2014-01-01 | 2014-12-31 | Hourly | 0.14275 | 0.15 | 0.15 | 0.15 | 0.15 | 0.19034 | 0.38068 | 0.38068 | 0.57102 | 0.57102 | 0.85653 | 0.85653 | 0.85653 | 0.85653 | 0.85653 | 0.85653 | 0.85653 | 0.85653 | 0.85653 | 0.85653 | 0.85653 | 0.85653 | 0.47585 | 0.28551 | From DOE Prototype Buildings
RestaurantFastFood BLDG_LIGHT_DINING_SCH_2010 | Lighting |  | WntrDsn | 2014-01-01 | 2014-12-31 | Constant | 0 | [23 empty] | From DOE Prototype Buildings
RestaurantFastFood BLDG_LIGHT_DINING_SCH_2010 | Lighting |  | SmrDsn | 2014-01-01 | 2014-12-31 | Constant | 1 | [23 empty] | From DOE Prototype Buildings
RestaurantFastFood BLDG_LIGHT_DINING_SCH_2010 | Lighting |  | Sat | 2014-01-01 | 2014-12-31 | Hourly | 0.19034 | 0.15 | 0.15 | 0.15 | 0.15 | 0.15 | 0.28551 | 0.28551 | 0.57102 | 0.57102 | 0.76136 | 0.76136 | 0.76136 | 0.76136 | 0.76136 | 0.76136 | 0.76136 | 0.85653 | 0.85653 | 0.85653 | 0.85653 | 0.85653 | 0.47585 | 0.28551 | From DOE Prototype Buildings
RestaurantFastFood BLDG_LIGHT_DINING_SCH_2013 | Lighting |  | Default | 2014-01-01 | 2014-12-31 | Hourly | 0.1865 | 0.15 | 0.15 | 0.15 | 0.15 | 0.15 | 0.2797 | 0.2797 | 0.4662 | 0.4662 | 0.6527 | 0.6527 | 0.6527 | 0.6527 | 0.6527 | 0.6527 | 0.5594 | 0.5594 | 0.5594 | 0.5594 | 0.5594 | 0.5594 | 0.4662 | 0.2797 | From DOE Prototype Buildings
RestaurantFastFood BLDG_LIGHT_DINING_SCH_2013 | Lighting |  | Wkdy | 2014-01-01 | 2014-12-31 | Hourly | 0.1399 | 0.15 | 0.15 | 0.15 | 0.15 | 0.1865 | 0.373 | 0.373 | 0.5594 | 0.5594 | 0.8391 | 0.8391 | 0.8391 | 0.8391 | 0.8391 | 0.8391 | 0.8391 | 0.8391 | 0.8391 | 0.8391 | 0.8391 | 0.8391 | 0.4662 | 0.2797 | From DOE Prototype Buildings
RestaurantFastFood BLDG_LIGHT_DINING_SCH_2013 | Lighting |  | WntrDsn | 2014-01-01 | 2014-12-31 | Constant | 0 | [23 empty] | From DOE Prototype Buildings
RestaurantFastFood BLDG_LIGHT_DINING_SCH_2013 | Lighting |  | SmrDsn | 2014-01-01 | 2014-12-31 | Constant | 1 | [23 empty] | From DOE Prototype Buildings
RestaurantFastFood BLDG_LIGHT_DINING_SCH_2013 | Lighting |  | Sat | 2014-01-01 | 2014-12-31 | Hourly | 0.1865 | 0.15 | 0.15 | 0.15 | 0.15 | 0.15 | 0.2797 | 0.2797 | 0.5594 | 0.5594 | 0.7459 | 0.7459 | 0.7459 | 0.7459 | 0.7459 | 0.7459 | 0.7459 | 0.8391 | 0.8391 | 0.8391 | 0.8391 | 0.8391 | 0.4662 | 0.2797 | From DOE Prototype Buildings
RestaurantFastFood BLDG_LIGHT_KITCHEN_SCH_2004_2007 | Lighting |  | Default | 2014-01-01 | 2014-12-31 | Hourly | 0.2 | 0.15 | 0.15 | 0.15 | 0.15 | 0.15 | 0.3 | 0.3 | 0.5 | 0.5 | 0.7 | 0.7 | 0.7 | 0.7 | 0.7 | 0.7 | 0.6 | 0.6 | 0.6 | 0.6 | 0.6 | 0.6 | 0.5 | 0.3 | From DOE Prototype Buildings
RestaurantFastFood BLDG_LIGHT_KITCHEN_SCH_2004_2007 | Lighting |  | Wkdy | 2014-01-01 | 2014-12-31 | Hourly | 0.15 | 0.15 | 0.15 | 0.15 | 0.15 | 0.2 | 0.4 | 0.4 | 0.6 | 0.6 | 0.9 | 0.9 | 0.9 | 0.9 | 0.9 | 0.9 | 0.9 | 0.9 | 0.9 | 0.9 | 0.9 | 0.9 | 0.5 | 0.3 | From DOE Prototype Buildings
RestaurantFastFood BLDG_LIGHT_KITCHEN_SCH_2004_2007 | Lighting |  | WntrDsn | 2014-01-01 | 2014-12-31 | Constant | 0 | [23 empty] | From DOE Prototype Buildings
RestaurantFastFood BLDG_LIGHT_KITCHEN_SCH_2004_2007 | Lighting |  | SmrDsn | 2014-01-01 | 2014-12-31 | Constant | 1 | [23 empty] | From DOE Prototype Buildings
RestaurantFastFood BLDG_LIGHT_KITCHEN_SCH_2004_2007 | Lighting |  | Sat | 2014-01-01 | 2014-12-31 | Hourly | 0.2 | 0.15 | 0.15 | 0.15 | 0.15 | 0.15 | 0.3 | 0.3 | 0.6 | 0.6 | 0.8 | 0.8 | 0.8 | 0.8 | 0.8 | 0.8 | 0.8 | 0.9 | 0.9 | 0.9 | 0.9 | 0.9 | 0.5 | 0.3 | From DOE Prototype Buildings
RestaurantFastFood BLDG_LIGHT_KITCHEN_SCH_2010_2013 | Lighting |  | Default | 2014-01-01 | 2014-12-31 | Hourly | 0.17776 | 0.15 | 0.15 | 0.15 | 0.15 | 0.15 | 0.26664 | 0.26664 | 0.4444 | 0.4444 | 0.62216 | 0.62216 | 0.62216 | 0.62216 | 0.62216 | 0.62216 | 0.53328 | 0.53328 | 0.53328 | 0.53328 | 0.53328 | 0.53328 | 0.4444 | 0.26664 | From DOE Prototype Buildings
RestaurantFastFood BLDG_LIGHT_KITCHEN_SCH_2010_2013 | Lighting |  | Wkdy | 2014-01-01 | 2014-12-31 | Hourly | 0.13332 | 0.15 | 0.15 | 0.15 | 0.15 | 0.17776 | 0.35552 | 0.35552 | 0.53328 | 0.53328 | 0.79992 | 0.79992 | 0.79992 | 0.79992 | 0.79992 | 0.79992 | 0.79992 | 0.79992 | 0.79992 | 0.79992 | 0.79992 | 0.79992 | 0.4444 | 0.26664 | From DOE Prototype Buildings
RestaurantFastFood BLDG_LIGHT_KITCHEN_SCH_2010_2013 | Lighting |  | WntrDsn | 2014-01-01 | 2014-12-31 | Constant | 0 | [23 empty] | From DOE Prototype Buildings
RestaurantFastFood BLDG_LIGHT_KITCHEN_SCH_2010_2013 | Lighting |  | SmrDsn | 2014-01-01 | 2014-12-31 | Constant | 1 | [23 empty] | From DOE Prototype Buildings
RestaurantFastFood BLDG_LIGHT_KITCHEN_SCH_2010_2013 | Lighting |  | Sat | 2014-01-01 | 2014-12-31 | Hourly | 0.17776 | 0.15 | 0.15 | 0.15 | 0.15 | 0.15 | 0.26664 | 0.26664 | 0.53328 | 0.53328 | 0.71104 | 0.71104 | 0.71104 | 0.71104 | 0.71104 | 0.71104 | 0.71104 | 0.79992 | 0.79992 | 0.79992 | 0.79992 | 0.79992 | 0.4444 | 0.26664 | From DOE Prototype Buildings
RestaurantFastFood BLDG_LIGHT_SCH | Lighting |  | Default | 2014-01-01 | 2014-12-31 | Hourly | 0.2 | 0.15 | 0.15 | 0.15 | 0.15 | 0.15 | 0.3 | 0.3 | 0.6 | 0.6 | 0.8 | 0.8 | 0.8 | 0.8 | 0.8 | 0.8 | 0.8 | 0.9 | 0.9 | 0.9 | 0.9 | 0.9 | 0.5 | 0.3 | From DOE Prototype Buildings
RestaurantFastFood BLDG_LIGHT_SCH | Lighting |  | WntrDsn | 2014-01-01 | 2014-12-31 | Constant | 0 | [23 empty] | From DOE Prototype Buildings
RestaurantFastFood BLDG_LIGHT_SCH | Lighting |  | SmrDsn | 2014-01-01 | 2014-12-31 | Constant | 1 | [23 empty] | From DOE Prototype Buildings
RestaurantFastFood BLDG_LIGHT_SCH | Lighting |  | Sun¦Wkdy | 2014-01-01 | 2014-12-31 | Hourly | 0.2 | 0.15 | 0.15 | 0.15 | 0.15 | 0.15 | 0.3 | 0.3 | 0.5 | 0.5 | 0.7 | 0.7 | 0.7 | 0.7 | 0.7 | 0.7 | 0.6 | 0.6 | 0.6 | 0.6 | 0.6 | 0.6 | 0.5 | 0.3 | From DOE Prototype Buildings
RestaurantFastFood BLDG_OCC_SCH | Occupancy |  | Default | 2014-01-01 | 2014-12-31 | Hourly | 0.05 | 0 | 0 | 0 | 0 | 0 | 0.05 | 0.5 | 0.5 | 0.2 | 0.2 | 0.3 | 0.5 | 0.5 | 0.3 | 0.2 | 0.25 | 0.35 | 0.55 | 0.65 | 0.7 | 0.35 | 0.2 | 0.2 | From DOE Prototype Buildings
RestaurantFastFood BLDG_OCC_SCH | Occupancy |  | WntrDsn | 2014-01-01 | 2014-12-31 | Constant | 0 | [23 empty] | From DOE Prototype Buildings
RestaurantFastFood BLDG_OCC_SCH | Occupancy |  | SmrDsn | 2014-01-01 | 2014-12-31 | Constant | 1 | [23 empty] | From DOE Prototype Buildings
RestaurantFastFood BLDG_OCC_SCH | Occupancy |  | Sat | 2014-01-01 | 2014-12-31 | Hourly | 0.05 | 0 | 0 | 0 | 0 | 0 | 0.05 | 0.5 | 0.5 | 0.4 | 0.2 | 0.45 | 0.5 | 0.5 | 0.35 | 0.3 | 0.3 | 0.3 | 0.7 | 0.9 | 0.7 | 0.65 | 0.55 | 0.35 | From DOE Prototype Buildings
RestaurantFastFood BLDG_OCC_SCH | Occupancy |  | Wkdy | 2014-01-01 | 2014-12-31 | Hourly | 0.05 | 0 | 0 | 0 | 0 | 0.05 | 0.1 | 0.4 | 0.4 | 0.4 | 0.2 | 0.5 | 0.8 | 0.7 | 0.4 | 0.2 | 0.25 | 0.5 | 0.8 | 0.8 | 0.8 | 0.5 | 0.35 | 0.2 | From DOE Prototype Buildings
RestaurantFastFood BLDG_SWH_SCH | Service Water Heating |  | Default | 2014-01-01 | 2014-12-31 | Hourly | 0 | 0 | 0 | 0 | 0 | 0 | 0 | 0.15 | 0.15 | 0.15 | 0.1 | 0.72 | 0.6 | 0.98 | 0.92 | 0.25 | 0.25 | 0.23 | 0.16 | 0.1 | 0.4 | 0.42 | 0.43 | 0 | From DOE Prototype Buildings
RestaurantFastFood BLDG_SWH_SCH | Service Water Heating |  | WntrDsn¦SmrDsn | 2014-01-01 | 2014-12-31 | Hourly | 0 | 0 | 0 | 0 | 0 | 0 | 0 | 0.15 | 0.15 | 0.15 | 0.1 | 0.72 | 0.6 | 0.98 | 0.92 | 0.25 | 0.25 | 0.23 | 0.16 | 0.1 | 0.4 | 0.42 | 0.43 | 0.15 | From DOE Prototype Buildings
RestaurantFastFood BLDG_SWH_SCH | Service Water Heating |  | Wkdy | 2014-01-01 | 2014-12-31 | Hourly | 0 | 0 | 0 | 0 | 0 | 0 | 0.15 | 0.15 | 0.33 | 0.13 | 0.1 | 0.72 | 0.31 | 0.98 | 0.92 | 0.22 | 0.31 | 0.23 | 0.16 | 0.1 | 0.4 | 0.42 | 0.43 | 0.15 | From DOE Prototype Buildings
RestaurantFastFood CLGSETP_KITCHEN_SCH_NO_OPTIMUM | Thermostat Setpoint | C | Default¦Sat¦Wkdy | 2014-01-01 | 2014-12-31 | Hourly | 30 | 30 | 30 | 26.11 | 26.11 | 26.11 | 26.11 | 26.11 | 26.11 | 26.11 | 26.11 | 26.11 | 26.11 | 26.11 | 26.11 | 26.11 | 26.11 | 26.11 | 26.11 | 26.11 | 26.11 | 26.11 | 26.11 | 26.11 | From DOE Prototype Buildings
RestaurantFastFood CLGSETP_KITCHEN_SCH_NO_OPTIMUM | Thermostat Setpoint | C | WntrDsn | 2014-01-01 | 2014-12-31 | Constant | 30 | [23 empty] | From DOE Prototype Buildings
RestaurantFastFood CLGSETP_KITCHEN_SCH_NO_OPTIMUM | Thermostat Setpoint | C | SmrDsn | 2014-01-01 | 2014-12-31 | Hourly | 30 | 30 | 30 | 30 | 30 | 28.33 | 26.11 | 26.11 | 26.11 | 26.11 | 26.11 | 26.11 | 26.11 | 26.11 | 26.11 | 26.11 | 26.11 | 26.11 | 26.11 | 26.11 | 26.11 | 26.11 | 26.11 | 26.11 | From DOE Prototype Buildings
RestaurantFastFood CLGSETP_KITCHEN_SCH_NO_SETBACK | Thermostat Setpoint | C | Default¦Sat¦Wkdy | 2014-01-01 | 2014-12-31 | Constant | 26.11 | [23 empty] | From DOE Prototype Buildings
RestaurantFastFood CLGSETP_KITCHEN_SCH_NO_SETBACK | Thermostat Setpoint | C | WntrDsn | 2014-01-01 | 2014-12-31 | Constant | 30 | [23 empty] | From DOE Prototype Buildings
RestaurantFastFood CLGSETP_KITCHEN_SCH_NO_SETBACK | Thermostat Setpoint | C | SmrDsn | 2014-01-01 | 2014-12-31 | Hourly | 30 | 30 | 30 | 30 | 30 | 28.33 | 26.11 | 26.11 | 26.11 | 26.11 | 26.11 | 26.11 | 26.11 | 26.11 | 26.11 | 26.11 | 26.11 | 26.11 | 26.11 | 26.11 | 26.11 | 26.11 | 26.11 | 26.11 | From DOE Prototype Buildings
RestaurantFastFood CLGSETP_KITCHEN_SCH_YES_OPTIMUM | Thermostat Setpoint | C | Default¦Sat¦Wkdy | 2014-01-01 | 2014-12-31 | Hourly | 30 | 30 | 30 | 28.9 | 27.8 | 26.11 | 26.11 | 26.11 | 26.11 | 26.11 | 26.11 | 26.11 | 26.11 | 26.11 | 26.11 | 26.11 | 26.11 | 26.11 | 26.11 | 26.11 | 26.11 | 26.11 | 26.11 | 26.11 | From DOE Prototype Buildings
RestaurantFastFood CLGSETP_KITCHEN_SCH_YES_OPTIMUM | Thermostat Setpoint | C | WntrDsn | 2014-01-01 | 2014-12-31 | Constant | 30 | [23 empty] | From DOE Prototype Buildings
RestaurantFastFood CLGSETP_KITCHEN_SCH_YES_OPTIMUM | Thermostat Setpoint | C | SmrDsn | 2014-01-01 | 2014-12-31 | Hourly | 30 | 30 | 30 | 30 | 30 | 28.33 | 26.11 | 26.11 | 26.11 | 26.11 | 26.11 | 26.11 | 26.11 | 26.11 | 26.11 | 26.11 | 26.11 | 26.11 | 26.11 | 26.11 | 26.11 | 26.11 | 26.11 | 26.11 | From DOE Prototype Buildings
RestaurantFastFood CLGSETP_SCH_NO_OPTIMUM | Thermostat Setpoint | C | Default¦Sat¦Wkdy | 2014-01-01 | 2014-12-31 | Hourly | 30 | 30 | 30 | 23.89 | 23.89 | 23.89 | 23.89 | 23.89 | 23.89 | 23.89 | 23.89 | 23.89 | 23.89 | 23.89 | 23.89 | 23.89 | 23.89 | 23.89 | 23.89 | 23.89 | 23.89 | 23.89 | 23.89 | 23.89 | From DOE Prototype Buildings
RestaurantFastFood CLGSETP_SCH_NO_OPTIMUM | Thermostat Setpoint | C | WntrDsn | 2014-01-01 | 2014-12-31 | Constant | 30 | [23 empty] | From DOE Prototype Buildings
RestaurantFastFood CLGSETP_SCH_NO_OPTIMUM | Thermostat Setpoint | C | SmrDsn | 2014-01-01 | 2014-12-31 | Hourly | 30 | 30 | 30 | 30 | 30 | 26.67 | 23.89 | 23.89 | 23.89 | 23.89 | 23.89 | 23.89 | 23.89 | 23.89 | 23.89 | 23.89 | 23.89 | 23.89 | 23.89 | 23.89 | 23.89 | 23.89 | 23.89 | 23.89 | From DOE Prototype Buildings
RestaurantFastFood CLGSETP_SCH_NO_SETBACK | Thermostat Setpoint | C | Default¦Sat¦Wkdy | 2014-01-01 | 2014-12-31 | Constant | 23.89 | [23 empty] | From DOE Prototype Buildings
RestaurantFastFood CLGSETP_SCH_NO_SETBACK | Thermostat Setpoint | C | WntrDsn | 2014-01-01 | 2014-12-31 | Constant | 30 | [23 empty] | From DOE Prototype Buildings
RestaurantFastFood CLGSETP_SCH_NO_SETBACK | Thermostat Setpoint | C | SmrDsn | 2014-01-01 | 2014-12-31 | Hourly | 30 | 30 | 30 | 30 | 30 | 26.67 | 23.89 | 23.89 | 23.89 | 23.89 | 23.89 | 23.89 | 23.89 | 23.89 | 23.89 | 23.89 | 23.89 | 23.89 | 23.89 | 23.89 | 23.89 | 23.89 | 23.89 | 23.89 | From DOE Prototype Buildings
RestaurantFastFood CLGSETP_SCH_YES_OPTIMUM | Thermostat Setpoint | C | Default¦Sat¦Wkdy | 2014-01-01 | 2014-12-31 | Hourly | 30 | 30 | 30 | 27.8 | 25.6 | 23.89 | 23.89 | 23.89 | 23.89 | 23.89 | 23.89 | 23.89 | 23.89 | 23.89 | 23.89 | 23.89 | 23.89 | 23.89 | 23.89 | 23.89 | 23.89 | 23.89 | 23.89 | 23.89 | From DOE Prototype Buildings
RestaurantFastFood CLGSETP_SCH_YES_OPTIMUM | Thermostat Setpoint | C | WntrDsn | 2014-01-01 | 2014-12-31 | Constant | 30 | [23 empty] | From DOE Prototype Buildings
RestaurantFastFood CLGSETP_SCH_YES_OPTIMUM | Thermostat Setpoint | C | SmrDsn | 2014-01-01 | 2014-12-31 | Hourly | 30 | 30 | 30 | 30 | 30 | 26.67 | 23.89 | 23.89 | 23.89 | 23.89 | 23.89 | 23.89 | 23.89 | 23.89 | 23.89 | 23.89 | 23.89 | 23.89 | 23.89 | 23.89 | 23.89 | 23.89 | 23.89 | 23.89 | From DOE Prototype Buildings
RestaurantFastFood CLOTHING_SCH | Clothing | W | Default¦SmrDsn | 2014-01-01 | 2014-12-31 | Constant | 0.5 | [23 empty] | From DOE Prototype Buildings
RestaurantFastFood CLOTHING_SCH | Clothing | W | WntrDsn | 2014-01-01 | 2014-12-31 | Constant | 1 | [23 empty] | From DOE Prototype Buildings
RestaurantFastFood CLOTHING_SCH | Clothing | W | Wknd¦Wkdy | 2014-10-01 | 2014-12-31 | Constant | 1 | [23 empty] | From DOE Prototype Buildings
RestaurantFastFood CLOTHING_SCH | Clothing | W | Wknd¦Wkdy | 2014-01-01 | 2014-04-30 | Constant | 1 | [23 empty] | From DOE Prototype Buildings
RestaurantFastFood DOOR_INFIL_SCH | Infiltration |  | Default | 2014-01-01 | 2014-12-31 | Hourly | 0 | 0 | 0 | 0 | 0 | 0 | 0.144 | 0.558 | 0.558 | 0.258 | 0.258 | 0.363 | 0.558 | 0.558 | 0.363 | 0.258 | 0.363 | 0.462 | 0.558 | 0.65 | 0.74 | 0.462 | 0.258 | 0.258 | From DOE Prototype Buildings
RestaurantFastFood DOOR_INFIL_SCH | Infiltration |  | WntrDsn | 2014-01-01 | 2014-12-31 | Constant | 0 | [23 empty] | From DOE Prototype Buildings
RestaurantFastFood DOOR_INFIL_SCH | Infiltration |  | SmrDsn | 2014-01-01 | 2014-12-31 | Constant | 1 | [23 empty] | From DOE Prototype Buildings
RestaurantFastFood DOOR_INFIL_SCH | Infiltration |  | Sat | 2014-01-01 | 2014-12-31 | Hourly | 0 | 0 | 0 | 0 | 0 | 0 | 0.144 | 0.558 | 0.558 | 0.462 | 0.258 | 0.462 | 0.558 | 0.558 | 0.462 | 0.363 | 0.363 | 0.363 | 0.74 | 0.915 | 0.74 | 0.65 | 0.558 | 0.363 | From DOE Prototype Buildings
RestaurantFastFood DOOR_INFIL_SCH | Infiltration |  | Wkdy | 2014-01-01 | 2014-12-31 | Hourly | 0 | 0 | 0 | 0 | 0 | 0 | 0.144 | 0.462 | 0.462 | 0.462 | 0.258 | 0.558 | 0.829 | 0.74 | 0.462 | 0.258 | 0.363 | 0.558 | 0.829 | 0.829 | 0.829 | 0.558 | 0.363 | 0.258 | From DOE Prototype Buildings
RestaurantFastFood Dual Zone Control Type Sched | Unknown |  | Default¦WntrDsn¦SmrDsn | 2014-01-01 | 2014-12-31 | Constant | 4 | [23 empty] | From DOE Prototype Buildings
RestaurantFastFood Exterior_Lgt_189_1 | Unknown |  | Default¦WntrDsn¦SmrDsn | 2014-01-01 | 2014-12-31 | Hourly | 1 | 0.5 | 0.5 | 0.5 | 0.5 | 0.5 | 0.5 | 0.5 | 0.5 | 1 | 1 | 1 | 1 | 1 | 1 | 1 | 1 | 1 | 1 | 1 | 1 | 1 | 1 | 1 | From DOE Prototype Buildings
RestaurantFastFood Exterior_Lgt_ALWAYS_ON | Unknown |  | Default¦WntrDsn¦SmrDsn | 2014-01-01 | 2014-12-31 | Constant | 1 | [23 empty] | From DOE Prototype Buildings
RestaurantFastFood Exterior_lighting_schedule_a | Lighting |  | Default¦WntrDsn¦SmrDsn | 2014-01-01 | 2014-12-31 | Hourly | 1 | 0 | 0 | 0 | 0 | 0 | 1 | 1 | 1 | 1 | 1 | 1 | 1 | 1 | 1 | 1 | 1 | 1 | 1 | 1 | 1 | 1 | 1 | 1 | From DOE Prototype Buildings
RestaurantFastFood Exterior_lighting_schedule_b | Lighting |  | Default¦WntrDsn¦SmrDsn | 2014-01-01 | 2014-12-31 | Hourly | 1 | 0.7 | 0.7 | 0.7 | 0.7 | 0.7 | 1 | 1 | 1 | 1 | 1 | 1 | 1 | 1 | 1 | 1 | 1 | 1 | 1 | 1 | 1 | 1 | 1 | 1 | From DOE Prototype Buildings
RestaurantFastFood FAN_SCH | Unknown |  | Default¦WntrDsn¦SmrDsn | 2014-01-01 | 2014-12-31 | Constant | 1 | [23 empty] | From DOE Prototype Buildings
RestaurantFastFood FF_GAS_EQUIP_SCH | Equipment |  | Default¦Sat¦Wkdy | 2014-01-01 | 2014-12-31 | Hourly | 0.03 | 0.02 | 0.03 | 0.02 | 0.05 | 0.12 | 0.13 | 0.15 | 0.18 | 0.21 | 0.26 | 0.29 | 0.27 | 0.25 | 0.23 | 0.23 | 0.26 | 0.26 | 0.24 | 0.22 | 0.2 | 0.18 | 0.09 | 0.03 | From DOE Prototype Buildings
RestaurantFastFood FF_GAS_EQUIP_SCH | Equipment |  | WntrDsn | 2014-01-01 | 2014-12-31 | Constant | 0 | [23 empty] | From DOE Prototype Buildings
RestaurantFastFood FF_GAS_EQUIP_SCH | Equipment |  | SmrDsn | 2014-01-01 | 2014-12-31 | Constant | 0.29 | [23 empty] | From DOE Prototype Buildings
RestaurantFastFood Hours_of_operation | Operation |  | Default¦WntrDsn¦SmrDsn¦Sun¦Wkdy | 2014-01-01 | 2014-12-31 | Hourly | 1 | 0 | 0 | 0 | 0 | 1 | 1 | 1 | 1 | 1 | 1 | 1 | 1 | 1 | 1 | 1 | 1 | 1 | 1 | 1 | 1 | 1 | 1 | 1 | From DOE Prototype Buildings
RestaurantFastFood HTGSETP_KITCHEN_SCH_NO_OPTIMUM | Thermostat Setpoint | C | Default¦Sat¦Wkdy | 2014-01-01 | 2014-12-31 | Hourly | 15.56 | 15.56 | 15.56 | 18.89 | 18.89 | 18.89 | 18.89 | 18.89 | 18.89 | 18.89 | 18.89 | 18.89 | 18.89 | 18.89 | 18.89 | 18.89 | 18.89 | 18.89 | 18.89 | 18.89 | 18.89 | 18.89 | 18.89 | 18.89 | From DOE Prototype Buildings
RestaurantFastFood HTGSETP_KITCHEN_SCH_NO_OPTIMUM | Thermostat Setpoint | C | WntrDsn | 2014-01-01 | 2014-12-31 | Hourly | 15.56 | 15.56 | 15.56 | 15.56 | 15.56 | 17.22 | 18.89 | 18.89 | 18.89 | 18.89 | 18.89 | 18.89 | 18.89 | 18.89 | 18.89 | 18.89 | 18.89 | 18.89 | 18.89 | 18.89 | 18.89 | 18.89 | 18.89 | 18.89 | From DOE Prototype Buildings
RestaurantFastFood HTGSETP_KITCHEN_SCH_NO_OPTIMUM | Thermostat Setpoint | C | SmrDsn | 2014-01-01 | 2014-12-31 | Constant | 15.56 | [23 empty] | From DOE Prototype Buildings
RestaurantFastFood HTGSETP_KITCHEN_SCH_YES_OPTIMUM | Thermostat Setpoint | C | Default¦Sat¦Wkdy | 2014-01-01 | 2014-12-31 | Hourly | 15.56 | 15.56 | 15.56 | 16.7 | 17.8 | 18.89 | 18.89 | 18.89 | 18.89 | 18.89 | 18.89 | 18.89 | 18.89 | 18.89 | 18.89 | 18.89 | 18.89 | 18.89 | 18.89 | 18.89 | 18.89 | 18.89 | 18.89 | 18.89 | From DOE Prototype Buildings
RestaurantFastFood HTGSETP_KITCHEN_SCH_YES_OPTIMUM | Thermostat Setpoint | C | WntrDsn | 2014-01-01 | 2014-12-31 | Hourly | 15.56 | 15.56 | 15.56 | 15.56 | 15.56 | 17.22 | 18.89 | 18.89 | 18.89 | 18.89 | 18.89 | 18.89 | 18.89 | 18.89 | 18.89 | 18.89 | 18.89 | 18.89 | 18.89 | 18.89 | 18.89 | 18.89 | 18.89 | 18.89 | From DOE Prototype Buildings
RestaurantFastFood HTGSETP_KITCHEN_SCH_YES_OPTIMUM | Thermostat Setpoint | C | SmrDsn | 2014-01-01 | 2014-12-31 | Constant | 15.56 | [23 empty] | From DOE Prototype Buildings
RestaurantFastFood HTGSETP_SCH_NO_OPTIMUM | Thermostat Setpoint | C | Default¦Sat¦Wkdy | 2014-01-01 | 2014-12-31 | Hourly | 15.56 | 15.56 | 15.56 | 21.11 | 21.11 | 21.11 | 21.11 | 21.11 | 21.11 | 21.11 | 21.11 | 21.11 | 21.11 | 21.11 | 21.11 | 21.11 | 21.11 | 21.11 | 21.11 | 21.11 | 21.11 | 21.11 | 21.11 | 21.11 | From DOE Prototype Buildings
RestaurantFastFood HTGSETP_SCH_NO_OPTIMUM | Thermostat Setpoint | C | WntrDsn | 2014-01-01 | 2014-12-31 | Hourly | 15.56 | 15.56 | 15.56 | 15.56 | 15.56 | 18.33 | 21.11 | 21.11 | 21.11 | 21.11 | 21.11 | 21.11 | 21.11 | 21.11 | 21.11 | 21.11 | 21.11 | 21.11 | 21.11 | 21.11 | 21.11 | 21.11 | 21.11 | 21.11 | From DOE Prototype Buildings
RestaurantFastFood HTGSETP_SCH_NO_OPTIMUM | Thermostat Setpoint | C | SmrDsn | 2014-01-01 | 2014-12-31 | Constant | 15.56 | [23 empty] | From DOE Prototype Buildings
RestaurantFastFood HTGSETP_SCH_YES_OPTIMUM | Thermostat Setpoint | C | Default¦Sat¦Wkdy | 2014-01-01 | 2014-12-31 | Hourly | 15.56 | 15.56 | 15.56 | 17.8 | 20 | 21.11 | 21.11 | 21.11 | 21.11 | 21.11 | 21.11 | 21.11 | 21.11 | 21.11 | 21.11 | 21.11 | 21.11 | 21.11 | 21.11 | 21.11 | 21.11 | 21.11 | 21.11 | 21.11 | From DOE Prototype Buildings
RestaurantFastFood HTGSETP_SCH_YES_OPTIMUM | Thermostat Setpoint | C | WntrDsn | 2014-01-01 | 2014-12-31 | Hourly | 15.56 | 15.56 | 15.56 | 15.56 | 15.56 | 18.33 | 21.11 | 21.11 | 21.11 | 21.11 | 21.11 | 21.11 | 21.11 | 21.11 | 21.11 | 21.11 | 21.11 | 21.11 | 21.11 | 21.11 | 21.11 | 21.11 | 21.11 | 21.11 | From DOE Prototype Buildings
RestaurantFastFood HTGSETP_SCH_YES_OPTIMUM | Thermostat Setpoint | C | SmrDsn | 2014-01-01 | 2014-12-31 | Constant | 15.56 | [23 empty] | From DOE Prototype Buildings
RestaurantFastFood HVACOperationSchd | Operation |  | Default¦WntrDsn¦SmrDsn¦Sun¦Wkdy | 2014-01-01 | 2014-12-31 | Hourly | 1 | 0 | 0 | 0 | 0 | 1 | 1 | 1 | 1 | 1 | 1 | 1 | 1 | 1 | 1 | 1 | 1 | 1 | 1 | 1 | 1 | 1 | 1 | 1 | From DOE Prototype Buildings
RestaurantFastFood INFIL_SCH_PNNL | Infiltration |  | Default¦WntrDsn¦SmrDsn¦Sat¦Wkdy | 2014-01-01 | 2014-12-31 | Hourly | 0.25 | 1 | 1 | 1 | 1 | 0.25 | 0.25 | 0.25 | 0.25 | 0.25 | 0.25 | 0.25 | 0.25 | 0.25 | 0.25 | 0.25 | 0.25 | 0.25 | 0.25 | 0.25 | 0.25 | 0.25 | 0.25 | 0.25 | From DOE Prototype Buildings
RestaurantFastFood Kitchen Exhaust Fan Balanced Exhaust Fraction Schedule_2004 | Equipment |  | Default¦WntrDsn¦SmrDsn¦Sun¦Wkdy | 2014-01-01 | 2014-12-31 | Hourly | 0.53051 | 0 | 0 | 0 | 0 | 0.53051 | 0.53051 | 0.53051 | 0.53051 | 0.53051 | 0.53051 | 0.53051 | 0.53051 | 0.53051 | 0.53051 | 0.53051 | 0.53051 | 0.53051 | 0.53051 | 0.53051 | 0.53051 | 0.53051 | 0.53051 | 0.53051 | From DOE Prototype Buildings
RestaurantFastFood Kitchen Exhaust Fan Balanced Exhaust Fraction Schedule_2007_2010_2013 | Equipment |  | Default¦WntrDsn¦SmrDsn¦Sun¦Wkdy | 2014-01-01 | 2014-12-31 | Hourly | 0.53051 | 0 | 0 | 0 | 0 | 0.53051 | 0.53051 | 0.53051 | 0.53051 | 0.53051 | 0.53051 | 0.53051 | 0.53051 | 0.53051 | 0.53051 | 0.53051 | 0.53051 | 0.53051 | 0.53051 | 0.53051 | 0.53051 | 0.53051 | 0.53051 | 0.53051 | From DOE Prototype Buildings
RestaurantFastFood Kitchen Water Equipment Hot Supply Temp Sched | Equipment | C | Default¦WntrDsn¦SmrDsn | 2014-01-01 | 2014-12-31 | Constant | 55 | [23 empty] | From DOE Prototype Buildings
RestaurantFastFood Kitchen Water Equipment Latent fract sched | Equipment |  | Default¦WntrDsn¦SmrDsn | 2014-01-01 | 2014-12-31 | Constant | 0.05 | [23 empty] | From DOE Prototype Buildings
RestaurantFastFood Kitchen Water Equipment Sensible fract sched | Equipment |  | Default¦WntrDsn¦SmrDsn | 2014-01-01 | 2014-12-31 | Constant | 0.2 | [23 empty] | From DOE Prototype Buildings
RestaurantFastFood Kitchen Water Equipment Temp Sched | Equipment | C | Default¦WntrDsn¦SmrDsn | 2014-01-01 | 2014-12-31 | Constant | 60 | [23 empty] | From DOE Prototype Buildings
RestaurantFastFood Kitchen_Case:1_WALKINFREEZER_WalkInStockingSched | Equipment | W | Default | 2014-01-01 | 2014-12-31 | Hourly | 0 | 0 | 0 | 0 | 725 | 417 | 290 | 0 | 0 | 0 | 0 | 0 | 0 | 0 | 0 | 0 | 0 | 0 | 0 | 0 | 0 | 0 | 0 | 0 | From DOE Prototype Buildings
RestaurantFastFood Kitchen_Case:1_WALKINFREEZER_WalkInStockingSched | Equipment | W | WntrDsn¦SmrDsn¦Wknd¦Mon¦Wed¦Thu | 2014-01-01 | 2014-12-31 | Hourly | 0 | 0 | 0 | 0 | 125 | 117 | 90 | 0 | 0 | 0 | 0 | 0 | 0 | 0 | 0 | 0 | 0 | 0 | 0 | 125 | 117 | 90 | 0 | 0 | From DOE Prototype Buildings
RestaurantFastFood Kitchen_Case:2_SELFCONTAINEDDISPLAYCASE_CaseStockingSched | Equipment | W | Default¦WntrDsn¦SmrDsn | 2014-01-01 | 2014-12-31 | Hourly | 0 | 0 | 0 | 0 | 0 | 0 | 50 | 70 | 70 | 80 | 70 | 50 | 50 | 80 | 90 | 80 | 0 | 0 | 0 | 0 | 0 | 0 | 0 | 0 | From DOE Prototype Buildings
RestaurantFastFood Kitchen_Exhaust_SCH | Equipment |  | Default¦WntrDsn¦SmrDsn¦Sun¦Wkdy | 2014-01-01 | 2014-12-31 | Hourly | 1 | 0 | 0 | 0 | 0 | 1 | 1 | 1 | 1 | 1 | 1 | 1 | 1 | 1 | 1 | 1 | 1 | 1 | 1 | 1 | 1 | 1 | 1 | 1 | From DOE Prototype Buildings
RestaurantFastFood MinOA_FFKitch_Sched | OA Air |  | Default¦SmrDsn¦Sat¦Wkdy | 2014-01-01 | 2014-12-31 | Hourly | 0 | 0 | 0 | 0 | 0 | 0 | 1 | 1 | 1 | 1 | 1 | 1 | 1 | 1 | 1 | 1 | 1 | 1 | 1 | 1 | 1 | 1 | 1 | 1 | From DOE Prototype Buildings
RestaurantFastFood MinOA_FFKitch_Sched | OA Air |  | WntrDsn | 2014-01-01 | 2014-12-31 | Constant | 1 | [23 empty] | From DOE Prototype Buildings
RestaurantFastFood MinOA_MotorizedDamper_Sched | OA Air |  | Default¦WntrDsn¦SmrDsn¦Sun¦Wkdy | 2014-01-01 | 2014-12-31 | Hourly | 1 | 0 | 0 | 0 | 0 | 0 | 1 | 1 | 1 | 1 | 1 | 1 | 1 | 1 | 1 | 1 | 1 | 1 | 1 | 1 | 1 | 1 | 1 | 1 | From DOE Prototype Buildings
RestaurantFastFood MinOA_Sched | OA Air |  | Default¦WntrDsn¦SmrDsn | 2014-01-01 | 2014-12-31 | Constant | 1 | [23 empty] | From DOE Prototype Buildings
RestaurantFastFood PlantOnSched | Unknown |  | Default¦WntrDsn¦SmrDsn | 2014-01-01 | 2014-12-31 | Constant | 1 | [23 empty] | From DOE Prototype Buildings
RestaurantFastFood SHADING_SCH | Unknown | W | Default¦WntrDsn¦SmrDsn | 2014-01-01 | 2014-12-31 | Constant | 0 | [23 empty] | From DOE Prototype Buildings
RestaurantFastFood SHWSys1 Water Heater Ambient Temperature Schedule Name | Service Water Heating | C | Default¦WntrDsn¦SmrDsn | 2014-01-01 | 2014-12-31 | Constant | 22 | [23 empty] | From DOE Prototype Buildings
RestaurantFastFood SHWSys1 Water Heater Setpoint Temperature Schedule Name | Service Water Heating | C | Default¦WntrDsn¦SmrDsn | 2014-01-01 | 2014-12-31 | Constant | 60 | [23 empty] | From DOE Prototype Buildings
RestaurantFastFood SHWSys1-Loop-Temp-Schedule | Service Water Heating | C | Default¦WntrDsn¦SmrDsn | 2014-01-01 | 2014-12-31 | Constant | 60 | [23 empty] | From DOE Prototype Buildings
RestaurantFastFood VESTIBULE_DOOR_INFIL_SCH | Infiltration |  | Default | 2014-01-01 | 2014-12-31 | Hourly | 0 | 0 | 0 | 0 | 0 | 0 | 0.131 | 0.542 | 0.542 | 0.241 | 0.241 | 0.345 | 0.542 | 0.542 | 0.345 | 0.241 | 0.345 | 0.445 | 0.542 | 0.637 | 0.73 | 0.445 | 0.241 | 0.241 | From DOE Prototype Buildings
RestaurantFastFood VESTIBULE_DOOR_INFIL_SCH | Infiltration |  | WntrDsn | 2014-01-01 | 2014-12-31 | Constant | 0 | [23 empty] | From DOE Prototype Buildings
RestaurantFastFood VESTIBULE_DOOR_INFIL_SCH | Infiltration |  | SmrDsn | 2014-01-01 | 2014-12-31 | Constant | 1 | [23 empty] | From DOE Prototype Buildings
RestaurantFastFood VESTIBULE_DOOR_INFIL_SCH | Infiltration |  | Sat | 2014-01-01 | 2014-12-31 | Hourly | 0 | 0 | 0 | 0 | 0 | 0 | 0.131 | 0.542 | 0.542 | 0.445 | 0.241 | 0.445 | 0.542 | 0.542 | 0.445 | 0.345 | 0.345 | 0.345 | 0.73 | 0.911 | 0.73 | 0.637 | 0.542 | 0.345 | From DOE Prototype Buildings
RestaurantFastFood VESTIBULE_DOOR_INFIL_SCH | Infiltration |  | Wkdy | 2014-01-01 | 2014-12-31 | Hourly | 0 | 0 | 0 | 0 | 0 | 0 | 0.131 | 0.445 | 0.445 | 0.445 | 0.241 | 0.542 | 0.821 | 0.73 | 0.445 | 0.241 | 0.345 | 0.542 | 0.821 | 0.821 | 0.821 | 0.542 | 0.345 | 0.241 | From DOE Prototype Buildings
RestaurantFastFood walkin_occ_lght_SCH | Occupancy |  | Sat | 2014-01-01 | 2014-12-31 | Hourly | 0.2 | 0.15 | 0.15 | 0.15 | 0.15 | 0.15 | 0.156 | 0.156 | 0.312 | 0.312 | 0.416 | 0.416 | 0.416 | 0.416 | 0.416 | 0.416 | 0.416 | 0.468 | 0.468 | 0.468 | 0.468 | 0.468 | 0.26 | 0.156 | From DOE Prototype Buildings
RestaurantFastFood walkin_occ_lght_SCH | Occupancy |  | WntrDsn | 2014-01-01 | 2014-12-31 | Constant | 0 | [23 empty] | From DOE Prototype Buildings
RestaurantFastFood walkin_occ_lght_SCH | Occupancy |  | SmrDsn | 2014-01-01 | 2014-12-31 | Constant | 1 | [23 empty] | From DOE Prototype Buildings
RestaurantFastFood walkin_occ_lght_SCH | Occupancy |  | Default | 2014-01-01 | 2014-12-31 | Hourly | 0.2 | 0.15 | 0.15 | 0.15 | 0.15 | 0.15 | 0.156 | 0.156 | 0.26 | 0.26 | 0.364 | 0.364 | 0.364 | 0.364 | 0.364 | 0.364 | 0.312 | 0.312 | 0.312 | 0.312 | 0.312 | 0.312 | 0.26 | 0.156 | From DOE Prototype Buildings
RestaurantFastFood walkin_occ_lght_SCH | Occupancy |  | Wkdy | 2014-01-01 | 2014-12-31 | Hourly | 0.15 | 0.15 | 0.15 | 0.15 | 0.15 | 0.104 | 0.208 | 0.208 | 0.312 | 0.312 | 0.468 | 0.468 | 0.468 | 0.468 | 0.468 | 0.468 | 0.468 | 0.468 | 0.468 | 0.468 | 0.468 | 0.468 | 0.26 | 0.156 | From DOE Prototype Buildings
RestaurantFastFood WORK_EFF_SCH | Unknown |  | Default¦WntrDsn¦SmrDsn | 2014-01-01 | 2014-12-31 | Constant | 0 | [23 empty] | From DOE Prototype Buildings
RestaurantSitDown ACTIVITY_SCH | Activity | W | Default¦WntrDsn¦SmrDsn | 2014-01-01 | 2014-12-31 | Constant | 120 | [23 empty] | From DOE Prototype Buildings
RestaurantSitDown AIR_VELO_SCH | Unknown | W | Default¦WntrDsn¦SmrDsn | 2014-01-01 | 2014-12-31 | Constant | 0.2 | [23 empty] | From DOE Prototype Buildings
RestaurantSitDown ALWAYS_OFF | Unknown |  | Default¦WntrDsn¦SmrDsn | 2014-01-01 | 2014-12-31 | Constant | 0 | [23 empty] | From DOE Prototype Buildings
RestaurantSitDown ALWAYS_ON | Unknown |  | Default¦WntrDsn¦SmrDsn | 2014-01-01 | 2014-12-31 | Constant | 1 | [23 empty] | From DOE Prototype Buildings
RestaurantSitDown BLDG_EQUIP_SCH | Equipment |  | Default¦Sat¦Wkdy | 2014-01-01 | 2014-12-31 | Hourly | 0.03 | 0.02 | 0.03 | 0.02 | 0.05 | 0.12 | 0.13 | 0.15 | 0.18 | 0.21 | 0.26 | 0.29 | 0.27 | 0.25 | 0.23 | 0.23 | 0.26 | 0.26 | 0.24 | 0.22 | 0.2 | 0.18 | 0.09 | 0.03 | From DOE Prototype Buildings
RestaurantSitDown BLDG_EQUIP_SCH | Equipment |  | WntrDsn | 2014-01-01 | 2014-12-31 | Constant | 0 | [23 empty] | From DOE Prototype Buildings
RestaurantSitDown BLDG_EQUIP_SCH | Equipment |  | SmrDsn | 2014-01-01 | 2014-12-31 | Constant | 0.29 | [23 empty] | From DOE Prototype Buildings
RestaurantSitDown BLDG_LIGHT_DINING_SCH | Lighting |  | Default | 2014-01-01 | 2014-12-31 | Hourly | 0.2 | 0.15 | 0.15 | 0.15 | 0.15 | 0.15 | 0.3 | 0.3 | 0.6 | 0.6 | 0.8 | 0.8 | 0.8 | 0.8 | 0.8 | 0.8 | 0.8 | 0.9 | 0.9 | 0.9 | 0.9 | 0.9 | 0.5 | 0.3 | From DOE Prototype Buildings
RestaurantSitDown BLDG_LIGHT_DINING_SCH | Lighting |  | WntrDsn | 2014-01-01 | 2014-12-31 | Constant | 0 | [23 empty] | From DOE Prototype Buildings
RestaurantSitDown BLDG_LIGHT_DINING_SCH | Lighting |  | SmrDsn | 2014-01-01 | 2014-12-31 | Constant | 1 | [23 empty] | From DOE Prototype Buildings
RestaurantSitDown BLDG_LIGHT_DINING_SCH | Lighting |  | Sun¦Wkdy | 2014-01-01 | 2014-12-31 | Hourly | 0.2 | 0.15 | 0.15 | 0.15 | 0.15 | 0.15 | 0.3 | 0.3 | 0.5 | 0.5 | 0.7 | 0.7 | 0.7 | 0.7 | 0.7 | 0.7 | 0.6 | 0.6 | 0.6 | 0.6 | 0.6 | 0.6 | 0.5 | 0.3 | From DOE Prototype Buildings
RestaurantSitDown BLDG_LIGHT_DINING_SCH_2010 | Lighting |  | Default | 2014-01-01 | 2014-12-31 | Hourly | 0.1944 | 0.15 | 0.15 | 0.15 | 0.15 | 0.15 | 0.2916 | 0.2916 | 0.4861 | 0.4861 | 0.6805 | 0.6805 | 0.6805 | 0.6805 | 0.6805 | 0.6805 | 0.5833 | 0.5833 | 0.5833 | 0.5833 | 0.5833 | 0.5833 | 0.4861 | 0.2916 | From DOE Prototype Buildings
RestaurantSitDown BLDG_LIGHT_DINING_SCH_2010 | Lighting |  | Wkdy | 2014-01-01 | 2014-12-31 | Hourly | 0.1458 | 0.15 | 0.15 | 0.15 | 0.15 | 0.1944 | 0.3888 | 0.3888 | 0.5833 | 0.5833 | 0.8749 | 0.8749 | 0.8749 | 0.8749 | 0.8749 | 0.8749 | 0.8749 | 0.8749 | 0.8749 | 0.8749 | 0.8749 | 0.8749 | 0.4861 | 0.2916 | From DOE Prototype Buildings
RestaurantSitDown BLDG_LIGHT_DINING_SCH_2010 | Lighting |  | WntrDsn | 2014-01-01 | 2014-12-31 | Constant | 0 | [23 empty] | From DOE Prototype Buildings
RestaurantSitDown BLDG_LIGHT_DINING_SCH_2010 | Lighting |  | SmrDsn | 2014-01-01 | 2014-12-31 | Constant | 1 | [23 empty] | From DOE Prototype Buildings
RestaurantSitDown BLDG_LIGHT_DINING_SCH_2010 | Lighting |  | Sat | 2014-01-01 | 2014-12-31 | Hourly | 0.1944 | 0.15 | 0.15 | 0.15 | 0.15 | 0.15 | 0.2916 | 0.2916 | 0.5833 | 0.5833 | 0.7777 | 0.7777 | 0.7777 | 0.7777 | 0.7777 | 0.7777 | 0.7777 | 0.8749 | 0.8749 | 0.8749 | 0.8749 | 0.8749 | 0.4861 | 0.2916 | From DOE Prototype Buildings
RestaurantSitDown BLDG_LIGHT_DINING_SCH_2013 | Lighting |  | Default | 2014-01-01 | 2014-12-31 | Hourly | 0.1877 | 0.15 | 0.15 | 0.15 | 0.15 | 0.15 | 0.2816 | 0.2816 | 0.4693 | 0.4693 | 0.657 | 0.657 | 0.657 | 0.657 | 0.657 | 0.657 | 0.5631 | 0.5631 | 0.5631 | 0.5631 | 0.5631 | 0.5631 | 0.4693 | 0.2816 | From DOE Prototype Buildings
RestaurantSitDown BLDG_LIGHT_DINING_SCH_2013 | Lighting |  | Wkdy | 2014-01-01 | 2014-12-31 | Hourly | 0.1408 | 0.15 | 0.15 | 0.15 | 0.15 | 0.1877 | 0.3754 | 0.3754 | 0.5631 | 0.5631 | 0.8447 | 0.8447 | 0.8447 | 0.8447 | 0.8447 | 0.8447 | 0.8447 | 0.8447 | 0.8447 | 0.8447 | 0.8447 | 0.8447 | 0.4693 | 0.2816 | From DOE Prototype Buildings
RestaurantSitDown BLDG_LIGHT_DINING_SCH_2013 | Lighting |  | WntrDsn | 2014-01-01 | 2014-12-31 | Constant | 0 | [23 empty] | From DOE Prototype Buildings
RestaurantSitDown BLDG_LIGHT_DINING_SCH_2013 | Lighting |  | SmrDsn | 2014-01-01 | 2014-12-31 | Constant | 1 | [23 empty] | From DOE Prototype Buildings
RestaurantSitDown BLDG_LIGHT_DINING_SCH_2013 | Lighting |  | Sat | 2014-01-01 | 2014-12-31 | Hourly | 0.1877 | 0.15 | 0.15 | 0.15 | 0.15 | 0.15 | 0.2816 | 0.2816 | 0.5631 | 0.5631 | 0.7509 | 0.7509 | 0.7509 | 0.7509 | 0.7509 | 0.7509 | 0.7509 | 0.8447 | 0.8447 | 0.8447 | 0.8447 | 0.8447 | 0.4693 | 0.2816 | From DOE Prototype Buildings
RestaurantSitDown BLDG_LIGHT_KITCHEN_SCH | Lighting |  | Default | 2014-01-01 | 2014-12-31 | Hourly | 0.2 | 0.15 | 0.15 | 0.15 | 0.15 | 0.15 | 0.3 | 0.3 | 0.6 | 0.6 | 0.8 | 0.8 | 0.8 | 0.8 | 0.8 | 0.8 | 0.8 | 0.9 | 0.9 | 0.9 | 0.9 | 0.9 | 0.5 | 0.3 | From DOE Prototype Buildings
RestaurantSitDown BLDG_LIGHT_KITCHEN_SCH | Lighting |  | WntrDsn | 2014-01-01 | 2014-12-31 | Constant | 0 | [23 empty] | From DOE Prototype Buildings
RestaurantSitDown BLDG_LIGHT_KITCHEN_SCH | Lighting |  | SmrDsn | 2014-01-01 | 2014-12-31 | Constant | 1 | [23 empty] | From DOE Prototype Buildings
RestaurantSitDown BLDG_LIGHT_KITCHEN_SCH | Lighting |  | Sun¦Wkdy | 2014-01-01 | 2014-12-31 | Hourly | 0.2 | 0.15 | 0.15 | 0.15 | 0.15 | 0.15 | 0.3 | 0.3 | 0.5 | 0.5 | 0.7 | 0.7 | 0.7 | 0.7 | 0.7 | 0.7 | 0.6 | 0.6 | 0.6 | 0.6 | 0.6 | 0.6 | 0.5 | 0.3 | From DOE Prototype Buildings
RestaurantSitDown BLDG_LIGHT_KITCHEN_SCH_2004_2007 | Lighting |  | Default | 2014-01-01 | 2014-12-31 | Hourly | 0.2 | 0.15 | 0.15 | 0.15 | 0.15 | 0.15 | 0.3 | 0.3 | 0.5 | 0.5 | 0.7 | 0.7 | 0.7 | 0.7 | 0.7 | 0.7 | 0.6 | 0.6 | 0.6 | 0.6 | 0.6 | 0.6 | 0.5 | 0.3 | From DOE Prototype Buildings
RestaurantSitDown BLDG_LIGHT_KITCHEN_SCH_2004_2007 | Lighting |  | Wkdy | 2014-01-01 | 2014-12-31 | Hourly | 0.15 | 0.15 | 0.15 | 0.15 | 0.15 | 0.2 | 0.4 | 0.4 | 0.6 | 0.6 | 0.9 | 0.9 | 0.9 | 0.9 | 0.9 | 0.9 | 0.9 | 0.9 | 0.9 | 0.9 | 0.9 | 0.9 | 0.5 | 0.3 | From DOE Prototype Buildings
RestaurantSitDown BLDG_LIGHT_KITCHEN_SCH_2004_2007 | Lighting |  | WntrDsn | 2014-01-01 | 2014-12-31 | Constant | 0 | [23 empty] | From DOE Prototype Buildings
RestaurantSitDown BLDG_LIGHT_KITCHEN_SCH_2004_2007 | Lighting |  | SmrDsn | 2014-01-01 | 2014-12-31 | Constant | 1 | [23 empty] | From DOE Prototype Buildings
RestaurantSitDown BLDG_LIGHT_KITCHEN_SCH_2004_2007 | Lighting |  | Sat | 2014-01-01 | 2014-12-31 | Hourly | 0.2 | 0.15 | 0.15 | 0.15 | 0.15 | 0.15 | 0.3 | 0.3 | 0.6 | 0.6 | 0.8 | 0.8 | 0.8 | 0.8 | 0.8 | 0.8 | 0.8 | 0.9 | 0.9 | 0.9 | 0.9 | 0.9 | 0.5 | 0.3 | From DOE Prototype Buildings
RestaurantSitDown BLDG_LIGHT_KITCHEN_SCH_2010_2013 | Lighting |  | Default | 2014-01-01 | 2014-12-31 | Hourly | 0.16446 | 0.15 | 0.15 | 0.15 | 0.15 | 0.15 | 0.24669 | 0.24669 | 0.41115 | 0.41115 | 0.57561 | 0.57561 | 0.57561 | 0.57561 | 0.57561 | 0.57561 | 0.49338 | 0.49338 | 0.49338 | 0.49338 | 0.49338 | 0.49338 | 0.41115 | 0.24669 | From DOE Prototype Buildings
RestaurantSitDown BLDG_LIGHT_KITCHEN_SCH_2010_2013 | Lighting |  | Wkdy | 2014-01-01 | 2014-12-31 | Hourly | 0.12334 | 0.15 | 0.15 | 0.15 | 0.15 | 0.16446 | 0.32892 | 0.32892 | 0.49338 | 0.49338 | 0.74007 | 0.74007 | 0.74007 | 0.74007 | 0.74007 | 0.74007 | 0.74007 | 0.74007 | 0.74007 | 0.74007 | 0.74007 | 0.74007 | 0.41115 | 0.24669 | From DOE Prototype Buildings
RestaurantSitDown BLDG_LIGHT_KITCHEN_SCH_2010_2013 | Lighting |  | WntrDsn | 2014-01-01 | 2014-12-31 | Constant | 0 | [23 empty] | From DOE Prototype Buildings
RestaurantSitDown BLDG_LIGHT_KITCHEN_SCH_2010_2013 | Lighting |  | SmrDsn | 2014-01-01 | 2014-12-31 | Constant | 1 | [23 empty] | From DOE Prototype Buildings
RestaurantSitDown BLDG_LIGHT_KITCHEN_SCH_2010_2013 | Lighting |  | Sat | 2014-01-01 | 2014-12-31 | Hourly | 0.16446 | 0.15 | 0.15 | 0.15 | 0.15 | 0.15 | 0.24669 | 0.24669 | 0.49338 | 0.49338 | 0.65784 | 0.65784 | 0.65784 | 0.65784 | 0.65784 | 0.65784 | 0.65784 | 0.74007 | 0.74007 | 0.74007 | 0.74007 | 0.74007 | 0.41115 | 0.24669 | From DOE Prototype Buildings
RestaurantSitDown BLDG_LIGHT_SCH | Lighting |  | Default | 2014-01-01 | 2014-12-31 | Hourly | 0.2 | 0.15 | 0.15 | 0.15 | 0.15 | 0.15 | 0.3 | 0.3 | 0.6 | 0.6 | 0.8 | 0.8 | 0.8 | 0.8 | 0.8 | 0.8 | 0.8 | 0.9 | 0.9 | 0.9 | 0.9 | 0.9 | 0.5 | 0.3 | From DOE Prototype Buildings
RestaurantSitDown BLDG_LIGHT_SCH | Lighting |  | WntrDsn | 2014-01-01 | 2014-12-31 | Constant | 0 | [23 empty] | From DOE Prototype Buildings
RestaurantSitDown BLDG_LIGHT_SCH | Lighting |  | SmrDsn | 2014-01-01 | 2014-12-31 | Constant | 1 | [23 empty] | From DOE Prototype Buildings
RestaurantSitDown BLDG_LIGHT_SCH | Lighting |  | Sun¦Wkdy | 2014-01-01 | 2014-12-31 | Hourly | 0.2 | 0.15 | 0.15 | 0.15 | 0.15 | 0.15 | 0.3 | 0.3 | 0.5 | 0.5 | 0.7 | 0.7 | 0.7 | 0.7 | 0.7 | 0.7 | 0.6 | 0.6 | 0.6 | 0.6 | 0.6 | 0.6 | 0.5 | 0.3 | From DOE Prototype Buildings
RestaurantSitDown BLDG_OCC_SCH | Occupancy |  | Default | 2014-01-01 | 2014-12-31 | Hourly | 0.05 | 0 | 0 | 0 | 0 | 0 | 0.05 | 0.5 | 0.5 | 0.2 | 0.2 | 0.3 | 0.5 | 0.5 | 0.3 | 0.2 | 0.25 | 0.35 | 0.55 | 0.65 | 0.7 | 0.35 | 0.2 | 0.2 | From DOE Prototype Buildings
RestaurantSitDown BLDG_OCC_SCH | Occupancy |  | WntrDsn | 2014-01-01 | 2014-12-31 | Constant | 0 | [23 empty] | From DOE Prototype Buildings
RestaurantSitDown BLDG_OCC_SCH | Occupancy |  | SmrDsn | 2014-01-01 | 2014-12-31 | Constant | 1 | [23 empty] | From DOE Prototype Buildings
RestaurantSitDown BLDG_OCC_SCH | Occupancy |  | Sat | 2014-01-01 | 2014-12-31 | Hourly | 0.05 | 0 | 0 | 0 | 0 | 0 | 0.05 | 0.5 | 0.5 | 0.4 | 0.2 | 0.45 | 0.5 | 0.5 | 0.35 | 0.3 | 0.3 | 0.3 | 0.7 | 0.9 | 0.7 | 0.65 | 0.55 | 0.35 | From DOE Prototype Buildings
RestaurantSitDown BLDG_OCC_SCH | Occupancy |  | Wkdy | 2014-01-01 | 2014-12-31 | Hourly | 0.05 | 0 | 0 | 0 | 0 | 0.05 | 0.1 | 0.4 | 0.4 | 0.4 | 0.2 | 0.5 | 0.8 | 0.7 | 0.4 | 0.2 | 0.25 | 0.5 | 0.8 | 0.8 | 0.8 | 0.5 | 0.35 | 0.2 | From DOE Prototype Buildings
RestaurantSitDown BLDG_SWH_SCH | Service Water Heating |  | Default | 2014-01-01 | 2014-12-31 | Hourly | 0.25 | 0 | 0 | 0 | 0 | 0 | 0.15 | 0.15 | 0.15 | 0.15 | 0.5 | 0.5 | 0.4 | 0.4 | 0.3 | 0.3 | 0.3 | 0.4 | 0.5 | 0.5 | 0.4 | 0.5 | 0.4 | 0.2 | From DOE Prototype Buildings
RestaurantSitDown BLDG_SWH_SCH | Service Water Heating |  | WntrDsn¦Sat | 2014-01-01 | 2014-12-31 | Hourly | 0.2 | 0 | 0 | 0 | 0 | 0 | 0.15 | 0.15 | 0.15 | 0.5 | 0.45 | 0.5 | 0.5 | 0.45 | 0.4 | 0.4 | 0.35 | 0.4 | 0.55 | 0.55 | 0.5 | 0.55 | 0.4 | 0.3 | From DOE Prototype Buildings
RestaurantSitDown BLDG_SWH_SCH | Service Water Heating |  | SmrDsn¦Wkdy | 2014-01-01 | 2014-12-31 | Hourly | 0.2 | 0 | 0 | 0 | 0 | 0 | 0.15 | 0.6 | 0.55 | 0.45 | 0.4 | 0.45 | 0.4 | 0.35 | 0.3 | 0.3 | 0.3 | 0.4 | 0.55 | 0.6 | 0.5 | 0.55 | 0.45 | 0.25 | From DOE Prototype Buildings
RestaurantSitDown Booster Water Inlet Temp Schedule | Unknown | W | Default¦WntrDsn¦SmrDsn | 2014-01-01 | 2014-12-31 | Constant | 60 | [23 empty] | From DOE Prototype Buildings
RestaurantSitDown Booster Water Setpoint Temp Schedule | Unknown | W | Default¦WntrDsn¦SmrDsn | 2014-01-01 | 2014-12-31 | Constant | 82.22 | [23 empty] | From DOE Prototype Buildings
RestaurantSitDown CLGSETP_KITCHEN_SCH_NO_OPTIMUM | Thermostat Setpoint | C | Default¦Sat¦Wkdy | 2014-01-01 | 2014-12-31 | Hourly | 26 | 30 | 30 | 30 | 26 | 26 | 26 | 26 | 26 | 26 | 26 | 26 | 26 | 26 | 26 | 26 | 26 | 26 | 26 | 26 | 26 | 26 | 26 | 26 | From DOE Prototype Buildings
RestaurantSitDown CLGSETP_KITCHEN_SCH_NO_OPTIMUM | Thermostat Setpoint | C | WntrDsn | 2014-01-01 | 2014-12-31 | Constant | 30 | [23 empty] | From DOE Prototype Buildings
RestaurantSitDown CLGSETP_KITCHEN_SCH_NO_OPTIMUM | Thermostat Setpoint | C | SmrDsn | 2014-01-01 | 2014-12-31 | Hourly | 26 | 30 | 30 | 30 | 30 | 28 | 26 | 26 | 26 | 26 | 26 | 26 | 26 | 26 | 26 | 26 | 26 | 26 | 26 | 26 | 26 | 26 | 26 | 26 | From DOE Prototype Buildings
RestaurantSitDown CLGSETP_KITCHEN_SCH_NO_SETBACK | Thermostat Setpoint | C | Default¦Sat¦Wkdy | 2014-01-01 | 2014-12-31 | Constant | 26 | [23 empty] | From DOE Prototype Buildings
RestaurantSitDown CLGSETP_KITCHEN_SCH_NO_SETBACK | Thermostat Setpoint | C | WntrDsn | 2014-01-01 | 2014-12-31 | Constant | 30 | [23 empty] | From DOE Prototype Buildings
RestaurantSitDown CLGSETP_KITCHEN_SCH_NO_SETBACK | Thermostat Setpoint | C | SmrDsn | 2014-01-01 | 2014-12-31 | Hourly | 26 | 30 | 30 | 30 | 30 | 28 | 26 | 26 | 26 | 26 | 26 | 26 | 26 | 26 | 26 | 26 | 26 | 26 | 26 | 26 | 26 | 26 | 26 | 26 | From DOE Prototype Buildings
RestaurantSitDown CLGSETP_KITCHEN_SCH_YES_OPTIMUM | Thermostat Setpoint | C | Default¦Sat¦Wkdy | 2014-01-01 | 2014-12-31 | Hourly | 26 | 30 | 30 | 30 | 28.9 | 27.8 | 26 | 26 | 26 | 26 | 26 | 26 | 26 | 26 | 26 | 26 | 26 | 26 | 26 | 26 | 26 | 26 | 26 | 26 | From DOE Prototype Buildings
RestaurantSitDown CLGSETP_KITCHEN_SCH_YES_OPTIMUM | Thermostat Setpoint | C | WntrDsn | 2014-01-01 | 2014-12-31 | Constant | 30 | [23 empty] | From DOE Prototype Buildings
RestaurantSitDown CLGSETP_KITCHEN_SCH_YES_OPTIMUM | Thermostat Setpoint | C | SmrDsn | 2014-01-01 | 2014-12-31 | Hourly | 26 | 30 | 30 | 30 | 30 | 28 | 26 | 26 | 26 | 26 | 26 | 26 | 26 | 26 | 26 | 26 | 26 | 26 | 26 | 26 | 26 | 26 | 26 | 26 | From DOE Prototype Buildings
RestaurantSitDown CLGSETP_SCH_NO_OPTIMUM | Thermostat Setpoint | C | Default¦Sat¦Wkdy | 2014-01-01 | 2014-12-31 | Hourly | 30 | 30 | 30 | 30 | 24 | 24 | 24 | 24 | 24 | 24 | 24 | 24 | 24 | 24 | 24 | 24 | 24 | 24 | 24 | 24 | 24 | 24 | 24 | 24 | From DOE Prototype Buildings
RestaurantSitDown CLGSETP_SCH_NO_OPTIMUM | Thermostat Setpoint | C | WntrDsn | 2014-01-01 | 2014-12-31 | Constant | 30 | [23 empty] | From DOE Prototype Buildings
RestaurantSitDown CLGSETP_SCH_NO_OPTIMUM | Thermostat Setpoint | C | SmrDsn | 2014-01-01 | 2014-12-31 | Hourly | 30 | 30 | 30 | 30 | 30 | 26 | 24 | 24 | 24 | 24 | 24 | 24 | 24 | 24 | 24 | 24 | 24 | 24 | 24 | 24 | 24 | 24 | 24 | 24 | From DOE Prototype Buildings
RestaurantSitDown CLGSETP_SCH_NO_SETBACK | Thermostat Setpoint | C | Default¦Sat¦Wkdy | 2014-01-01 | 2014-12-31 | Constant | 24 | [23 empty] | From DOE Prototype Buildings
RestaurantSitDown CLGSETP_SCH_NO_SETBACK | Thermostat Setpoint | C | WntrDsn | 2014-01-01 | 2014-12-31 | Constant | 30 | [23 empty] | From DOE Prototype Buildings
RestaurantSitDown CLGSETP_SCH_NO_SETBACK | Thermostat Setpoint | C | SmrDsn | 2014-01-01 | 2014-12-31 | Hourly | 30 | 30 | 30 | 30 | 30 | 26 | 24 | 24 | 24 | 24 | 24 | 24 | 24 | 24 | 24 | 24 | 24 | 24 | 24 | 24 | 24 | 24 | 24 | 24 | From DOE Prototype Buildings
RestaurantSitDown CLGSETP_SCH_YES_OPTIMUM | Thermostat Setpoint | C | Default¦Sat¦Wkdy | 2014-01-01 | 2014-12-31 | Hourly | 30 | 30 | 30 | 30 | 27.8 | 25.6 | 24 | 24 | 24 | 24 | 24 | 24 | 24 | 24 | 24 | 24 | 24 | 24 | 24 | 24 | 24 | 24 | 24 | 24 | From DOE Prototype Buildings
RestaurantSitDown CLGSETP_SCH_YES_OPTIMUM | Thermostat Setpoint | C | WntrDsn | 2014-01-01 | 2014-12-31 | Constant | 30 | [23 empty] | From DOE Prototype Buildings
RestaurantSitDown CLGSETP_SCH_YES_OPTIMUM | Thermostat Setpoint | C | SmrDsn | 2014-01-01 | 2014-12-31 | Hourly | 30 | 30 | 30 | 30 | 30 | 26 | 24 | 24 | 24 | 24 | 24 | 24 | 24 | 24 | 24 | 24 | 24 | 24 | 24 | 24 | 24 | 24 | 24 | 24 | From DOE Prototype Buildings
RestaurantSitDown CLOTHING_SCH | Clothing | W | Default¦SmrDsn | 2014-01-01 | 2014-12-31 | Constant | 0.5 | [23 empty] | From DOE Prototype Buildings
RestaurantSitDown CLOTHING_SCH | Clothing | W | WntrDsn | 2014-01-01 | 2014-12-31 | Constant | 1 | [23 empty] | From DOE Prototype Buildings
RestaurantSitDown CLOTHING_SCH | Clothing | W | Wknd¦Wkdy | 2014-10-01 | 2014-12-31 | Constant | 1 | [23 empty] | From DOE Prototype Buildings
RestaurantSitDown CLOTHING_SCH | Clothing | W | Wknd¦Wkdy | 2014-01-01 | 2014-04-30 | Constant | 1 | [23 empty] | From DOE Prototype Buildings
RestaurantSitDown CoolingCoilAvailSched | Unknown |  | Default¦WntrDsn¦SmrDsn | 2014-01-01 | 2014-12-31 | Constant | 1 | [23 empty] | From DOE Prototype Buildings
RestaurantSitDown DOOR_INFIL_SCH | Infiltration |  | Default | 2014-01-01 | 2014-12-31 | Hourly | 0 | 0 | 0 | 0 | 0 | 0 | 0.144 | 0.558 | 0.558 | 0.258 | 0.258 | 0.363 | 0.558 | 0.558 | 0.363 | 0.258 | 0.363 | 0.462 | 0.558 | 0.65 | 0.74 | 0.462 | 0.258 | 0.258 | From DOE Prototype Buildings
RestaurantSitDown DOOR_INFIL_SCH | Infiltration |  | WntrDsn | 2014-01-01 | 2014-12-31 | Constant | 0 | [23 empty] | From DOE Prototype Buildings
RestaurantSitDown DOOR_INFIL_SCH | Infiltration |  | SmrDsn | 2014-01-01 | 2014-12-31 | Constant | 1 | [23 empty] | From DOE Prototype Buildings
RestaurantSitDown DOOR_INFIL_SCH | Infiltration |  | Sat | 2014-01-01 | 2014-12-31 | Hourly | 0 | 0 | 0 | 0 | 0 | 0 | 0.144 | 0.558 | 0.558 | 0.462 | 0.258 | 0.462 | 0.558 | 0.558 | 0.462 | 0.363 | 0.363 | 0.363 | 0.74 | 0.915 | 0.74 | 0.65 | 0.558 | 0.363 | From DOE Prototype Buildings
RestaurantSitDown DOOR_INFIL_SCH | Infiltration |  | Wkdy | 2014-01-01 | 2014-12-31 | Hourly | 0 | 0 | 0 | 0 | 0 | 0 | 0.144 | 0.462 | 0.462 | 0.462 | 0.258 | 0.558 | 0.829 | 0.74 | 0.462 | 0.258 | 0.363 | 0.558 | 0.829 | 0.829 | 0.829 | 0.558 | 0.363 | 0.258 | From DOE Prototype Buildings
RestaurantSitDown Dual Zone Control Type Sched | Unknown |  | Default¦WntrDsn¦SmrDsn | 2014-01-01 | 2014-12-31 | Constant | 4 | [23 empty] | From DOE Prototype Buildings
RestaurantSitDown Exterior_Lgt_189_1 | Unknown |  | Default¦WntrDsn¦SmrDsn | 2014-01-01 | 2014-12-31 | Hourly | 1 | 0.5 | 0.5 | 0.5 | 0.5 | 0.5 | 0.5 | 0.5 | 0.5 | 1 | 1 | 1 | 1 | 1 | 1 | 1 | 1 | 1 | 1 | 1 | 1 | 1 | 1 | 1 | From DOE Prototype Buildings
RestaurantSitDown Exterior_Lgt_ALWAYS_ON | Unknown |  | Default¦WntrDsn¦SmrDsn | 2014-01-01 | 2014-12-31 | Constant | 1 | [23 empty] | From DOE Prototype Buildings
RestaurantSitDown Exterior_lighting_schedule_a | Lighting |  | Default¦WntrDsn¦SmrDsn | 2014-01-01 | 2014-12-31 | Hourly | 1 | 0 | 0 | 0 | 0 | 0 | 1 | 1 | 1 | 1 | 1 | 1 | 1 | 1 | 1 | 1 | 1 | 1 | 1 | 1 | 1 | 1 | 1 | 1 | From DOE Prototype Buildings
RestaurantSitDown Exterior_lighting_schedule_b | Lighting |  | Default¦WntrDsn¦SmrDsn | 2014-01-01 | 2014-12-31 | Hourly | 1 | 0.7 | 0.7 | 0.7 | 0.7 | 0.7 | 1 | 1 | 1 | 1 | 1 | 1 | 1 | 1 | 1 | 1 | 1 | 1 | 1 | 1 | 1 | 1 | 1 | 1 | From DOE Prototype Buildings
RestaurantSitDown FAN_SCH | Unknown |  | Default¦WntrDsn¦SmrDsn | 2014-01-01 | 2014-12-31 | Constant | 1 | [23 empty] | From DOE Prototype Buildings
RestaurantSitDown Heating-Supply-Air-Temp-Sch | Unknown | C | Default¦WntrDsn¦SmrDsn | 2014-01-01 | 2014-12-31 | Constant | 16 | [23 empty] | From DOE Prototype Buildings
RestaurantSitDown Hours_of_operation | Operation |  | Default¦WntrDsn¦SmrDsn¦Sun¦Wkdy | 2014-01-01 | 2014-12-31 | Hourly | 1 | 0 | 0 | 0 | 0 | 1 | 1 | 1 | 1 | 1 | 1 | 1 | 1 | 1 | 1 | 1 | 1 | 1 | 1 | 1 | 1 | 1 | 1 | 1 | From DOE Prototype Buildings
RestaurantSitDown HTGSETP_KITCHEN_SCH_NO_OPTIMUM | Thermostat Setpoint | C | Default¦Sat¦Wkdy | 2014-01-01 | 2014-12-31 | Hourly | 19 | 15.6 | 15.6 | 15.6 | 19 | 19 | 19 | 19 | 19 | 19 | 19 | 19 | 19 | 19 | 19 | 19 | 19 | 19 | 19 | 19 | 19 | 19 | 19 | 19 | From DOE Prototype Buildings
RestaurantSitDown HTGSETP_KITCHEN_SCH_NO_OPTIMUM | Thermostat Setpoint | C | WntrDsn | 2014-01-01 | 2014-12-31 | Constant | 19 | [23 empty] | From DOE Prototype Buildings
RestaurantSitDown HTGSETP_KITCHEN_SCH_NO_OPTIMUM | Thermostat Setpoint | C | SmrDsn | 2014-01-01 | 2014-12-31 | Constant | 15.6 | [23 empty] | From DOE Prototype Buildings
RestaurantSitDown HTGSETP_KITCHEN_SCH_YES_OPTIMUM | Thermostat Setpoint | C | Default¦Sat¦Wkdy | 2014-01-01 | 2014-12-31 | Hourly | 19 | 15.6 | 15.6 | 15.6 | 16.7 | 17.8 | 19 | 19 | 19 | 19 | 19 | 19 | 19 | 19 | 19 | 19 | 19 | 19 | 19 | 19 | 19 | 19 | 19 | 19 | From DOE Prototype Buildings
RestaurantSitDown HTGSETP_KITCHEN_SCH_YES_OPTIMUM | Thermostat Setpoint | C | WntrDsn | 2014-01-01 | 2014-12-31 | Constant | 19 | [23 empty] | From DOE Prototype Buildings
RestaurantSitDown HTGSETP_KITCHEN_SCH_YES_OPTIMUM | Thermostat Setpoint | C | SmrDsn | 2014-01-01 | 2014-12-31 | Constant | 15.6 | [23 empty] | From DOE Prototype Buildings
RestaurantSitDown HTGSETP_SCH_NO_OPTIMUM | Thermostat Setpoint | C | Default¦Sat¦Wkdy | 2014-01-01 | 2014-12-31 | Hourly | 15.6 | 15.6 | 15.6 | 15.6 | 21 | 21 | 21 | 21 | 21 | 21 | 21 | 21 | 21 | 21 | 21 | 21 | 21 | 21 | 21 | 21 | 21 | 21 | 21 | 21 | From DOE Prototype Buildings
RestaurantSitDown HTGSETP_SCH_NO_OPTIMUM | Thermostat Setpoint | C | WntrDsn | 2014-01-01 | 2014-12-31 | Constant | 21 | [23 empty] | From DOE Prototype Buildings
RestaurantSitDown HTGSETP_SCH_NO_OPTIMUM | Thermostat Setpoint | C | SmrDsn | 2014-01-01 | 2014-12-31 | Constant | 15.6 | [23 empty] | From DOE Prototype Buildings
RestaurantSitDown HTGSETP_SCH_YES_OPTIMUM | Thermostat Setpoint | C | Default¦Sat¦Wkdy | 2014-01-01 | 2014-12-31 | Hourly | 15.6 | 15.6 | 15.6 | 15.6 | 17.8 | 20 | 21 | 21 | 21 | 21 | 21 | 21 | 21 | 21 | 21 | 21 | 21 | 21 | 21 | 21 | 21 | 21 | 21 | 21 | From DOE Prototype Buildings
RestaurantSitDown HTGSETP_SCH_YES_OPTIMUM | Thermostat Setpoint | C | WntrDsn | 2014-01-01 | 2014-12-31 | Constant | 21 | [23 empty] | From DOE Prototype Buildings
RestaurantSitDown HTGSETP_SCH_YES_OPTIMUM | Thermostat Setpoint | C | SmrDsn | 2014-01-01 | 2014-12-31 | Constant | 15.6 | [23 empty] | From DOE Prototype Buildings
RestaurantSitDown Humidity Setpoint Schedule | Unknown |  | Default¦WntrDsn¦SmrDsn¦Sat¦Wkdy | 2014-01-01 | 2014-12-31 | Constant | 50 | [23 empty] | From DOE Prototype Buildings
RestaurantSitDown HVACOperationSchd | Operation |  | Default¦WntrDsn¦SmrDsn¦Sun¦Wkdy | 2014-01-01 | 2014-12-31 | Hourly | 1 | 0 | 0 | 0 | 0 | 1 | 1 | 1 | 1 | 1 | 1 | 1 | 1 | 1 | 1 | 1 | 1 | 1 | 1 | 1 | 1 | 1 | 1 | 1 | From DOE Prototype Buildings
RestaurantSitDown INFIL_HALF_ON_SCH | Infiltration |  | Default¦WntrDsn¦SmrDsn¦Sat¦Wkdy | 2014-01-01 | 2014-12-31 | Hourly | 1 | 1 | 1 | 1 | 1 | 0.5 | 0.5 | 0.5 | 0.5 | 0.5 | 0.5 | 0.5 | 0.5 | 0.5 | 0.5 | 0.5 | 0.5 | 0.5 | 0.5 | 0.5 | 0.5 | 0.5 | 0.5 | 0.5 | From DOE Prototype Buildings
RestaurantSitDown INFIL_SCH_PNNL | Infiltration |  | Default¦WntrDsn¦SmrDsn¦Sat¦Wkdy | 2014-01-01 | 2014-12-31 | Hourly | 1 | 1 | 1 | 1 | 1 | 0.25 | 0.25 | 0.25 | 0.25 | 0.25 | 0.25 | 0.25 | 0.25 | 0.25 | 0.25 | 0.25 | 0.25 | 0.25 | 0.25 | 0.25 | 0.25 | 0.25 | 0.25 | 0.25 | From DOE Prototype Buildings
RestaurantSitDown Kitchen Exhaust Fan Balanced Exhaust Fraction Schedule | Equipment |  | Default¦WntrDsn¦SmrDsn¦Sun¦Wkdy | 2014-01-01 | 2014-12-31 | Hourly | 0.93371 | 0 | 0 | 0 | 0 | 0.93371 | 0.93371 | 0.93371 | 0.93371 | 0.93371 | 0.93371 | 0.93371 | 0.93371 | 0.93371 | 0.93371 | 0.93371 | 0.93371 | 0.93371 | 0.93371 | 0.93371 | 0.93371 | 0.93371 | 0.93371 | 0.93371 | From DOE Prototype Buildings
RestaurantSitDown Kitchen Water Equipment Hot Supply Temp Sched | Equipment | C | Default¦WntrDsn¦SmrDsn | 2014-01-01 | 2014-12-31 | Constant | 55 | [23 empty] | From DOE Prototype Buildings
RestaurantSitDown Kitchen Water Equipment Latent fract sched | Equipment |  | Default¦WntrDsn¦SmrDsn | 2014-01-01 | 2014-12-31 | Constant | 0.05 | [23 empty] | From DOE Prototype Buildings
RestaurantSitDown Kitchen Water Equipment Sensible fract sched | Equipment |  | Default¦WntrDsn¦SmrDsn | 2014-01-01 | 2014-12-31 | Constant | 0.2 | [23 empty] | From DOE Prototype Buildings
RestaurantSitDown Kitchen Water Equipment Temp Sched | Equipment | C | Default¦WntrDsn¦SmrDsn | 2014-01-01 | 2014-12-31 | Constant | 60 | [23 empty] | From DOE Prototype Buildings
RestaurantSitDown Kitchen_Case:1_WALKINFREEZER_WalkInStockingSched | Equipment | W | Default | 2014-01-01 | 2014-12-31 | Hourly | 0 | 0 | 0 | 0 | 725 | 417 | 290 | 0 | 0 | 0 | 0 | 0 | 0 | 0 | 0 | 0 | 0 | 0 | 0 | 0 | 0 | 0 | 0 | 0 | From DOE Prototype Buildings
RestaurantSitDown Kitchen_Case:1_WALKINFREEZER_WalkInStockingSched | Equipment | W | WntrDsn¦SmrDsn¦Wknd¦Mon¦Wed¦Thu | 2014-01-01 | 2014-12-31 | Hourly | 0 | 0 | 0 | 0 | 125 | 117 | 90 | 0 | 0 | 0 | 0 | 0 | 0 | 0 | 0 | 0 | 0 | 0 | 0 | 125 | 117 | 90 | 0 | 0 | From DOE Prototype Buildings
RestaurantSitDown Kitchen_Case:2_SELFCONTAINEDDISPLAYCASE_CaseStockingSched | Equipment | W | Default¦WntrDsn¦SmrDsn | 2014-01-01 | 2014-12-31 | Hourly | 0 | 0 | 0 | 0 | 0 | 0 | 50 | 70 | 70 | 80 | 70 | 50 | 50 | 80 | 90 | 80 | 0 | 0 | 0 | 0 | 0 | 0 | 0 | 0 | From DOE Prototype Buildings
RestaurantSitDown Kitchen_Exhaust_SCH | Equipment |  | Default¦WntrDsn¦SmrDsn¦Sun¦Wkdy | 2014-01-01 | 2014-12-31 | Hourly | 0 | 0 | 0 | 0 | 0 | 1 | 1 | 1 | 1 | 1 | 1 | 1 | 1 | 1 | 1 | 1 | 1 | 1 | 1 | 1 | 1 | 1 | 1 | 1 | From DOE Prototype Buildings
RestaurantSitDown MaxRelHumSetSch | Unknown |  | Default¦WntrDsn¦SmrDsn | 2014-01-01 | 2014-12-31 | Constant | 60 | [23 empty] | From DOE Prototype Buildings
RestaurantSitDown MinOA_FFKitch_Sched | OA Air |  | Default¦SmrDsn¦Sat¦Wkdy | 2014-01-01 | 2014-12-31 | Hourly | 0 | 0 | 0 | 0 | 0 | 0 | 0.65 | 0.65 | 0.65 | 0.65 | 0.65 | 0.65 | 0.65 | 0.65 | 0.65 | 0.65 | 0.65 | 0.65 | 0.65 | 0.65 | 0.65 | 0.65 | 0.65 | 0.65 | From DOE Prototype Buildings
RestaurantSitDown MinOA_FFKitch_Sched | OA Air |  | WntrDsn | 2014-01-01 | 2014-12-31 | Constant | 0.65 | [23 empty] | From DOE Prototype Buildings
RestaurantSitDown MinOA_MotorizedDamper_Sched | OA Air |  | Default¦SmrDsn¦Sat¦Wkdy | 2014-01-01 | 2014-12-31 | Hourly | 1 | 0 | 0 | 0 | 0 | 0 | 1 | 1 | 1 | 1 | 1 | 1 | 1 | 1 | 1 | 1 | 1 | 1 | 1 | 1 | 1 | 1 | 1 | 1 | From DOE Prototype Buildings
RestaurantSitDown MinOA_MotorizedDamper_Sched | OA Air |  | WntrDsn | 2014-01-01 | 2014-12-31 | Constant | 1 | [23 empty] | From DOE Prototype Buildings
RestaurantSitDown MinOA_Sched | OA Air |  | Default¦WntrDsn¦SmrDsn | 2014-01-01 | 2014-12-31 | Constant | 1 | [23 empty] | From DOE Prototype Buildings
RestaurantSitDown MinOA_SDKitch_Sched | OA Air |  | Default¦SmrDsn¦Sat¦Wkdy | 2014-01-01 | 2014-12-31 | Hourly | 0 | 0 | 0 | 0 | 0 | 0 | 1 | 1 | 1 | 1 | 1 | 1 | 1 | 1 | 1 | 1 | 1 | 1 | 1 | 1 | 1 | 1 | 1 | 1 | From DOE Prototype Buildings
RestaurantSitDown MinOA_SDKitch_Sched | OA Air |  | WntrDsn | 2014-01-01 | 2014-12-31 | Constant | 1 | [23 empty] | From DOE Prototype Buildings
RestaurantSitDown MinRelHumSetSch | Unknown |  | Default¦WntrDsn¦SmrDsn | 2014-01-01 | 2014-12-31 | Constant | 30 | [23 empty] | From DOE Prototype Buildings
RestaurantSitDown PlantOnSched | Unknown |  | Default¦WntrDsn¦SmrDsn | 2014-01-01 | 2014-12-31 | Constant | 1 | [23 empty] | From DOE Prototype Buildings
RestaurantSitDown Rest_GAS_EQUIP_SCH | Equipment |  | Default¦Sat¦Wkdy | 2014-01-01 | 2014-12-31 | Hourly | 0.03 | 0.02 | 0.03 | 0.02 | 0.05 | 0.12 | 0.13 | 0.15 | 0.18 | 0.21 | 0.26 | 0.29 | 0.27 | 0.25 | 0.23 | 0.23 | 0.26 | 0.26 | 0.24 | 0.22 | 0.2 | 0.18 | 0.09 | 0.03 | From DOE Prototype Buildings
RestaurantSitDown Rest_GAS_EQUIP_SCH | Equipment |  | WntrDsn | 2014-01-01 | 2014-12-31 | Constant | 0 | [23 empty] | From DOE Prototype Buildings
RestaurantSitDown Rest_GAS_EQUIP_SCH | Equipment |  | SmrDsn | 2014-01-01 | 2014-12-31 | Constant | 0.29 | [23 empty] | From DOE Prototype Buildings
RestaurantSitDown Seasonal-Reset-Supply-Air-Temp-Sch | Unknown | C | Default¦WntrDsn¦SmrDsn | 2014-01-01 | 2014-12-31 | Constant | 13 | [23 empty] | From DOE Prototype Buildings
RestaurantSitDown Seasonal-Reset-Supply-Air-Temp-Sch | Unknown | C | Wknd¦Wkdy | 2014-10-01 | 2014-12-31 | Constant | 13 | [23 empty] | From DOE Prototype Buildings
RestaurantSitDown Seasonal-Reset-Supply-Air-Temp-Sch | Unknown | C | Wknd¦Wkdy | 2014-01-01 | 2014-03-31 | Constant | 13 | [23 empty] | From DOE Prototype Buildings
RestaurantSitDown SHADING_SCH | Unknown | W | Default¦WntrDsn¦SmrDsn | 2014-01-01 | 2014-12-31 | Constant | 0 | [23 empty] | From DOE Prototype Buildings
RestaurantSitDown SWHSys1 Water Heater Ambient Temperature Schedule Name | Service Water Heating | C | Default¦WntrDsn¦SmrDsn | 2014-01-01 | 2014-12-31 | Constant | 22 | [23 empty] | From DOE Prototype Buildings
RestaurantSitDown SWHSys1 Water Heater Setpoint Temperature Schedule Name | Service Water Heating | C | Default¦WntrDsn¦SmrDsn | 2014-01-01 | 2014-12-31 | Constant | 60 | [23 empty] | From DOE Prototype Buildings
RestaurantSitDown SWHSys1-Loop-Temp-Schedule | Service Water Heating | C | Default¦WntrDsn¦SmrDsn | 2014-01-01 | 2014-12-31 | Constant | 60 | [23 empty] | From DOE Prototype Buildings
RestaurantSitDown VESTIBULE_DOOR_INFIL_SCH | Infiltration |  | Default | 2014-01-01 | 2014-12-31 | Hourly | 0 | 0 | 0 | 0 | 0 | 0 | 0.131 | 0.542 | 0.542 | 0.241 | 0.241 | 0.345 | 0.542 | 0.542 | 0.345 | 0.241 | 0.345 | 0.445 | 0.542 | 0.637 | 0.73 | 0.445 | 0.241 | 0.241 | From DOE Prototype Buildings
RestaurantSitDown VESTIBULE_DOOR_INFIL_SCH | Infiltration |  | WntrDsn | 2014-01-01 | 2014-12-31 | Constant | 0 | [23 empty] | From DOE Prototype Buildings
RestaurantSitDown VESTIBULE_DOOR_INFIL_SCH | Infiltration |  | SmrDsn | 2014-01-01 | 2014-12-31 | Constant | 1 | [23 empty] | From DOE Prototype Buildings
RestaurantSitDown VESTIBULE_DOOR_INFIL_SCH | Infiltration |  | Sat | 2014-01-01 | 2014-12-31 | Hourly | 0 | 0 | 0 | 0 | 0 | 0 | 0.131 | 0.542 | 0.542 | 0.445 | 0.241 | 0.445 | 0.542 | 0.542 | 0.445 | 0.345 | 0.345 | 0.345 | 0.73 | 0.911 | 0.73 | 0.637 | 0.542 | 0.345 | From DOE Prototype Buildings
RestaurantSitDown VESTIBULE_DOOR_INFIL_SCH | Infiltration |  | Wkdy | 2014-01-01 | 2014-12-31 | Hourly | 0 | 0 | 0 | 0 | 0 | 0 | 0.131 | 0.445 | 0.445 | 0.445 | 0.241 | 0.542 | 0.821 | 0.73 | 0.445 | 0.241 | 0.345 | 0.542 | 0.821 | 0.821 | 0.821 | 0.542 | 0.345 | 0.241 | From DOE Prototype Buildings
RestaurantSitDown walkin_occ_lght_SCH | Occupancy |  | Sat | 2014-01-01 | 2014-12-31 | Hourly | 0.2 | 0.15 | 0.15 | 0.15 | 0.15 | 0.15 | 0.156 | 0.156 | 0.312 | 0.312 | 0.416 | 0.416 | 0.416 | 0.416 | 0.416 | 0.416 | 0.416 | 0.468 | 0.468 | 0.468 | 0.468 | 0.468 | 0.26 | 0.156 | From DOE Prototype Buildings
RestaurantSitDown walkin_occ_lght_SCH | Occupancy |  | WntrDsn | 2014-01-01 | 2014-12-31 | Constant | 0 | [23 empty] | From DOE Prototype Buildings
RestaurantSitDown walkin_occ_lght_SCH | Occupancy |  | SmrDsn | 2014-01-01 | 2014-12-31 | Constant | 1 | [23 empty] | From DOE Prototype Buildings
RestaurantSitDown walkin_occ_lght_SCH | Occupancy |  | Default | 2014-01-01 | 2014-12-31 | Hourly | 0.2 | 0.15 | 0.15 | 0.15 | 0.15 | 0.15 | 0.156 | 0.156 | 0.26 | 0.26 | 0.364 | 0.364 | 0.364 | 0.364 | 0.364 | 0.364 | 0.312 | 0.312 | 0.312 | 0.312 | 0.312 | 0.312 | 0.26 | 0.156 | From DOE Prototype Buildings
RestaurantSitDown walkin_occ_lght_SCH | Occupancy |  | Wkdy | 2014-01-01 | 2014-12-31 | Hourly | 0.15 | 0.15 | 0.15 | 0.15 | 0.15 | 0.104 | 0.208 | 0.208 | 0.312 | 0.312 | 0.468 | 0.468 | 0.468 | 0.468 | 0.468 | 0.468 | 0.468 | 0.468 | 0.468 | 0.468 | 0.468 | 0.468 | 0.26 | 0.156 | From DOE Prototype Buildings
RestaurantSitDown WORK_EFF_SCH | Unknown |  | Default¦WntrDsn¦SmrDsn | 2014-01-01 | 2014-12-31 | Constant | 0 | [23 empty] | From DOE Prototype Buildings
Retail Activity | Activity | W | Default¦WntrDsn¦SmrDsn | 2014-01-01 | 2014-12-31 | Constant | 120 | [23 empty] | From DOE Reference Buildings
Retail Bldg Equip | Equipment |  | Default | 2014-01-01 | 2014-12-31 | Hourly | 0.2 | 0.2 | 0.2 | 0.2 | 0.2 | 0.2 | 0.2 | 0.4 | 0.7 | 0.9 | 0.9 | 0.9 | 0.9 | 0.9 | 0.9 | 0.9 | 0.9 | 0.9 | 0.8 | 0.8 | 0.7 | 0.4 | 0.2 | 0.2 | From DOE Reference Buildings
Retail Bldg Equip | Equipment |  | WntrDsn | 2014-01-01 | 2014-12-31 | Constant | 0 | [23 empty] | From DOE Reference Buildings
Retail Bldg Equip | Equipment |  | SmrDsn | 2014-01-01 | 2014-12-31 | Constant | 1 | [23 empty] | From DOE Reference Buildings
Retail Bldg Equip | Equipment |  | Sun | 2014-01-01 | 2014-12-31 | Hourly | 0.15 | 0.15 | 0.15 | 0.15 | 0.15 | 0.15 | 0.15 | 0.15 | 0.3 | 0.3 | 0.6 | 0.6 | 0.8 | 0.8 | 0.8 | 0.8 | 0.8 | 0.6 | 0.4 | 0.15 | 0.15 | 0.15 | 0.15 | 0.15 | From DOE Reference Buildings
Retail Bldg Equip | Equipment |  | Sat | 2014-01-01 | 2014-12-31 | Hourly | 0.15 | 0.15 | 0.15 | 0.15 | 0.15 | 0.15 | 0.15 | 0.3 | 0.5 | 0.8 | 0.9 | 0.9 | 0.9 | 0.9 | 0.9 | 0.9 | 0.9 | 0.9 | 0.7 | 0.5 | 0.5 | 0.3 | 0.15 | 0.15 | From DOE Reference Buildings
Retail Bldg Light | Lighting |  | Default | 2014-01-01 | 2014-12-31 | Hourly | 0.05 | 0.05 | 0.05 | 0.05 | 0.05 | 0.05 | 0.05 | 0.2 | 0.5 | 0.9 | 0.9 | 0.9 | 0.9 | 0.9 | 0.9 | 0.9 | 0.9 | 0.9 | 0.6 | 0.6 | 0.5 | 0.2 | 0.05 | 0.05 | From DOE Reference Buildings
Retail Bldg Light | Lighting |  | WntrDsn | 2014-01-01 | 2014-12-31 | Constant | 0 | [23 empty] | From DOE Reference Buildings
Retail Bldg Light | Lighting |  | SmrDsn | 2014-01-01 | 2014-12-31 | Constant | 1 | [23 empty] | From DOE Reference Buildings
Retail Bldg Light | Lighting |  | Sun | 2014-01-01 | 2014-12-31 | Hourly | 0.05 | 0.05 | 0.05 | 0.05 | 0.05 | 0.05 | 0.05 | 0.05 | 0.1 | 0.1 | 0.4 | 0.4 | 0.6 | 0.6 | 0.6 | 0.6 | 0.6 | 0.4 | 0.2 | 0.05 | 0.05 | 0.05 | 0.05 | 0.05 | From DOE Reference Buildings
Retail Bldg Light | Lighting |  | Sat | 2014-01-01 | 2014-12-31 | Hourly | 0.05 | 0.05 | 0.05 | 0.05 | 0.05 | 0.05 | 0.05 | 0.1 | 0.3 | 0.6 | 0.9 | 0.9 | 0.9 | 0.9 | 0.9 | 0.9 | 0.9 | 0.9 | 0.5 | 0.3 | 0.3 | 0.1 | 0.05 | 0.05 | From DOE Reference Buildings
Retail Bldg Occ | Occupancy |  | Default | 2014-01-01 | 2014-12-31 | Hourly | 0 | 0 | 0 | 0 | 0 | 0 | 0 | 0.1 | 0.2 | 0.5 | 0.5 | 0.7 | 0.7 | 0.7 | 0.7 | 0.8 | 0.7 | 0.5 | 0.5 | 0.3 | 0.3 | 0 | 0 | 0 | From DOE Reference Buildings
Retail Bldg Occ | Occupancy |  | WntrDsn¦SmrDsn | 2014-01-01 | 2014-12-31 | Constant | 1 | [23 empty] | From DOE Reference Buildings
Retail Bldg Occ | Occupancy |  | Sun | 2014-01-01 | 2014-12-31 | Hourly | 0 | 0 | 0 | 0 | 0 | 0 | 0 | 0 | 0 | 0.1 | 0.2 | 0.2 | 0.4 | 0.4 | 0.4 | 0.4 | 0.4 | 0.2 | 0.1 | 0 | 0 | 0 | 0 | 0 | From DOE Reference Buildings
Retail Bldg Occ | Occupancy |  | Sat | 2014-01-01 | 2014-12-31 | Hourly | 0 | 0 | 0 | 0 | 0 | 0 | 0 | 0.1 | 0.2 | 0.5 | 0.6 | 0.8 | 0.8 | 0.8 | 0.8 | 0.8 | 0.8 | 0.6 | 0.2 | 0.2 | 0.2 | 0.1 | 0 | 0 | From DOE Reference Buildings
Retail ClgSetp | Thermostat Setpoint | C | Default¦SmrDsn | 2014-01-01 | 2014-12-31 | Hourly | 30 | 30 | 30 | 30 | 30 | 30 | 24 | 24 | 24 | 24 | 24 | 24 | 24 | 24 | 24 | 24 | 24 | 24 | 24 | 24 | 24 | 30 | 30 | 30 | From DOE Reference Buildings
Retail ClgSetp | Thermostat Setpoint | C | WntrDsn | 2014-01-01 | 2014-12-31 | Constant | 30 | [23 empty] | From DOE Reference Buildings
Retail ClgSetp | Thermostat Setpoint | C | Sun | 2014-01-01 | 2014-12-31 | Hourly | 30 | 30 | 30 | 30 | 30 | 30 | 30 | 30 | 24 | 24 | 24 | 24 | 24 | 24 | 24 | 24 | 24 | 24 | 24 | 30 | 30 | 30 | 30 | 30 | From DOE Reference Buildings
Retail ClgSetp | Thermostat Setpoint | C | Sat | 2014-01-01 | 2014-12-31 | Hourly | 30 | 30 | 30 | 30 | 30 | 30 | 24 | 24 | 24 | 24 | 24 | 24 | 24 | 24 | 24 | 24 | 24 | 24 | 24 | 24 | 24 | 24 | 30 | 30 | From DOE Reference Buildings
Retail Clothing | Clothing |  | Default¦WntrDsn | 2014-01-01 | 2014-12-31 | Constant | 1 | [23 empty] | From DOE Reference Buildings
Retail Clothing | Clothing |  | SmrDsn | 2014-01-01 | 2014-12-31 | Constant | 0.5 | [23 empty] | From DOE Reference Buildings
Retail Clothing | Clothing |  | Wknd¦Wkdy | 2014-10-01 | 2014-12-31 | Constant | 1 | [23 empty] | From DOE Reference Buildings
Retail Clothing | Clothing |  | Wknd¦Wkdy | 2014-05-01 | 2014-09-30 | Constant | 0.5 | [23 empty] | From DOE Reference Buildings
Retail FRONT ENTRY COOLING | Unknown |  | Default¦WntrDsn¦SmrDsn | 2014-01-01 | 2014-12-31 | Constant | 90 | [23 empty] | From DOE Reference Buildings
Retail FRONT ENTRY COOLING_CBES | Unknown |  | Default¦WntrDsn | 2017-01-01 | 2017-12-31 | Constant | 90 | [23 empty] | From Commercial Building Energy Saver (CBES) Prototype Models: cbes.lbl.gov
Retail FRONT ENTRY COOLING_CBES | Unknown |  | SmrDsn | 2017-01-01 | 2017-12-31 | Hourly | 29.44 | 29.44 | 29.44 | 29.44 | 29.44 | 29.44 | 23.89 | 23.89 | 23.89 | 23.89 | 23.89 | 23.89 | 23.89 | 23.89 | 23.89 | 23.89 | 23.89 | 23.89 | 23.89 | 23.89 | 23.89 | 29.44 | 29.44 | 29.44 | From Commercial Building Energy Saver (CBES) Prototype Models: cbes.lbl.gov
Retail HtgSetp | Thermostat Setpoint | C | Default | 2014-01-01 | 2014-12-31 | Hourly | 15.6 | 15.6 | 15.6 | 15.6 | 15.6 | 15.6 | 21 | 21 | 21 | 21 | 21 | 21 | 21 | 21 | 21 | 21 | 21 | 21 | 21 | 21 | 21 | 15.6 | 15.6 | 15.6 | From DOE Reference Buildings
Retail HtgSetp | Thermostat Setpoint | C | WntrDsn | 2014-01-01 | 2014-12-31 | Constant | 21 | [23 empty] | From DOE Reference Buildings
Retail HtgSetp | Thermostat Setpoint | C | SmrDsn | 2014-01-01 | 2014-12-31 | Constant | 15.6 | [23 empty] | From DOE Reference Buildings
Retail HtgSetp | Thermostat Setpoint | C | Sun | 2014-01-01 | 2014-12-31 | Hourly | 15.6 | 15.6 | 15.6 | 15.6 | 15.6 | 15.6 | 15.6 | 15.6 | 21 | 21 | 21 | 21 | 21 | 21 | 21 | 21 | 21 | 21 | 21 | 15.6 | 15.6 | 15.6 | 15.6 | 15.6 | From DOE Reference Buildings
Retail HtgSetp | Thermostat Setpoint | C | Sat | 2014-01-01 | 2014-12-31 | Hourly | 15.6 | 15.6 | 15.6 | 15.6 | 15.6 | 15.6 | 21 | 21 | 21 | 21 | 21 | 21 | 21 | 21 | 21 | 21 | 21 | 21 | 21 | 21 | 21 | 21 | 15.6 | 15.6 | From DOE Reference Buildings
Retail INFIL FRONT | Infiltration |  | Default¦SmrDsn | 2014-01-01 | 2014-12-31 | Hourly | 0.25 | 0.25 | 0.25 | 0.25 | 0.25 | 0.25 | 1 | 1 | 1 | 1 | 1 | 1 | 1 | 1 | 1 | 1 | 1 | 1 | 1 | 1 | 1 | 0.25 | 0.25 | 0.25 | From DOE Reference Buildings
Retail INFIL FRONT | Infiltration |  | WntrDsn | 2014-01-01 | 2014-12-31 | Constant | 1 | [23 empty] | From DOE Reference Buildings
Retail INFIL FRONT | Infiltration |  | Sun | 2014-01-01 | 2014-12-31 | Hourly | 0.25 | 0.25 | 0.25 | 0.25 | 0.25 | 0.25 | 0.25 | 0.25 | 1 | 1 | 1 | 1 | 1 | 1 | 1 | 1 | 1 | 0.25 | 0.25 | 0.25 | 0.25 | 0.25 | 0.25 | 0.25 | From DOE Reference Buildings
Retail INFIL FRONT | Infiltration |  | Sat | 2014-01-01 | 2014-12-31 | Hourly | 0.25 | 0.25 | 0.25 | 0.25 | 0.25 | 0.25 | 1 | 1 | 1 | 1 | 1 | 1 | 1 | 1 | 1 | 1 | 1 | 1 | 1 | 1 | 1 | 1 | 0.25 | 0.25 | From DOE Reference Buildings
Retail Infil Half On | Infiltration |  | Default¦SmrDsn | 2014-01-01 | 2014-12-31 | Hourly | 1 | 1 | 1 | 1 | 1 | 1 | 0.5 | 0.5 | 0.5 | 0.5 | 0.5 | 0.5 | 0.5 | 0.5 | 0.5 | 0.5 | 0.5 | 0.5 | 0.5 | 0.5 | 0.5 | 1 | 1 | 1 | From DOE Reference Buildings
Retail Infil Half On | Infiltration |  | WntrDsn | 2014-01-01 | 2014-12-31 | Constant | 1 | [23 empty] | From DOE Reference Buildings
Retail Infil Half On | Infiltration |  | Sun | 2014-01-01 | 2014-12-31 | Hourly | 1 | 1 | 1 | 1 | 1 | 1 | 1 | 1 | 0.5 | 0.5 | 0.5 | 0.5 | 0.5 | 0.5 | 0.5 | 0.5 | 0.5 | 1 | 1 | 1 | 1 | 1 | 1 | 1 | From DOE Reference Buildings
Retail Infil Half On | Infiltration |  | Sat | 2014-01-01 | 2014-12-31 | Hourly | 1 | 1 | 1 | 1 | 1 | 1 | 0.5 | 0.5 | 0.5 | 0.5 | 0.5 | 0.5 | 0.5 | 0.5 | 0.5 | 0.5 | 0.5 | 0.5 | 0.5 | 0.5 | 0.5 | 0.5 | 1 | 1 | From DOE Reference Buildings
Retail Work Eff | Unknown |  | Default¦WntrDsn¦SmrDsn | 2014-01-01 | 2014-12-31 | Constant | 0 | [23 empty] | From DOE Reference Buildings
Retail_WithOccSensor_Lights | Lighting |  | Sun | 2017-01-01 | 2017-12-31 | Hourly | 0.05 | 0.05 | 0.05 | 0.05 | 0.05 | 0.05 | 0.05 | 0.05 | 0.1 | 0.1 | 0.4 | 0.4 | 0.55 | 0.55 | 0.55 | 0.55 | 0.55 | 0.4 | 0.2 | 0.05 | 0.05 | 0.05 | 0.05 | 0.05 | From Commercial Building Energy Saver (CBES) Prototype Models: cbes.lbl.gov
Retail_WithOccSensor_Lights | Lighting |  | Wkdy | 2017-01-01 | 2017-12-31 | Hourly | 0.05 | 0.05 | 0.05 | 0.05 | 0.05 | 0.05 | 0.05 | 0.1 | 0.3 | 0.85 | 0.85 | 0.85 | 0.85 | 0.85 | 0.85 | 0.85 | 0.85 | 0.85 | 0.55 | 0.55 | 0.3 | 0.05 | 0.05 | 0.05 | From Commercial Building Energy Saver (CBES) Prototype Models: cbes.lbl.gov
Retail_WithOccSensor_Lights | Lighting |  | Sat | 2017-01-01 | 2017-12-31 | Hourly | 0.05 | 0.05 | 0.05 | 0.05 | 0.05 | 0.05 | 0.05 | 0.1 | 0.3 | 0.55 | 0.85 | 0.85 | 0.85 | 0.85 | 0.85 | 0.85 | 0.85 | 0.85 | 0.5 | 0.3 | 0.3 | 0.1 | 0.05 | 0.05 | From Commercial Building Energy Saver (CBES) Prototype Models: cbes.lbl.gov
RetailGasEquipment | Equipment |  | Sat | 2017-01-01 | 2017-12-31 | Hourly | 0 | 0 | 0 | 0 | 0 | 0 | 0 | 0.5 | 0.5 | 0.75 | 0.9 | 0.9 | 0.9 | 0.75 | 0.75 | 0.9 | 0.9 | 0.9 | 0.75 | 0.5 | 0.5 | 0 | 0 | 0 | From Commercial Building Energy Saver (CBES) Prototype Models: cbes.lbl.gov
RetailGasEquipment | Equipment |  | Sun | 2017-01-01 | 2017-12-31 | Hourly | 0 | 0 | 0 | 0 | 0 | 0 | 0 | 0.5 | 0.5 | 0.75 | 0.9 | 0.9 | 0.9 | 0.75 | 0.75 | 0.9 | 0.9 | 0.9 | 0.75 | 0.5 | 0.5 | 0 | 0 | 0 | From Commercial Building Energy Saver (CBES) Prototype Models: cbes.lbl.gov
RetailGasEquipment | Equipment |  | Wkdy | 2017-01-01 | 2017-12-31 | Hourly | 0 | 0 | 0 | 0 | 0 | 0 | 0 | 0.5 | 0.5 | 0.75 | 0.9 | 0.9 | 0.9 | 0.75 | 0.75 | 0.9 | 0.9 | 0.9 | 0.75 | 0.5 | 0.5 | 0 | 0 | 0 | From Commercial Building Energy Saver (CBES) Prototype Models: cbes.lbl.gov
RetailHVACAvail_reduced | Operation |  | Sat | 2017-01-01 | 2017-12-31 | Hourly | 0 | 0 | 0 | 0 | 0 | 0 | 0 | 1 | 1 | 1 | 1 | 1 | 1 | 1 | 1 | 1 | 1 | 1 | 1 | 1 | 1 | 0 | 0 | 0 | From Commercial Building Energy Saver (CBES) Prototype Models: cbes.lbl.gov
RetailHVACAvail_reduced | Operation |  | Sun | 2017-01-01 | 2017-12-31 | Hourly | 0 | 0 | 0 | 0 | 0 | 0 | 0 | 0 | 0 | 1 | 1 | 1 | 1 | 1 | 1 | 1 | 1 | 1 | 0 | 0 | 0 | 0 | 0 | 0 | From Commercial Building Energy Saver (CBES) Prototype Models: cbes.lbl.gov
RetailHVACAvail_reduced | Operation |  | Wkdy | 2017-01-01 | 2017-12-31 | Hourly | 0 | 0 | 0 | 0 | 0 | 0 | 0 | 1 | 1 | 1 | 1 | 1 | 1 | 1 | 1 | 1 | 1 | 1 | 1 | 1 | 1 | 0 | 0 | 0 | From Commercial Building Energy Saver (CBES) Prototype Models: cbes.lbl.gov
RetailOACtrl Schedule | OA Air |  | Default | 2017-01-01 | 2017-12-31 | Hourly | 0 | 0 | 0 | 0 | 0 | 0 | 0 | 1 | 1 | 1 | 1 | 1 | 1 | 1 | 1 | 1 | 1 | 1 | 1 | 1 | 1 | 0 | 0 | 0 | From Commercial Building Energy Saver (CBES) Prototype Models: cbes.lbl.gov
RetailOACtrl Schedule | OA Air |  | Fri | 2017-01-01 | 2017-12-31 | Hourly | 0 | 0 | 0 | 0 | 0 | 0 | 0 | 1 | 1 | 1 | 1 | 1 | 1 | 1 | 1 | 1 | 1 | 1 | 1 | 1 | 1 | 0 | 0 | 0 | From Commercial Building Energy Saver (CBES) Prototype Models: cbes.lbl.gov
RetailOACtrl Schedule | OA Air |  | Hol | 2017-01-01 | 2017-12-31 | Hourly | 0 | 0 | 0 | 0 | 0 | 0 | 0 | 0 | 0 | 1 | 1 | 1 | 1 | 1 | 1 | 1 | 1 | 1 | 1 | 0 | 0 | 0 | 0 | 0 | From Commercial Building Energy Saver (CBES) Prototype Models: cbes.lbl.gov
RetailOACtrl Schedule | OA Air |  | Mon | 2017-01-01 | 2017-12-31 | Hourly | 0 | 0 | 0 | 0 | 0 | 0 | 0 | 1 | 1 | 1 | 1 | 1 | 1 | 1 | 1 | 1 | 1 | 1 | 1 | 1 | 1 | 0 | 0 | 0 | From Commercial Building Energy Saver (CBES) Prototype Models: cbes.lbl.gov
RetailOACtrl Schedule | OA Air |  | Sat | 2017-01-01 | 2017-12-31 | Hourly | 0 | 0 | 0 | 0 | 0 | 0 | 0 | 1 | 1 | 1 | 1 | 1 | 1 | 1 | 1 | 1 | 1 | 1 | 1 | 1 | 1 | 1 | 0 | 0 | From Commercial Building Energy Saver (CBES) Prototype Models: cbes.lbl.gov
RetailOACtrl Schedule | OA Air |  | SmrDsn | 2017-01-01 | 2017-12-31 | Hourly | 1 | 1 | 1 | 1 | 1 | 1 | 1 | 1 | 1 | 1 | 1 | 1 | 1 | 1 | 1 | 1 | 1 | 1 | 1 | 1 | 1 | 1 | 1 | 1 | From Commercial Building Energy Saver (CBES) Prototype Models: cbes.lbl.gov
RetailOACtrl Schedule | OA Air |  | Sun | 2017-01-01 | 2017-12-31 | Hourly | 0 | 0 | 0 | 0 | 0 | 0 | 0 | 0 | 0 | 1 | 1 | 1 | 1 | 1 | 1 | 1 | 1 | 1 | 1 | 0 | 0 | 0 | 0 | 0 | From Commercial Building Energy Saver (CBES) Prototype Models: cbes.lbl.gov
RetailOACtrl Schedule | OA Air |  | Thu | 2017-01-01 | 2017-12-31 | Hourly | 0 | 0 | 0 | 0 | 0 | 0 | 0 | 1 | 1 | 1 | 1 | 1 | 1 | 1 | 1 | 1 | 1 | 1 | 1 | 1 | 1 | 0 | 0 | 0 | From Commercial Building Energy Saver (CBES) Prototype Models: cbes.lbl.gov
RetailOACtrl Schedule | OA Air |  | Tue | 2017-01-01 | 2017-12-31 | Hourly | 0 | 0 | 0 | 0 | 0 | 0 | 0 | 1 | 1 | 1 | 1 | 1 | 1 | 1 | 1 | 1 | 1 | 1 | 1 | 1 | 1 | 0 | 0 | 0 | From Commercial Building Energy Saver (CBES) Prototype Models: cbes.lbl.gov
RetailOACtrl Schedule | OA Air |  | Wed | 2017-01-01 | 2017-12-31 | Hourly | 0 | 0 | 0 | 0 | 0 | 0 | 0 | 1 | 1 | 1 | 1 | 1 | 1 | 1 | 1 | 1 | 1 | 1 | 1 | 1 | 1 | 0 | 0 | 0 | From Commercial Building Energy Saver (CBES) Prototype Models: cbes.lbl.gov
RetailOACtrl Schedule | OA Air |  | WntrDsn | 2017-01-01 | 2017-12-31 | Hourly | 1 | 1 | 1 | 1 | 1 | 1 | 1 | 1 | 1 | 1 | 1 | 1 | 1 | 1 | 1 | 1 | 1 | 1 | 1 | 1 | 1 | 1 | 1 | 1 | From Commercial Building Energy Saver (CBES) Prototype Models: cbes.lbl.gov
RetailPeopleActivityLevel | Activity | W | Default¦WntrDsn¦SmrDsn | 2017-01-01 | 2017-12-31 | Constant | 131.9 | [23 empty] | From Commercial Building Energy Saver (CBES) Prototype Models: cbes.lbl.gov
RetailProgrammableClgSetpt | Thermostat Setpoint | C | Sun | 2017-01-01 | 2017-12-31 | Hourly | 29.44 | 29.44 | 29.44 | 29.44 | 29.44 | 29.44 | 29.44 | 29.44 | 23.89 | 23.89 | 23.89 | 23.89 | 23.89 | 23.89 | 23.89 | 23.89 | 23.89 | 23.89 | 23.89 | 29.44 | 29.44 | 29.44 | 29.44 | 29.44 | From Commercial Building Energy Saver (CBES) Prototype Models: cbes.lbl.gov
RetailProgrammableClgSetpt | Thermostat Setpoint | C | Wkdy | 2017-01-01 | 2017-12-31 | Hourly | 29.44 | 29.44 | 29.44 | 29.44 | 29.44 | 29.44 | 23.89 | 23.89 | 23.89 | 23.89 | 23.89 | 23.89 | 23.89 | 23.89 | 23.89 | 23.89 | 23.89 | 23.89 | 23.89 | 29.44 | 29.44 | 29.44 | 29.44 | 29.44 | From Commercial Building Energy Saver (CBES) Prototype Models: cbes.lbl.gov
RetailProgrammableClgSetpt | Thermostat Setpoint | C | Sat | 2017-01-01 | 2017-12-31 | Hourly | 29.44 | 29.44 | 29.44 | 29.44 | 29.44 | 29.44 | 23.89 | 23.89 | 23.89 | 23.89 | 23.89 | 23.89 | 23.89 | 23.89 | 23.89 | 23.89 | 23.89 | 23.89 | 23.89 | 29.44 | 29.44 | 29.44 | 29.44 | 29.44 | From Commercial Building Energy Saver (CBES) Prototype Models: cbes.lbl.gov
RetailProgrammableHtgSetpt | Thermostat Setpoint | C | Sun | 2017-01-01 | 2017-12-31 | Hourly | 15.56 | 15.56 | 15.56 | 15.56 | 15.56 | 15.56 | 15.56 | 15.56 | 21.11 | 21.11 | 21.11 | 21.11 | 21.11 | 21.11 | 21.11 | 21.11 | 21.11 | 21.11 | 21.11 | 15.56 | 15.56 | 15.56 | 15.56 | 15.56 | From Commercial Building Energy Saver (CBES) Prototype Models: cbes.lbl.gov
RetailProgrammableHtgSetpt | Thermostat Setpoint | C | Wkdy | 2017-01-01 | 2017-12-31 | Hourly | 15.56 | 15.56 | 15.56 | 15.56 | 15.56 | 15.56 | 21.11 | 21.11 | 21.11 | 21.11 | 21.11 | 21.11 | 21.11 | 21.11 | 21.11 | 21.11 | 21.11 | 21.11 | 21.11 | 15.56 | 15.56 | 15.56 | 15.56 | 15.56 | From Commercial Building Energy Saver (CBES) Prototype Models: cbes.lbl.gov
RetailProgrammableHtgSetpt | Thermostat Setpoint | C | Sat | 2017-01-01 | 2017-12-31 | Hourly | 15.56 | 15.56 | 15.56 | 15.56 | 15.56 | 15.56 | 21.11 | 21.11 | 21.11 | 21.11 | 21.11 | 21.11 | 21.11 | 21.11 | 21.11 | 21.11 | 21.11 | 21.11 | 21.11 | 15.56 | 15.56 | 15.56 | 15.56 | 15.56 | From Commercial Building Energy Saver (CBES) Prototype Models: cbes.lbl.gov
RetailStandalone ACTIVITY_SCH | Activity | W | Default¦WntrDsn¦SmrDsn | 2014-01-01 | 2014-12-31 | Constant | 120 | [23 empty] | From DOE Prototype Buildings
RetailStandalone AIR_VELO_SCH | Unknown | W | Default¦WntrDsn¦SmrDsn | 2014-01-01 | 2014-12-31 | Constant | 0.2 | [23 empty] | From DOE Prototype Buildings
RetailStandalone ALWAYS_OFF | Unknown |  | Default¦WntrDsn¦SmrDsn | 2014-01-01 | 2014-12-31 | Constant | 0 | [23 empty] | From DOE Prototype Buildings
RetailStandalone ALWAYS_ON | Unknown |  | Default¦WntrDsn¦SmrDsn | 2014-01-01 | 2014-12-31 | Constant | 1 | [23 empty] | From DOE Prototype Buildings
RetailStandalone BLDG_ELEVATORS | Elevator |  | Default | 2014-01-01 | 2014-12-31 | Hourly | 0 | 0 | 0 | 0 | 0 | 0 | 0 | 0 | 0 | 0.11 | 0.13 | 0.35 | 0.37 | 0.37 | 0.39 | 0.41 | 0.38 | 0.34 | 0.03 | 0 | 0 | 0 | 0 | 0 | From DOE Prototype Buildings
RetailStandalone BLDG_ELEVATORS | Elevator |  | WntrDsn¦Sat | 2014-01-01 | 2014-12-31 | Hourly | 0 | 0 | 0 | 0 | 0 | 0 | 0 | 0.09 | 0.21 | 0.56 | 0.66 | 0.68 | 0.68 | 0.69 | 0.7 | 0.69 | 0.66 | 0.58 | 0.47 | 0.43 | 0.43 | 0.08 | 0 | 0 | From DOE Prototype Buildings
RetailStandalone BLDG_ELEVATORS | Elevator |  | SmrDsn¦Wkdy | 2014-01-01 | 2014-12-31 | Hourly | 0 | 0 | 0 | 0 | 0 | 0 | 0 | 0.12 | 0.22 | 0.64 | 0.74 | 0.68 | 0.68 | 0.71 | 0.72 | 0.72 | 0.73 | 0.68 | 0.68 | 0.58 | 0.54 | 0 | 0 | 0 | From DOE Prototype Buildings
RetailStandalone BLDG_EQUIP_SCH | Equipment |  | Default | 2014-01-01 | 2014-12-31 | Hourly | 0.15 | 0.15 | 0.15 | 0.15 | 0.15 | 0.15 | 0.15 | 0.15 | 0.15 | 0.3 | 0.6 | 0.6 | 0.8 | 0.8 | 0.8 | 0.8 | 0.8 | 0.6 | 0.4 | 0.15 | 0.15 | 0.15 | 0.15 | 0.15 | From DOE Prototype Buildings
RetailStandalone BLDG_EQUIP_SCH | Equipment |  | WntrDsn | 2014-01-01 | 2014-12-31 | Constant | 0 | [23 empty] | From DOE Prototype Buildings
RetailStandalone BLDG_EQUIP_SCH | Equipment |  | SmrDsn | 2014-01-01 | 2014-12-31 | Constant | 1 | [23 empty] | From DOE Prototype Buildings
RetailStandalone BLDG_EQUIP_SCH | Equipment |  | Sat | 2014-01-01 | 2014-12-31 | Hourly | 0.15 | 0.15 | 0.15 | 0.15 | 0.15 | 0.15 | 0.15 | 0.3 | 0.5 | 0.8 | 0.9 | 0.9 | 0.9 | 0.9 | 0.9 | 0.9 | 0.9 | 0.9 | 0.7 | 0.5 | 0.5 | 0.3 | 0.15 | 0.15 | From DOE Prototype Buildings
RetailStandalone BLDG_EQUIP_SCH | Equipment |  | Wkdy | 2014-01-01 | 2014-12-31 | Hourly | 0.2 | 0.2 | 0.2 | 0.2 | 0.2 | 0.2 | 0.2 | 0.4 | 0.6 | 0.9 | 0.9 | 0.9 | 0.9 | 0.9 | 0.9 | 0.9 | 0.9 | 0.9 | 0.9 | 0.7 | 0.7 | 0.2 | 0.2 | 0.2 | From DOE Prototype Buildings
RetailStandalone BLDG_EQUIP_SCH_2013 | Equipment |  | Default | 2014-01-01 | 2014-12-31 | Hourly | 0.14803 | 0.14803 | 0.14803 | 0.14803 | 0.14803 | 0.14803 | 0.14803 | 0.14803 | 0.14803 | 0.29916 | 0.59832 | 0.59832 | 0.79776 | 0.79776 | 0.79776 | 0.79776 | 0.79776 | 0.59832 | 0.39888 | 0.14803 | 0.14803 | 0.14803 | 0.14803 | 0.14803 | From DOE Prototype Buildings
RetailStandalone BLDG_EQUIP_SCH_2013 | Equipment |  | WntrDsn | 2014-01-01 | 2014-12-31 | Constant | 0 | [23 empty] | From DOE Prototype Buildings
RetailStandalone BLDG_EQUIP_SCH_2013 | Equipment |  | SmrDsn | 2014-01-01 | 2014-12-31 | Constant | 1 | [23 empty] | From DOE Prototype Buildings
RetailStandalone BLDG_EQUIP_SCH_2013 | Equipment |  | Sat | 2014-01-01 | 2014-12-31 | Hourly | 0.14803 | 0.14803 | 0.14803 | 0.14803 | 0.14803 | 0.14803 | 0.14803 | 0.29916 | 0.4986 | 0.79776 | 0.89748 | 0.89748 | 0.89748 | 0.89748 | 0.89748 | 0.89748 | 0.89748 | 0.89748 | 0.69804 | 0.4986 | 0.4986 | 0.29916 | 0.14803 | 0.14803 | From DOE Prototype Buildings
RetailStandalone BLDG_EQUIP_SCH_2013 | Equipment |  | Wkdy | 2014-01-01 | 2014-12-31 | Hourly | 0.19737 | 0.19737 | 0.19737 | 0.19737 | 0.19737 | 0.19737 | 0.19737 | 0.39888 | 0.59832 | 0.89748 | 0.89748 | 0.89748 | 0.89748 | 0.89748 | 0.89748 | 0.89748 | 0.89748 | 0.89748 | 0.89748 | 0.69804 | 0.69804 | 0.19737 | 0.19737 | 0.19737 | From DOE Prototype Buildings
RetailStandalone BLDG_LIGHT_BACK_SCH | Lighting |  | Default | 2014-01-01 | 2014-12-31 | Hourly | 0.05 | 0.05 | 0.05 | 0.05 | 0.05 | 0.05 | 0.05 | 0.05 | 0.05 | 0.1 | 0.4 | 0.4 | 0.6 | 0.6 | 0.6 | 0.6 | 0.6 | 0.4 | 0.2 | 0.05 | 0.05 | 0.05 | 0.05 | 0.05 | From DOE Prototype Buildings
RetailStandalone BLDG_LIGHT_BACK_SCH | Lighting |  | WntrDsn | 2014-01-01 | 2014-12-31 | Constant | 0 | [23 empty] | From DOE Prototype Buildings
RetailStandalone BLDG_LIGHT_BACK_SCH | Lighting |  | SmrDsn | 2014-01-01 | 2014-12-31 | Constant | 1 | [23 empty] | From DOE Prototype Buildings
RetailStandalone BLDG_LIGHT_BACK_SCH | Lighting |  | Sat | 2014-01-01 | 2014-12-31 | Hourly | 0.05 | 0.05 | 0.05 | 0.05 | 0.05 | 0.05 | 0.05 | 0.1 | 0.3 | 0.6 | 0.9 | 0.9 | 0.9 | 0.9 | 0.9 | 0.9 | 0.9 | 0.9 | 0.5 | 0.3 | 0.3 | 0.1 | 0.05 | 0.05 | From DOE Prototype Buildings
RetailStandalone BLDG_LIGHT_BACK_SCH | Lighting |  | Wkdy | 2014-01-01 | 2014-12-31 | Hourly | 0.05 | 0.05 | 0.05 | 0.05 | 0.05 | 0.05 | 0.05 | 0.2 | 0.4 | 0.9 | 0.9 | 0.9 | 0.9 | 0.9 | 0.9 | 0.9 | 0.9 | 0.9 | 0.5 | 0.5 | 0.5 | 0.2 | 0.05 | 0.05 | From DOE Prototype Buildings
RetailStandalone BLDG_LIGHT_BACK_SCH_2013 | Lighting |  | Default | 2014-01-01 | 2014-12-31 | Hourly | 0.05 | 0.05 | 0.05 | 0.05 | 0.05 | 0.05 | 0.05 | 0.05 | 0.05 | 0.078205 | 0.31282 | 0.31282 | 0.46923 | 0.46923 | 0.46923 | 0.46923 | 0.46923 | 0.31282 | 0.15641 | 0.05 | 0.05 | 0.05 | 0.05 | 0.05 | From DOE Prototype Buildings
RetailStandalone BLDG_LIGHT_BACK_SCH_2013 | Lighting |  | WntrDsn | 2014-01-01 | 2014-12-31 | Constant | 0 | [23 empty] | From DOE Prototype Buildings
RetailStandalone BLDG_LIGHT_BACK_SCH_2013 | Lighting |  | SmrDsn | 2014-01-01 | 2014-12-31 | Constant | 1 | [23 empty] | From DOE Prototype Buildings
RetailStandalone BLDG_LIGHT_BACK_SCH_2013 | Lighting |  | Sat | 2014-01-01 | 2014-12-31 | Hourly | 0.05 | 0.05 | 0.05 | 0.05 | 0.05 | 0.05 | 0.05 | 0.078205 | 0.23461 | 0.46923 | 0.70384 | 0.70384 | 0.70384 | 0.70384 | 0.70384 | 0.70384 | 0.70384 | 0.70384 | 0.39102 | 0.23461 | 0.23461 | 0.078205 | 0.05 | 0.05 | From DOE Prototype Buildings
RetailStandalone BLDG_LIGHT_BACK_SCH_2013 | Lighting |  | Wkdy | 2014-01-01 | 2014-12-31 | Hourly | 0.05 | 0.05 | 0.05 | 0.05 | 0.05 | 0.05 | 0.05 | 0.15641 | 0.31282 | 0.70384 | 0.70384 | 0.70384 | 0.70384 | 0.70384 | 0.70384 | 0.70384 | 0.70384 | 0.70384 | 0.39102 | 0.39102 | 0.39102 | 0.2 | 0.05 | 0.05 | From DOE Prototype Buildings
RetailStandalone BLDG_LIGHT_ENTRY_SCH | Lighting |  | Default | 2014-01-01 | 2014-12-31 | Hourly | 0.05 | 0.05 | 0.05 | 0.05 | 0.05 | 0.05 | 0.05 | 0.05 | 0.05 | 0.1 | 0.4 | 0.4 | 0.6 | 0.6 | 0.6 | 0.6 | 0.6 | 0.4 | 0.2 | 0.05 | 0.05 | 0.05 | 0.05 | 0.05 | From DOE Prototype Buildings
RetailStandalone BLDG_LIGHT_ENTRY_SCH | Lighting |  | WntrDsn | 2014-01-01 | 2014-12-31 | Constant | 0 | [23 empty] | From DOE Prototype Buildings
RetailStandalone BLDG_LIGHT_ENTRY_SCH | Lighting |  | SmrDsn | 2014-01-01 | 2014-12-31 | Constant | 1 | [23 empty] | From DOE Prototype Buildings
RetailStandalone BLDG_LIGHT_ENTRY_SCH | Lighting |  | Sat | 2014-01-01 | 2014-12-31 | Hourly | 0.05 | 0.05 | 0.05 | 0.05 | 0.05 | 0.05 | 0.05 | 0.1 | 0.3 | 0.6 | 0.9 | 0.9 | 0.9 | 0.9 | 0.9 | 0.9 | 0.9 | 0.9 | 0.5 | 0.3 | 0.3 | 0.1 | 0.05 | 0.05 | From DOE Prototype Buildings
RetailStandalone BLDG_LIGHT_ENTRY_SCH | Lighting |  | Wkdy | 2014-01-01 | 2014-12-31 | Hourly | 0.05 | 0.05 | 0.05 | 0.05 | 0.05 | 0.05 | 0.05 | 0.2 | 0.4 | 0.9 | 0.9 | 0.9 | 0.9 | 0.9 | 0.9 | 0.9 | 0.9 | 0.9 | 0.5 | 0.5 | 0.5 | 0.2 | 0.05 | 0.05 | From DOE Prototype Buildings
RetailStandalone BLDG_LIGHT_ENTRY_SCH_2013 | Lighting |  | Default | 2014-01-01 | 2014-12-31 | Hourly | 0.05 | 0.05 | 0.05 | 0.05 | 0.05 | 0.05 | 0.05 | 0.05 | 0.05 | 0.082 | 0.328 | 0.328 | 0.492 | 0.492 | 0.492 | 0.492 | 0.492 | 0.328 | 0.164 | 0.05 | 0.05 | 0.05 | 0.05 | 0.05 | From DOE Prototype Buildings
RetailStandalone BLDG_LIGHT_ENTRY_SCH_2013 | Lighting |  | WntrDsn | 2014-01-01 | 2014-12-31 | Constant | 0 | [23 empty] | From DOE Prototype Buildings
RetailStandalone BLDG_LIGHT_ENTRY_SCH_2013 | Lighting |  | SmrDsn | 2014-01-01 | 2014-12-31 | Constant | 1 | [23 empty] | From DOE Prototype Buildings
RetailStandalone BLDG_LIGHT_ENTRY_SCH_2013 | Lighting |  | Sat | 2014-01-01 | 2014-12-31 | Hourly | 0.05 | 0.05 | 0.05 | 0.05 | 0.05 | 0.05 | 0.05 | 0.082 | 0.246 | 0.492 | 0.738 | 0.738 | 0.738 | 0.738 | 0.738 | 0.738 | 0.738 | 0.738 | 0.41 | 0.246 | 0.246 | 0.082 | 0.05 | 0.05 | From DOE Prototype Buildings
RetailStandalone BLDG_LIGHT_ENTRY_SCH_2013 | Lighting |  | Wkdy | 2014-01-01 | 2014-12-31 | Hourly | 0.05 | 0.05 | 0.05 | 0.05 | 0.05 | 0.05 | 0.05 | 0.164 | 0.328 | 0.738 | 0.738 | 0.738 | 0.738 | 0.738 | 0.738 | 0.738 | 0.738 | 0.738 | 0.41 | 0.41 | 0.41 | 0.2 | 0.05 | 0.05 | From DOE Prototype Buildings
RetailStandalone BLDG_LIGHT_FRONT_SCH | Lighting |  | Default | 2014-01-01 | 2014-12-31 | Hourly | 0.05 | 0.05 | 0.05 | 0.05 | 0.05 | 0.05 | 0.05 | 0.05 | 0.05 | 0.1 | 0.4 | 0.4 | 0.6 | 0.6 | 0.6 | 0.6 | 0.6 | 0.4 | 0.2 | 0.05 | 0.05 | 0.05 | 0.05 | 0.05 | From DOE Prototype Buildings
RetailStandalone BLDG_LIGHT_FRONT_SCH | Lighting |  | WntrDsn | 2014-01-01 | 2014-12-31 | Constant | 0 | [23 empty] | From DOE Prototype Buildings
RetailStandalone BLDG_LIGHT_FRONT_SCH | Lighting |  | SmrDsn | 2014-01-01 | 2014-12-31 | Constant | 1 | [23 empty] | From DOE Prototype Buildings
RetailStandalone BLDG_LIGHT_FRONT_SCH | Lighting |  | Sat | 2014-01-01 | 2014-12-31 | Hourly | 0.05 | 0.05 | 0.05 | 0.05 | 0.05 | 0.05 | 0.05 | 0.1 | 0.3 | 0.6 | 0.9 | 0.9 | 0.9 | 0.9 | 0.9 | 0.9 | 0.9 | 0.9 | 0.5 | 0.3 | 0.3 | 0.1 | 0.05 | 0.05 | From DOE Prototype Buildings
RetailStandalone BLDG_LIGHT_FRONT_SCH | Lighting |  | Wkdy | 2014-01-01 | 2014-12-31 | Hourly | 0.05 | 0.05 | 0.05 | 0.05 | 0.05 | 0.05 | 0.05 | 0.2 | 0.4 | 0.9 | 0.9 | 0.9 | 0.9 | 0.9 | 0.9 | 0.9 | 0.9 | 0.9 | 0.5 | 0.5 | 0.5 | 0.2 | 0.05 | 0.05 | From DOE Prototype Buildings
RetailStandalone BLDG_LIGHT_FRONT_SCH_2013 | Lighting |  | Default | 2014-01-01 | 2014-12-31 | Hourly | 0.05 | 0.05 | 0.05 | 0.05 | 0.05 | 0.05 | 0.05 | 0.05 | 0.05 | 0.09682 | 0.38728 | 0.38728 | 0.58092 | 0.58092 | 0.58092 | 0.58092 | 0.58092 | 0.38728 | 0.19364 | 0.05 | 0.05 | 0.05 | 0.05 | 0.05 | From DOE Prototype Buildings
RetailStandalone BLDG_LIGHT_FRONT_SCH_2013 | Lighting |  | WntrDsn | 2014-01-01 | 2014-12-31 | Constant | 0 | [23 empty] | From DOE Prototype Buildings
RetailStandalone BLDG_LIGHT_FRONT_SCH_2013 | Lighting |  | SmrDsn | 2014-01-01 | 2014-12-31 | Constant | 1 | [23 empty] | From DOE Prototype Buildings
RetailStandalone BLDG_LIGHT_FRONT_SCH_2013 | Lighting |  | Sat | 2014-01-01 | 2014-12-31 | Hourly | 0.05 | 0.05 | 0.05 | 0.05 | 0.05 | 0.05 | 0.05 | 0.09682 | 0.29046 | 0.58092 | 0.87138 | 0.87138 | 0.87138 | 0.87138 | 0.87138 | 0.87138 | 0.87138 | 0.87138 | 0.4841 | 0.29046 | 0.29046 | 0.09682 | 0.05 | 0.05 | From DOE Prototype Buildings
RetailStandalone BLDG_LIGHT_FRONT_SCH_2013 | Lighting |  | Wkdy | 2014-01-01 | 2014-12-31 | Hourly | 0.05 | 0.05 | 0.05 | 0.05 | 0.05 | 0.05 | 0.05 | 0.19364 | 0.38728 | 0.87138 | 0.87138 | 0.87138 | 0.87138 | 0.87138 | 0.87138 | 0.87138 | 0.87138 | 0.87138 | 0.4841 | 0.4841 | 0.4841 | 0.2 | 0.05 | 0.05 | From DOE Prototype Buildings
RetailStandalone BLDG_LIGHT_SCH | Lighting |  | Default | 2014-01-01 | 2014-12-31 | Hourly | 0.05 | 0.05 | 0.05 | 0.05 | 0.05 | 0.05 | 0.05 | 0.05 | 0.05 | 0.1 | 0.4 | 0.4 | 0.6 | 0.6 | 0.6 | 0.6 | 0.6 | 0.4 | 0.2 | 0.05 | 0.05 | 0.05 | 0.05 | 0.05 | From DOE Prototype Buildings
RetailStandalone BLDG_LIGHT_SCH | Lighting |  | WntrDsn | 2014-01-01 | 2014-12-31 | Constant | 0 | [23 empty] | From DOE Prototype Buildings
RetailStandalone BLDG_LIGHT_SCH | Lighting |  | SmrDsn | 2014-01-01 | 2014-12-31 | Constant | 1 | [23 empty] | From DOE Prototype Buildings
RetailStandalone BLDG_LIGHT_SCH | Lighting |  | Sat | 2014-01-01 | 2014-12-31 | Hourly | 0.05 | 0.05 | 0.05 | 0.05 | 0.05 | 0.05 | 0.05 | 0.1 | 0.3 | 0.6 | 0.9 | 0.9 | 0.9 | 0.9 | 0.9 | 0.9 | 0.9 | 0.9 | 0.5 | 0.3 | 0.3 | 0.1 | 0.05 | 0.05 | From DOE Prototype Buildings
RetailStandalone BLDG_LIGHT_SCH | Lighting |  | Wkdy | 2014-01-01 | 2014-12-31 | Hourly | 0.05 | 0.05 | 0.05 | 0.05 | 0.05 | 0.05 | 0.05 | 0.2 | 0.4 | 0.9 | 0.9 | 0.9 | 0.9 | 0.9 | 0.9 | 0.9 | 0.9 | 0.9 | 0.5 | 0.5 | 0.5 | 0.2 | 0.05 | 0.05 | From DOE Prototype Buildings
RetailStandalone BLDG_LIGHT_SCH_2013 | Lighting |  | Default | 2014-01-01 | 2014-12-31 | Hourly | 0.05 | 0.05 | 0.05 | 0.05 | 0.05 | 0.05 | 0.05 | 0.05 | 0.05 | 0.1 | 0.4 | 0.4 | 0.6 | 0.6 | 0.6 | 0.6 | 0.6 | 0.4 | 0.2 | 0.05 | 0.05 | 0.05 | 0.05 | 0.05 | From DOE Prototype Buildings
RetailStandalone BLDG_LIGHT_SCH_2013 | Lighting |  | WntrDsn | 2014-01-01 | 2014-12-31 | Constant | 0 | [23 empty] | From DOE Prototype Buildings
RetailStandalone BLDG_LIGHT_SCH_2013 | Lighting |  | SmrDsn | 2014-01-01 | 2014-12-31 | Constant | 1 | [23 empty] | From DOE Prototype Buildings
RetailStandalone BLDG_LIGHT_SCH_2013 | Lighting |  | Sat | 2014-01-01 | 2014-12-31 | Hourly | 0.05 | 0.05 | 0.05 | 0.05 | 0.05 | 0.05 | 0.05 | 0.1 | 0.3 | 0.6 | 0.9 | 0.9 | 0.9 | 0.9 | 0.9 | 0.9 | 0.9 | 0.9 | 0.5 | 0.3 | 0.3 | 0.1 | 0.05 | 0.05 | From DOE Prototype Buildings
RetailStandalone BLDG_LIGHT_SCH_2013 | Lighting |  | Wkdy | 2014-01-01 | 2014-12-31 | Hourly | 0.05 | 0.05 | 0.05 | 0.05 | 0.05 | 0.05 | 0.05 | 0.2 | 0.4 | 0.9 | 0.9 | 0.9 | 0.9 | 0.9 | 0.9 | 0.9 | 0.9 | 0.9 | 0.5 | 0.5 | 0.5 | 0.2 | 0.05 | 0.05 | From DOE Prototype Buildings
RetailStandalone BLDG_OCC_SCH | Occupancy |  | Default | 2014-01-01 | 2014-12-31 | Hourly | 0 | 0 | 0 | 0 | 0 | 0 | 0 | 0 | 0 | 0.1 | 0.2 | 0.2 | 0.4 | 0.4 | 0.4 | 0.4 | 0.4 | 0.2 | 0.1 | 0 | 0 | 0 | 0 | 0 | From DOE Prototype Buildings
RetailStandalone BLDG_OCC_SCH | Occupancy |  | WntrDsn | 2014-01-01 | 2014-12-31 | Constant | 0 | [23 empty] | From DOE Prototype Buildings
RetailStandalone BLDG_OCC_SCH | Occupancy |  | SmrDsn | 2014-01-01 | 2014-12-31 | Constant | 1 | [23 empty] | From DOE Prototype Buildings
RetailStandalone BLDG_OCC_SCH | Occupancy |  | Sat | 2014-01-01 | 2014-12-31 | Hourly | 0 | 0 | 0 | 0 | 0 | 0 | 0 | 0.1 | 0.2 | 0.5 | 0.6 | 0.8 | 0.8 | 0.8 | 0.8 | 0.8 | 0.8 | 0.6 | 0.2 | 0.2 | 0.2 | 0.1 | 0 | 0 | From DOE Prototype Buildings
RetailStandalone BLDG_OCC_SCH | Occupancy |  | Wkdy | 2014-01-01 | 2014-12-31 | Hourly | 0 | 0 | 0 | 0 | 0 | 0 | 0 | 0.1 | 0.2 | 0.5 | 0.5 | 0.7 | 0.7 | 0.7 | 0.7 | 0.8 | 0.7 | 0.5 | 0.5 | 0.3 | 0.3 | 0 | 0 | 0 | From DOE Prototype Buildings
RetailStandalone BLDG_OCC_SCH_2010 | Occupancy |  | Default | 2014-01-01 | 2014-12-31 | Hourly | 0 | 0 | 0 | 0 | 0 | 0 | 0 | 0 | 0 | 0.1 | 0.2 | 0.2 | 0.4 | 0.4 | 0.4 | 0.4 | 0.4 | 0.2 | 0.1 | 0 | 0 | 0 | 0 | 0 | From DOE Prototype Buildings
RetailStandalone BLDG_OCC_SCH_2010 | Occupancy |  | WntrDsn | 2014-01-01 | 2014-12-31 | Constant | 0 | [23 empty] | From DOE Prototype Buildings
RetailStandalone BLDG_OCC_SCH_2010 | Occupancy |  | SmrDsn | 2014-01-01 | 2014-12-31 | Constant | 1 | [23 empty] | From DOE Prototype Buildings
RetailStandalone BLDG_OCC_SCH_2010 | Occupancy |  | Sat | 2014-01-01 | 2014-12-31 | Hourly | 0 | 0 | 0 | 0 | 0 | 0 | 0 | 0.1 | 0.2 | 0.5 | 0.6 | 0.8 | 0.8 | 0.8 | 0.8 | 0.8 | 0.8 | 0.6 | 0.2 | 0.2 | 0.2 | 0.1 | 0 | 0 | From DOE Prototype Buildings
RetailStandalone BLDG_OCC_SCH_2010 | Occupancy |  | Wkdy | 2014-01-01 | 2014-12-31 | Hourly | 0 | 0 | 0 | 0 | 0 | 0 | 0 | 0.1 | 0.2 | 0.5 | 0.5 | 0.7 | 0.7 | 0.7 | 0.7 | 0.8 | 0.7 | 0.5 | 0.5 | 0.3 | 0.3 | 0 | 0 | 0 | From DOE Prototype Buildings
RetailStandalone BLDG_SWH_SCH | Service Water Heating |  | Default | 2014-01-01 | 2014-12-31 | Hourly | 0 | 0 | 0 | 0 | 0 | 0 | 0 | 0 | 0 | 0.14 | 0.29 | 0.31 | 0.36 | 0.36 | 0.34 | 0.35 | 0.37 | 0.34 | 0.25 | 0 | 0 | 0 | 0 | 0 | From DOE Prototype Buildings
RetailStandalone BLDG_SWH_SCH | Service Water Heating |  | WntrDsn¦Sat | 2014-01-01 | 2014-12-31 | Hourly | 0 | 0 | 0 | 0 | 0 | 0 | 0 | 0.2 | 0.24 | 0.27 | 0.42 | 0.54 | 0.59 | 0.6 | 0.49 | 0.48 | 0.47 | 0.46 | 0.44 | 0.36 | 0.29 | 0.22 | 0 | 0 | From DOE Prototype Buildings
RetailStandalone BLDG_SWH_SCH | Service Water Heating |  | SmrDsn¦Wkdy | 2014-01-01 | 2014-12-31 | Hourly | 0 | 0 | 0 | 0 | 0 | 0 | 0 | 0.15 | 0.23 | 0.32 | 0.41 | 0.57 | 0.62 | 0.61 | 0.5 | 0.45 | 0.46 | 0.47 | 0.42 | 0.34 | 0.33 | 0 | 0 | 0 | From DOE Prototype Buildings
RetailStandalone CLGSETP_SCH_NO_OPTIMUM | Thermostat Setpoint | C | Default | 2014-01-01 | 2014-12-31 | Hourly | 29.44 | 29.44 | 29.44 | 29.44 | 29.44 | 29.44 | 29.44 | 23.89 | 23.89 | 23.89 | 23.89 | 23.89 | 23.89 | 23.89 | 23.89 | 23.89 | 23.89 | 23.89 | 23.89 | 29.44 | 29.44 | 29.44 | 29.44 | 29.44 | From DOE Prototype Buildings
RetailStandalone CLGSETP_SCH_NO_OPTIMUM | Thermostat Setpoint | C | WntrDsn | 2014-01-01 | 2014-12-31 | Constant | 29.44 | [23 empty] | From DOE Prototype Buildings
RetailStandalone CLGSETP_SCH_NO_OPTIMUM | Thermostat Setpoint | C | SmrDsn | 2014-01-01 | 2014-12-31 | Hourly | 29.44 | 29.44 | 29.44 | 29.44 | 29.44 | 29.44 | 26.67 | 23.89 | 23.89 | 23.89 | 23.89 | 23.89 | 23.89 | 23.89 | 23.89 | 23.89 | 23.89 | 23.89 | 23.89 | 23.89 | 23.89 | 29.44 | 29.44 | 29.44 | From DOE Prototype Buildings
RetailStandalone CLGSETP_SCH_NO_OPTIMUM | Thermostat Setpoint | C | Sat | 2014-01-01 | 2014-12-31 | Hourly | 29.44 | 29.44 | 29.44 | 29.44 | 29.44 | 23.89 | 23.89 | 23.89 | 23.89 | 23.89 | 23.89 | 23.89 | 23.89 | 23.89 | 23.89 | 23.89 | 23.89 | 23.89 | 23.89 | 23.89 | 23.89 | 23.89 | 29.44 | 29.44 | From DOE Prototype Buildings
RetailStandalone CLGSETP_SCH_NO_OPTIMUM | Thermostat Setpoint | C | Wkdy | 2014-01-01 | 2014-12-31 | Hourly | 29.44 | 29.44 | 29.44 | 29.44 | 29.44 | 23.89 | 23.89 | 23.89 | 23.89 | 23.89 | 23.89 | 23.89 | 23.89 | 23.89 | 23.89 | 23.89 | 23.89 | 23.89 | 23.89 | 23.89 | 23.89 | 29.44 | 29.44 | 29.44 | From DOE Prototype Buildings
RetailStandalone CLGSETP_SCH_NO_SETBACK | Thermostat Setpoint | C | Default¦Sat¦Wkdy | 2014-01-01 | 2014-12-31 | Constant | 23.89 | [23 empty] | From DOE Prototype Buildings
RetailStandalone CLGSETP_SCH_NO_SETBACK | Thermostat Setpoint | C | WntrDsn | 2014-01-01 | 2014-12-31 | Constant | 29.44 | [23 empty] | From DOE Prototype Buildings
RetailStandalone CLGSETP_SCH_NO_SETBACK | Thermostat Setpoint | C | SmrDsn | 2014-01-01 | 2014-12-31 | Hourly | 29.44 | 29.44 | 29.44 | 29.44 | 29.44 | 29.44 | 26.67 | 23.89 | 23.89 | 23.89 | 23.89 | 23.89 | 23.89 | 23.89 | 23.89 | 23.89 | 23.89 | 23.89 | 23.89 | 23.89 | 23.89 | 29.44 | 29.44 | 29.44 | From DOE Prototype Buildings
RetailStandalone CLGSETP_SCH_PSZ_AC_2 | Thermostat Setpoint | C | Default | 2014-01-01 | 2014-12-31 | Hourly | 29.44 | 29.44 | 29.44 | 29.44 | 29.44 | 29.44 | 29.44 | 23.89 | 23.89 | 23.89 | 23.89 | 23.89 | 23.89 | 23.89 | 23.89 | 23.89 | 23.89 | 23.89 | 23.89 | 29.44 | 29.44 | 29.44 | 29.44 | 29.44 | From DOE Prototype Buildings
RetailStandalone CLGSETP_SCH_PSZ_AC_2 | Thermostat Setpoint | C | WntrDsn | 2014-01-01 | 2014-12-31 | Constant | 29.44 | [23 empty] | From DOE Prototype Buildings
RetailStandalone CLGSETP_SCH_PSZ_AC_2 | Thermostat Setpoint | C | SmrDsn | 2014-01-01 | 2014-12-31 | Hourly | 29.44 | 29.44 | 29.44 | 29.44 | 29.44 | 29.44 | 26.67 | 23.89 | 23.89 | 23.89 | 23.89 | 23.89 | 23.89 | 23.89 | 23.89 | 23.89 | 23.89 | 23.89 | 23.89 | 23.89 | 23.89 | 29.44 | 29.44 | 29.44 | From DOE Prototype Buildings
RetailStandalone CLGSETP_SCH_PSZ_AC_2 | Thermostat Setpoint | C | Sat | 2014-01-01 | 2014-12-31 | Hourly | 29.44 | 29.44 | 29.44 | 29.44 | 29.44 | 23.89 | 23.89 | 23.89 | 23.89 | 23.89 | 23.89 | 23.89 | 23.89 | 23.89 | 23.89 | 23.89 | 23.89 | 23.89 | 23.89 | 23.89 | 23.89 | 23.89 | 29.44 | 29.44 | From DOE Prototype Buildings
RetailStandalone CLGSETP_SCH_PSZ_AC_2 | Thermostat Setpoint | C | Wkdy | 2014-01-01 | 2014-12-31 | Hourly | 29.44 | 29.44 | 29.44 | 29.44 | 29.44 | 23.89 | 23.89 | 23.89 | 23.89 | 23.89 | 23.89 | 23.89 | 23.89 | 23.89 | 23.89 | 23.89 | 23.89 | 23.89 | 23.89 | 23.89 | 23.89 | 29.44 | 29.44 | 29.44 | From DOE Prototype Buildings
RetailStandalone CLGSETP_SCH_YES_OPTIMUM | Thermostat Setpoint | C | Default | 2014-01-01 | 2014-12-31 | Hourly | 29.44 | 29.44 | 29.44 | 29.44 | 29.44 | 29.44 | 29.44 | 27.8 | 25.6 | 23.89 | 23.89 | 23.89 | 23.89 | 23.89 | 23.89 | 23.89 | 23.89 | 23.89 | 23.89 | 29.44 | 29.44 | 29.44 | 29.44 | 29.44 | From DOE Prototype Buildings
RetailStandalone CLGSETP_SCH_YES_OPTIMUM | Thermostat Setpoint | C | WntrDsn | 2014-01-01 | 2014-12-31 | Constant | 29.44 | [23 empty] | From DOE Prototype Buildings
RetailStandalone CLGSETP_SCH_YES_OPTIMUM | Thermostat Setpoint | C | SmrDsn | 2014-01-01 | 2014-12-31 | Hourly | 29.44 | 29.44 | 29.44 | 29.44 | 29.44 | 29.44 | 26.67 | 23.89 | 23.89 | 23.89 | 23.89 | 23.89 | 23.89 | 23.89 | 23.89 | 23.89 | 23.89 | 23.89 | 23.89 | 23.89 | 23.89 | 29.44 | 29.44 | 29.44 | From DOE Prototype Buildings
RetailStandalone CLGSETP_SCH_YES_OPTIMUM | Thermostat Setpoint | C | Sat | 2014-01-01 | 2014-12-31 | Hourly | 29.44 | 29.44 | 29.44 | 29.44 | 29.44 | 27.8 | 25.6 | 23.89 | 23.89 | 23.89 | 23.89 | 23.89 | 23.89 | 23.89 | 23.89 | 23.89 | 23.89 | 23.89 | 23.89 | 23.89 | 23.89 | 23.89 | 29.44 | 29.44 | From DOE Prototype Buildings
RetailStandalone CLGSETP_SCH_YES_OPTIMUM | Thermostat Setpoint | C | Wkdy | 2014-01-01 | 2014-12-31 | Hourly | 29.44 | 29.44 | 29.44 | 29.44 | 29.44 | 27.8 | 25.6 | 23.89 | 23.89 | 23.89 | 23.89 | 23.89 | 23.89 | 23.89 | 23.89 | 23.89 | 23.89 | 23.89 | 23.89 | 23.89 | 23.89 | 29.44 | 29.44 | 29.44 | From DOE Prototype Buildings
RetailStandalone CLGSETP_SCH_YES_OPTIMUM_ORIGINAL | Thermostat Setpoint | C | Default | 2014-01-01 | 2014-12-31 | Hourly | 29.44 | 29.44 | 29.44 | 29.44 | 29.44 | 29.44 | 29.44 | 27.8 | 25.6 | 23.89 | 23.89 | 23.89 | 23.89 | 23.89 | 23.89 | 23.89 | 23.89 | 23.89 | 23.89 | 29.44 | 29.44 | 29.44 | 29.44 | 29.44 | From DOE Prototype Buildings
RetailStandalone CLGSETP_SCH_YES_OPTIMUM_ORIGINAL | Thermostat Setpoint | C | WntrDsn | 2014-01-01 | 2014-12-31 | Constant | 29.44 | [23 empty] | From DOE Prototype Buildings
RetailStandalone CLGSETP_SCH_YES_OPTIMUM_ORIGINAL | Thermostat Setpoint | C | SmrDsn | 2014-01-01 | 2014-12-31 | Hourly | 29.44 | 29.44 | 29.44 | 29.44 | 29.44 | 29.44 | 26.67 | 23.89 | 23.89 | 23.89 | 23.89 | 23.89 | 23.89 | 23.89 | 23.89 | 23.89 | 23.89 | 23.89 | 23.89 | 23.89 | 23.89 | 29.44 | 29.44 | 29.44 | From DOE Prototype Buildings
RetailStandalone CLGSETP_SCH_YES_OPTIMUM_ORIGINAL | Thermostat Setpoint | C | Sat | 2014-01-01 | 2014-12-31 | Hourly | 29.44 | 29.44 | 29.44 | 29.44 | 29.44 | 27.8 | 25.6 | 23.89 | 23.89 | 23.89 | 23.89 | 23.89 | 23.89 | 23.89 | 23.89 | 23.89 | 23.89 | 23.89 | 23.89 | 23.89 | 23.89 | 23.89 | 29.44 | 29.44 | From DOE Prototype Buildings
RetailStandalone CLGSETP_SCH_YES_OPTIMUM_ORIGINAL | Thermostat Setpoint | C | Wkdy | 2014-01-01 | 2014-12-31 | Hourly | 29.44 | 29.44 | 29.44 | 29.44 | 29.44 | 27.8 | 25.6 | 23.89 | 23.89 | 23.89 | 23.89 | 23.89 | 23.89 | 23.89 | 23.89 | 23.89 | 23.89 | 23.89 | 23.89 | 23.89 | 23.89 | 29.44 | 29.44 | 29.44 | From DOE Prototype Buildings
RetailStandalone CLOTHING_SCH | Clothing | W | Default¦SmrDsn | 2014-01-01 | 2014-12-31 | Constant | 0.5 | [23 empty] | From DOE Prototype Buildings
RetailStandalone CLOTHING_SCH | Clothing | W | WntrDsn | 2014-01-01 | 2014-12-31 | Constant | 1 | [23 empty] | From DOE Prototype Buildings
RetailStandalone CLOTHING_SCH | Clothing | W | Wknd¦Wkdy | 2014-10-01 | 2014-12-31 | Constant | 1 | [23 empty] | From DOE Prototype Buildings
RetailStandalone CLOTHING_SCH | Clothing | W | Wknd¦Wkdy | 2014-01-01 | 2014-04-30 | Constant | 1 | [23 empty] | From DOE Prototype Buildings
RetailStandalone CoolingCoilAvailSched | Unknown |  | Default¦WntrDsn¦SmrDsn | 2014-01-01 | 2014-12-31 | Constant | 1 | [23 empty] | From DOE Prototype Buildings
RetailStandalone CW-Loop-Temp-Schedule | Unknown | C | Default¦WntrDsn¦SmrDsn | 2014-01-01 | 2014-12-31 | Constant | 6.7 | [23 empty] | From DOE Prototype Buildings
RetailStandalone Dual Zone Control Type Sched | Unknown |  | Default¦WntrDsn¦SmrDsn | 2014-01-01 | 2014-12-31 | Constant | 4 | [23 empty] | From DOE Prototype Buildings
RetailStandalone ELEV_LIGHT_FAN_SCH_24_7 | Lighting |  | Default¦WntrDsn¦SmrDsn | 2018-01-01 | 2018-12-31 | Constant | 1
RetailStandalone ELEV_LIGHT_FAN_SCH_ADD_DF | Lighting |  | Default | 2018-01-01 | 2018-12-31 | Hourly | 0 | 0 | 0 | 0 | 0 | 0 | 0 | 0 | 0 | 0.11 | 0.13 | 0.35 | 0.37 | 0.37 | 0.39 | 0.41 | 0.38 | 0.34 | 0.03 | 0 | 0 | 0 | 0 | 0
RetailStandalone ELEV_LIGHT_FAN_SCH_ADD_DF | Lighting |  | WntrDsn¦Sat | 2018-01-01 | 2018-12-31 | Hourly | 0 | 0 | 0 | 0 | 0 | 0 | 0 | 0.09 | 0.21 | 0.56 | 0.66 | 0.68 | 0.68 | 0.69 | 0.7 | 0.69 | 0.66 | 0.58 | 0.47 | 0.43 | 0.43 | 0.08 | 0 | 0
RetailStandalone ELEV_LIGHT_FAN_SCH_ADD_DF | Lighting |  | SmrDsn¦Wkdy | 2018-01-01 | 2018-12-31 | Hourly | 0 | 0 | 0 | 0 | 0 | 0 | 0 | 0.12 | 0.22 | 0.64 | 0.74 | 0.68 | 0.68 | 0.71 | 0.72 | 0.72 | 0.73 | 0.68 | 0.68 | 0.58 | 0.54 | 0 | 0 | 0
RetailStandalone Exterior_Lgt_189_1 | Unknown |  | Default¦WntrDsn¦SmrDsn | 2014-01-01 | 2014-12-31 | Hourly | 0.5 | 0.5 | 0.5 | 0.5 | 0.5 | 0.5 | 0.5 | 0.5 | 0.5 | 1 | 1 | 1 | 1 | 1 | 1 | 1 | 1 | 1 | 1 | 0.5 | 0.5 | 0.5 | 0.5 | 0.5 | From DOE Prototype Buildings
RetailStandalone Exterior_Lgt_ALWAYS_ON | Unknown |  | Default¦WntrDsn¦SmrDsn | 2014-01-01 | 2014-12-31 | Constant | 1 | [23 empty] | From DOE Prototype Buildings
RetailStandalone Exterior_lighting_schedule_a | Lighting |  | Default¦WntrDsn¦SmrDsn | 2014-01-01 | 2014-12-31 | Hourly | 0 | 0 | 0 | 0 | 0 | 0 | 1 | 1 | 1 | 1 | 1 | 1 | 1 | 1 | 1 | 1 | 1 | 1 | 1 | 1 | 1 | 1 | 1 | 1 | From DOE Prototype Buildings
RetailStandalone Exterior_lighting_schedule_b | Lighting |  | Default¦WntrDsn¦SmrDsn | 2014-01-01 | 2014-12-31 | Hourly | 0.7 | 0.7 | 0.7 | 0.7 | 0.7 | 0.7 | 1 | 1 | 1 | 1 | 1 | 1 | 1 | 1 | 1 | 1 | 1 | 1 | 1 | 1 | 1 | 1 | 1 | 1 | From DOE Prototype Buildings
RetailStandalone FAN_SCH | Unknown |  | Default¦WntrDsn¦SmrDsn | 2014-01-01 | 2014-12-31 | Constant | 1 | [23 empty] | From DOE Prototype Buildings
RetailStandalone FRONT_ENTRY_COOLING | Unknown | C | Default¦WntrDsn¦SmrDsn | 2014-01-01 | 2014-12-31 | Constant | 100 | [23 empty] | From DOE Prototype Buildings
RetailStandalone FrontEntry_CoilSched | Unknown |  | Default¦WntrDsn¦SmrDsn | 2014-01-01 | 2014-12-31 | Constant | 1 | [23 empty] | From DOE Prototype Buildings
RetailStandalone FrontEntry_FanSched | Unknown |  | Default¦WntrDsn¦SmrDsn | 2014-01-01 | 2014-12-31 | Constant | 1 | [23 empty] | From DOE Prototype Buildings
RetailStandalone Heating-Supply-Air-Temp-Sch | Unknown | C | Default¦WntrDsn¦SmrDsn | 2014-01-01 | 2014-12-31 | Constant | 16 | [23 empty] | From DOE Prototype Buildings
RetailStandalone Hot Water Setpoint Temp Schedule | Unknown | W | Default¦WntrDsn¦SmrDsn | 2014-01-01 | 2014-12-31 | Constant | 60 | [23 empty] | From DOE Prototype Buildings
RetailStandalone Hours_of_operation | Operation |  | Default | 2014-01-01 | 2014-12-31 | Hourly | 0 | 0 | 0 | 0 | 0 | 0 | 0 | 0 | 1 | 1 | 1 | 1 | 1 | 1 | 1 | 1 | 1 | 1 | 1 | 0 | 0 | 0 | 0 | 0 | From DOE Prototype Buildings
RetailStandalone Hours_of_operation | Operation |  | WntrDsn¦Sat | 2014-01-01 | 2014-12-31 | Hourly | 0 | 0 | 0 | 0 | 0 | 0 | 1 | 1 | 1 | 1 | 1 | 1 | 1 | 1 | 1 | 1 | 1 | 1 | 1 | 1 | 1 | 1 | 0 | 0 | From DOE Prototype Buildings
RetailStandalone Hours_of_operation | Operation |  | SmrDsn¦Wkdy | 2014-01-01 | 2014-12-31 | Hourly | 0 | 0 | 0 | 0 | 0 | 0 | 1 | 1 | 1 | 1 | 1 | 1 | 1 | 1 | 1 | 1 | 1 | 1 | 1 | 1 | 1 | 0 | 0 | 0 | From DOE Prototype Buildings
RetailStandalone HTGSETP_SCH_FrontEntry_STD2013 | Thermostat Setpoint | C | Default | 2014-01-01 | 2014-12-31 | Hourly | 15.56 | 15.56 | 15.56 | 15.56 | 15.56 | 15.56 | 15.56 | 15.56 | 16 | 16 | 16 | 16 | 16 | 16 | 16 | 16 | 16 | 16 | 16 | 15.56 | 15.56 | 15.56 | 15.56 | 15.56 | From DOE Prototype Buildings
RetailStandalone HTGSETP_SCH_FrontEntry_STD2013 | Thermostat Setpoint | C | WntrDsn¦Wkdy | 2014-01-01 | 2014-12-31 | Hourly | 15.56 | 15.56 | 15.56 | 15.56 | 15.56 | 15.56 | 16 | 16 | 16 | 16 | 16 | 16 | 16 | 16 | 16 | 16 | 16 | 16 | 16 | 16 | 16 | 15.56 | 15.56 | 15.56 | From DOE Prototype Buildings
RetailStandalone HTGSETP_SCH_FrontEntry_STD2013 | Thermostat Setpoint | C | SmrDsn | 2014-01-01 | 2014-12-31 | Constant | 15.56 | [23 empty] | From DOE Prototype Buildings
RetailStandalone HTGSETP_SCH_FrontEntry_STD2013 | Thermostat Setpoint | C | Sat | 2014-01-01 | 2014-12-31 | Hourly | 15.56 | 15.56 | 15.56 | 15.56 | 15.56 | 15.56 | 16 | 16 | 16 | 16 | 16 | 16 | 16 | 16 | 16 | 16 | 16 | 16 | 16 | 16 | 16 | 16 | 15.56 | 15.56 | From DOE Prototype Buildings
RetailStandalone HTGSETP_SCH_NO_OPTIMUM | Thermostat Setpoint | C | Default | 2014-01-01 | 2014-12-31 | Hourly | 15.56 | 15.56 | 15.56 | 15.56 | 15.56 | 15.56 | 15.56 | 21.11 | 21.11 | 21.11 | 21.11 | 21.11 | 21.11 | 21.11 | 21.11 | 21.11 | 21.11 | 21.11 | 21.11 | 15.56 | 15.56 | 15.56 | 15.56 | 15.56 | From DOE Prototype Buildings
RetailStandalone HTGSETP_SCH_NO_OPTIMUM | Thermostat Setpoint | C | WntrDsn | 2014-01-01 | 2014-12-31 | Hourly | 15.56 | 15.56 | 15.56 | 15.56 | 15.56 | 15.56 | 18.33 | 21.11 | 21.11 | 21.11 | 21.11 | 21.11 | 21.11 | 21.11 | 21.11 | 21.11 | 21.11 | 21.11 | 21.11 | 21.11 | 21.11 | 15.56 | 15.56 | 15.56 | From DOE Prototype Buildings
RetailStandalone HTGSETP_SCH_NO_OPTIMUM | Thermostat Setpoint | C | SmrDsn | 2014-01-01 | 2014-12-31 | Constant | 15.56 | [23 empty] | From DOE Prototype Buildings
RetailStandalone HTGSETP_SCH_NO_OPTIMUM | Thermostat Setpoint | C | Sat | 2014-01-01 | 2014-12-31 | Hourly | 15.56 | 15.56 | 15.56 | 15.56 | 15.56 | 21.11 | 21.11 | 21.11 | 21.11 | 21.11 | 21.11 | 21.11 | 21.11 | 21.11 | 21.11 | 21.11 | 21.11 | 21.11 | 21.11 | 21.11 | 21.11 | 21.11 | 15.56 | 15.56 | From DOE Prototype Buildings
RetailStandalone HTGSETP_SCH_NO_OPTIMUM | Thermostat Setpoint | C | Wkdy | 2014-01-01 | 2014-12-31 | Hourly | 15.56 | 15.56 | 15.56 | 15.56 | 15.56 | 21.11 | 21.11 | 21.11 | 21.11 | 21.11 | 21.11 | 21.11 | 21.11 | 21.11 | 21.11 | 21.11 | 21.11 | 21.11 | 21.11 | 21.11 | 21.11 | 15.56 | 15.56 | 15.56 | From DOE Prototype Buildings
RetailStandalone HTGSETP_SCH_PSZ_AC_2 | Thermostat Setpoint | C | Default | 2014-01-01 | 2014-12-31 | Hourly | 15.56 | 15.56 | 15.56 | 15.56 | 15.56 | 15.56 | 15.56 | 21.11 | 21.11 | 21.11 | 21.11 | 21.11 | 21.11 | 21.11 | 21.11 | 21.11 | 21.11 | 21.11 | 21.11 | 15.56 | 15.56 | 15.56 | 15.56 | 15.56 | From DOE Prototype Buildings
RetailStandalone HTGSETP_SCH_PSZ_AC_2 | Thermostat Setpoint | C | WntrDsn | 2014-01-01 | 2014-12-31 | Hourly | 15.56 | 15.56 | 15.56 | 15.56 | 15.56 | 15.56 | 18.33 | 21.11 | 21.11 | 21.11 | 21.11 | 21.11 | 21.11 | 21.11 | 21.11 | 21.11 | 21.11 | 21.11 | 21.11 | 21.11 | 21.11 | 15.56 | 15.56 | 15.56 | From DOE Prototype Buildings
RetailStandalone HTGSETP_SCH_PSZ_AC_2 | Thermostat Setpoint | C | SmrDsn | 2014-01-01 | 2014-12-31 | Constant | 15.56 | [23 empty] | From DOE Prototype Buildings
RetailStandalone HTGSETP_SCH_PSZ_AC_2 | Thermostat Setpoint | C | Sat | 2014-01-01 | 2014-12-31 | Hourly | 15.56 | 15.56 | 15.56 | 15.56 | 15.56 | 21.11 | 21.11 | 21.11 | 21.11 | 21.11 | 21.11 | 21.11 | 21.11 | 21.11 | 21.11 | 21.11 | 21.11 | 21.11 | 21.11 | 21.11 | 21.11 | 21.11 | 15.56 | 15.56 | From DOE Prototype Buildings
RetailStandalone HTGSETP_SCH_PSZ_AC_2 | Thermostat Setpoint | C | Wkdy | 2014-01-01 | 2014-12-31 | Hourly | 15.56 | 15.56 | 15.56 | 15.56 | 15.56 | 21.11 | 21.11 | 21.11 | 21.11 | 21.11 | 21.11 | 21.11 | 21.11 | 21.11 | 21.11 | 21.11 | 21.11 | 21.11 | 21.11 | 21.11 | 21.11 | 15.56 | 15.56 | 15.56 | From DOE Prototype Buildings
RetailStandalone HTGSETP_SCH_YES_OPTIMUM | Thermostat Setpoint | C | Default | 2014-01-01 | 2014-12-31 | Hourly | 15.56 | 15.56 | 15.56 | 15.56 | 15.56 | 15.56 | 15.56 | 17.8 | 20 | 21.11 | 21.11 | 21.11 | 21.11 | 21.11 | 21.11 | 21.11 | 21.11 | 21.11 | 21.11 | 15.56 | 15.56 | 15.56 | 15.56 | 15.56 | From DOE Prototype Buildings
RetailStandalone HTGSETP_SCH_YES_OPTIMUM | Thermostat Setpoint | C | WntrDsn | 2014-01-01 | 2014-12-31 | Hourly | 15.56 | 15.56 | 15.56 | 15.56 | 15.56 | 15.56 | 18.33 | 21.11 | 21.11 | 21.11 | 21.11 | 21.11 | 21.11 | 21.11 | 21.11 | 21.11 | 21.11 | 21.11 | 21.11 | 21.11 | 21.11 | 15.56 | 15.56 | 15.56 | From DOE Prototype Buildings
RetailStandalone HTGSETP_SCH_YES_OPTIMUM | Thermostat Setpoint | C | SmrDsn | 2014-01-01 | 2014-12-31 | Constant | 15.56 | [23 empty] | From DOE Prototype Buildings
RetailStandalone HTGSETP_SCH_YES_OPTIMUM | Thermostat Setpoint | C | Sat | 2014-01-01 | 2014-12-31 | Hourly | 15.56 | 15.56 | 15.56 | 15.56 | 15.56 | 17.8 | 20 | 21.11 | 21.11 | 21.11 | 21.11 | 21.11 | 21.11 | 21.11 | 21.11 | 21.11 | 21.11 | 21.11 | 21.11 | 21.11 | 21.11 | 21.11 | 15.56 | 15.56 | From DOE Prototype Buildings
RetailStandalone HTGSETP_SCH_YES_OPTIMUM | Thermostat Setpoint | C | Wkdy | 2014-01-01 | 2014-12-31 | Hourly | 15.56 | 15.56 | 15.56 | 15.56 | 15.56 | 17.8 | 20 | 21.11 | 21.11 | 21.11 | 21.11 | 21.11 | 21.11 | 21.11 | 21.11 | 21.11 | 21.11 | 21.11 | 21.11 | 21.11 | 21.11 | 15.56 | 15.56 | 15.56 | From DOE Prototype Buildings
RetailStandalone HTGSETP_SCH_YES_OPTIMUM_ORIGINAL | Thermostat Setpoint | C | Default | 2014-01-01 | 2014-12-31 | Hourly | 15.56 | 15.56 | 15.56 | 15.56 | 15.56 | 15.56 | 15.56 | 17.8 | 20 | 21.11 | 21.11 | 21.11 | 21.11 | 21.11 | 21.11 | 21.11 | 21.11 | 21.11 | 21.11 | 15.56 | 15.56 | 15.56 | 15.56 | 15.56 | From DOE Prototype Buildings
RetailStandalone HTGSETP_SCH_YES_OPTIMUM_ORIGINAL | Thermostat Setpoint | C | WntrDsn | 2014-01-01 | 2014-12-31 | Hourly | 15.56 | 15.56 | 15.56 | 15.56 | 15.56 | 15.56 | 18.33 | 21.11 | 21.11 | 21.11 | 21.11 | 21.11 | 21.11 | 21.11 | 21.11 | 21.11 | 21.11 | 21.11 | 21.11 | 21.11 | 21.11 | 15.56 | 15.56 | 15.56 | From DOE Prototype Buildings
RetailStandalone HTGSETP_SCH_YES_OPTIMUM_ORIGINAL | Thermostat Setpoint | C | SmrDsn | 2014-01-01 | 2014-12-31 | Constant | 15.56 | [23 empty] | From DOE Prototype Buildings
RetailStandalone HTGSETP_SCH_YES_OPTIMUM_ORIGINAL | Thermostat Setpoint | C | Sat | 2014-01-01 | 2014-12-31 | Hourly | 15.56 | 15.56 | 15.56 | 15.56 | 15.56 | 17.8 | 20 | 21.11 | 21.11 | 21.11 | 21.11 | 21.11 | 21.11 | 21.11 | 21.11 | 21.11 | 21.11 | 21.11 | 21.11 | 21.11 | 21.11 | 21.11 | 15.56 | 15.56 | From DOE Prototype Buildings
RetailStandalone HTGSETP_SCH_YES_OPTIMUM_ORIGINAL | Thermostat Setpoint | C | Wkdy | 2014-01-01 | 2014-12-31 | Hourly | 15.56 | 15.56 | 15.56 | 15.56 | 15.56 | 17.8 | 20 | 21.11 | 21.11 | 21.11 | 21.11 | 21.11 | 21.11 | 21.11 | 21.11 | 21.11 | 21.11 | 21.11 | 21.11 | 21.11 | 21.11 | 15.56 | 15.56 | 15.56 | From DOE Prototype Buildings
RetailStandalone Humidity Setpoint Schedule | Unknown |  | Default¦WntrDsn¦SmrDsn¦Sat¦Wkdy | 2014-01-01 | 2014-12-31 | Constant | 50 | [23 empty] | From DOE Prototype Buildings
RetailStandalone HVACOperationSchd | Operation |  | Default | 2014-01-01 | 2014-12-31 | Hourly | 0 | 0 | 0 | 0 | 0 | 0 | 0 | 0 | 1 | 1 | 1 | 1 | 1 | 1 | 1 | 1 | 1 | 1 | 1 | 0 | 0 | 0 | 0 | 0 | From DOE Prototype Buildings
RetailStandalone HVACOperationSchd | Operation |  | WntrDsn¦Sat | 2014-01-01 | 2014-12-31 | Hourly | 0 | 0 | 0 | 0 | 0 | 0 | 1 | 1 | 1 | 1 | 1 | 1 | 1 | 1 | 1 | 1 | 1 | 1 | 1 | 1 | 1 | 1 | 0 | 0 | From DOE Prototype Buildings
RetailStandalone HVACOperationSchd | Operation |  | SmrDsn¦Wkdy | 2014-01-01 | 2014-12-31 | Hourly | 0 | 0 | 0 | 0 | 0 | 0 | 1 | 1 | 1 | 1 | 1 | 1 | 1 | 1 | 1 | 1 | 1 | 1 | 1 | 1 | 1 | 0 | 0 | 0 | From DOE Prototype Buildings
RetailStandalone HW-Loop-Temp-Schedule | Unknown | C | Default¦WntrDsn¦SmrDsn | 2014-01-01 | 2014-12-31 | Constant | 60 | [23 empty] | From DOE Prototype Buildings
RetailStandalone INFIL_Door_Opening_SCH | Infiltration |  | Default¦WntrDsn¦SmrDsn | 2014-01-01 | 2014-12-31 | Hourly | 0 | 0 | 0 | 0 | 0 | 0 | 0 | 0 | 0.144 | 0.144 | 0.144 | 0.144 | 1 | 1 | 1 | 1 | 1 | 1 | 0.144 | 0.144 | 0 | 0 | 0 | 0 | From DOE Prototype Buildings
RetailStandalone INFIL_Door_Opening_SCH_2013 | Infiltration |  | Default¦WntrDsn¦SmrDsn | 2014-01-01 | 2014-12-31 | Hourly | 0 | 0 | 0 | 0 | 0 | 0 | 0 | 0 | 0.131 | 0.131 | 0.131 | 0.131 | 1 | 1 | 1 | 1 | 1 | 1 | 0.131 | 0.131 | 0 | 0 | 0 | 0 | From DOE Prototype Buildings
RetailStandalone INFIL_HALF_ON_SCH | Infiltration |  | Default | 2014-01-01 | 2014-12-31 | Hourly | 1 | 1 | 1 | 1 | 1 | 1 | 1 | 1 | 0.5 | 0.5 | 0.5 | 0.5 | 0.5 | 0.5 | 0.5 | 0.5 | 0.5 | 1 | 1 | 1 | 1 | 1 | 1 | 1 | From DOE Prototype Buildings
RetailStandalone INFIL_HALF_ON_SCH | Infiltration |  | WntrDsn | 2014-01-01 | 2014-12-31 | Constant | 1 | [23 empty] | From DOE Prototype Buildings
RetailStandalone INFIL_HALF_ON_SCH | Infiltration |  | SmrDsn¦Wkdy | 2014-01-01 | 2014-12-31 | Hourly | 1 | 1 | 1 | 1 | 1 | 1 | 0.5 | 0.5 | 0.5 | 0.5 | 0.5 | 0.5 | 0.5 | 0.5 | 0.5 | 0.5 | 0.5 | 0.5 | 0.5 | 0.5 | 0.5 | 1 | 1 | 1 | From DOE Prototype Buildings
RetailStandalone INFIL_HALF_ON_SCH | Infiltration |  | Sat | 2014-01-01 | 2014-12-31 | Hourly | 1 | 1 | 1 | 1 | 1 | 1 | 0.5 | 0.5 | 0.5 | 0.5 | 0.5 | 0.5 | 0.5 | 0.5 | 0.5 | 0.5 | 0.5 | 0.5 | 0.5 | 0.5 | 0.5 | 0.5 | 1 | 1 | From DOE Prototype Buildings
RetailStandalone INFIL_SCH | Infiltration |  | Default | 2014-01-01 | 2014-12-31 | Hourly | 1 | 1 | 1 | 1 | 1 | 1 | 1 | 1 | 0 | 0 | 0 | 0 | 0 | 0 | 0 | 0 | 0 | 1 | 1 | 1 | 1 | 1 | 1 | 1 | From DOE Prototype Buildings
RetailStandalone INFIL_SCH | Infiltration |  | WntrDsn | 2014-01-01 | 2014-12-31 | Constant | 1 | [23 empty] | From DOE Prototype Buildings
RetailStandalone INFIL_SCH | Infiltration |  | SmrDsn¦Wkdy | 2014-01-01 | 2014-12-31 | Hourly | 1 | 1 | 1 | 1 | 1 | 1 | 0 | 0 | 0 | 0 | 0 | 0 | 0 | 0 | 0 | 0 | 0 | 0 | 0 | 0 | 0 | 1 | 1 | 1 | From DOE Prototype Buildings
RetailStandalone INFIL_SCH | Infiltration |  | Sat | 2014-01-01 | 2014-12-31 | Hourly | 1 | 1 | 1 | 1 | 1 | 1 | 0 | 0 | 0 | 0 | 0 | 0 | 0 | 0 | 0 | 0 | 0 | 0 | 0 | 0 | 0 | 0 | 1 | 1 | From DOE Prototype Buildings
RetailStandalone INFIL_SCH_PNNL | Infiltration |  | Default | 2014-01-01 | 2014-12-31 | Hourly | 1 | 1 | 1 | 1 | 1 | 1 | 1 | 1 | 0.25 | 0.25 | 0.25 | 0.25 | 0.25 | 0.25 | 0.25 | 0.25 | 0.25 | 0.25 | 0.25 | 1 | 1 | 1 | 1 | 1 | From DOE Prototype Buildings
RetailStandalone INFIL_SCH_PNNL | Infiltration |  | WntrDsn¦Sat | 2014-01-01 | 2014-12-31 | Hourly | 1 | 1 | 1 | 1 | 1 | 1 | 0.25 | 0.25 | 0.25 | 0.25 | 0.25 | 0.25 | 0.25 | 0.25 | 0.25 | 0.25 | 0.25 | 0.25 | 0.25 | 0.25 | 0.25 | 0.25 | 1 | 1 | From DOE Prototype Buildings
RetailStandalone INFIL_SCH_PNNL | Infiltration |  | SmrDsn¦Wkdy | 2014-01-01 | 2014-12-31 | Hourly | 1 | 1 | 1 | 1 | 1 | 1 | 0.25 | 0.25 | 0.25 | 0.25 | 0.25 | 0.25 | 0.25 | 0.25 | 0.25 | 0.25 | 0.25 | 0.25 | 0.25 | 0.25 | 0.25 | 1 | 1 | 1 | From DOE Prototype Buildings
RetailStandalone MinOA_MotorizedDamper_Sched | OA Air |  | Default | 2014-01-01 | 2014-12-31 | Hourly | 0 | 0 | 0 | 0 | 0 | 0 | 0 | 0 | 0 | 1 | 1 | 1 | 1 | 1 | 1 | 1 | 1 | 1 | 1 | 0 | 0 | 0 | 0 | 0 | From DOE Prototype Buildings
RetailStandalone MinOA_MotorizedDamper_Sched | OA Air |  | WntrDsn | 2014-01-01 | 2014-12-31 | Constant | 1 | [23 empty] | From DOE Prototype Buildings
RetailStandalone MinOA_MotorizedDamper_Sched | OA Air |  | SmrDsn¦Wkdy | 2014-01-01 | 2014-12-31 | Hourly | 0 | 0 | 0 | 0 | 0 | 0 | 0 | 1 | 1 | 1 | 1 | 1 | 1 | 1 | 1 | 1 | 1 | 1 | 1 | 1 | 1 | 0 | 0 | 0 | From DOE Prototype Buildings
RetailStandalone MinOA_MotorizedDamper_Sched | OA Air |  | Sat | 2014-01-01 | 2014-12-31 | Hourly | 0 | 0 | 0 | 0 | 0 | 0 | 0 | 1 | 1 | 1 | 1 | 1 | 1 | 1 | 1 | 1 | 1 | 1 | 1 | 1 | 1 | 1 | 0 | 0 | From DOE Prototype Buildings
RetailStandalone MinOA_Sched | OA Air |  | Default¦WntrDsn¦SmrDsn | 2014-01-01 | 2014-12-31 | Constant | 1 | [23 empty] | From DOE Prototype Buildings
RetailStandalone PlantOnSched | Unknown |  | Default¦WntrDsn¦SmrDsn | 2014-01-01 | 2014-12-31 | Constant | 1 | [23 empty] | From DOE Prototype Buildings
RetailStandalone PSZ_Econ_MaxOAFrac_Sch | Unknown |  | Default¦WntrDsn¦SmrDsn | 2014-01-01 | 2014-12-31 | Constant | 0.7
RetailStandalone ReheatCoilAvailSched | Unknown |  | Default¦WntrDsn¦SmrDsn | 2014-01-01 | 2014-12-31 | Constant | 1 | [23 empty] | From DOE Prototype Buildings
RetailStandalone Seasonal-Reset-Supply-Air-Temp-Sch | Unknown | C | Default¦WntrDsn¦SmrDsn | 2014-01-01 | 2014-12-31 | Constant | 13 | [23 empty] | From DOE Prototype Buildings
RetailStandalone Seasonal-Reset-Supply-Air-Temp-Sch | Unknown | C | Wknd¦Wkdy | 2014-10-01 | 2014-12-31 | Constant | 13 | [23 empty] | From DOE Prototype Buildings
RetailStandalone Seasonal-Reset-Supply-Air-Temp-Sch | Unknown | C | Wknd¦Wkdy | 2014-01-01 | 2014-03-31 | Constant | 13 | [23 empty] | From DOE Prototype Buildings
RetailStandalone SHADING_SCH | Unknown | W | Default¦WntrDsn¦SmrDsn | 2014-01-01 | 2014-12-31 | Constant | 0 | [23 empty] | From DOE Prototype Buildings
RetailStandalone WORK_EFF_SCH | Unknown |  | Default¦WntrDsn¦SmrDsn | 2014-01-01 | 2014-12-31 | Constant | 0 | [23 empty] | From DOE Prototype Buildings
RetailStripmall ACTIVITY_SCH | Activity | W | Default¦WntrDsn¦SmrDsn | 2014-01-01 | 2014-12-31 | Constant | 120 | [23 empty] | From DOE Prototype Buildings
RetailStripmall AIR_VELO_SCH | Unknown | W | Default¦WntrDsn¦SmrDsn | 2014-01-01 | 2014-12-31 | Constant | 0.2 | [23 empty] | From DOE Prototype Buildings
RetailStripmall ALWAYS_ON | Unknown |  | Default¦WntrDsn¦SmrDsn | 2014-01-01 | 2014-12-31 | Constant | 1 | [23 empty] | From DOE Prototype Buildings
RetailStripmall CLOTHING_SCH | Clothing | W | Default¦SmrDsn | 2014-01-01 | 2014-12-31 | Constant | 0.5 | [23 empty] | From DOE Prototype Buildings
RetailStripmall CLOTHING_SCH | Clothing | W | WntrDsn | 2014-01-01 | 2014-12-31 | Constant | 1 | [23 empty] | From DOE Prototype Buildings
RetailStripmall CLOTHING_SCH | Clothing | W | Wknd¦Wkdy | 2014-10-01 | 2014-12-31 | Constant | 1 | [23 empty] | From DOE Prototype Buildings
RetailStripmall CLOTHING_SCH | Clothing | W | Wknd¦Wkdy | 2014-01-01 | 2014-04-30 | Constant | 1 | [23 empty] | From DOE Prototype Buildings
RetailStripmall Dual Zone Control Type Sched | Unknown |  | Default¦WntrDsn¦SmrDsn | 2014-01-01 | 2014-12-31 | Constant | 4 | [23 empty] | From DOE Prototype Buildings
RetailStripmall Exterior_Lgt_189_1 | Unknown |  | Default¦WntrDsn¦SmrDsn | 2014-01-01 | 2014-12-31 | Hourly | 0.5 | 0.5 | 0.5 | 0.5 | 0.5 | 0.5 | 0.5 | 0.5 | 0.5 | 1 | 1 | 1 | 1 | 1 | 1 | 1 | 1 | 1 | 1 | 1 | 1 | 1 | 1 | 1 | From DOE Prototype Buildings
RetailStripmall Exterior_Lgt_ALWAYS_ON | Unknown |  | Default¦WntrDsn¦SmrDsn | 2014-01-01 | 2014-12-31 | Constant | 1 | [23 empty] | From DOE Prototype Buildings
RetailStripmall Exterior_lighting_schedule_a | Lighting |  | Default¦WntrDsn¦SmrDsn | 2014-01-01 | 2014-12-31 | Hourly | 0 | 0 | 0 | 0 | 0 | 0 | 1 | 1 | 1 | 1 | 1 | 1 | 1 | 1 | 1 | 1 | 1 | 1 | 1 | 1 | 1 | 1 | 1 | 1 | From DOE Prototype Buildings
RetailStripmall Exterior_lighting_schedule_b | Lighting |  | Default¦WntrDsn¦SmrDsn | 2014-01-01 | 2014-12-31 | Hourly | 0.7 | 0.7 | 0.7 | 0.7 | 0.7 | 0.7 | 1 | 1 | 1 | 1 | 1 | 1 | 1 | 1 | 1 | 1 | 1 | 1 | 1 | 1 | 1 | 1 | 1 | 1 | From DOE Prototype Buildings
RetailStripmall Hot Water Setpoint Temp Schedule | Unknown | W | Default¦WntrDsn¦SmrDsn | 2014-01-01 | 2014-12-31 | Constant | 60 | [23 empty] | From DOE Prototype Buildings
RetailStripmall INFIL_Door_Opening_SCH | Infiltration |  | Default¦WntrDsn¦SmrDsn | 2014-01-01 | 2014-12-31 | Hourly | 0 | 0 | 0 | 0 | 0 | 0 | 0 | 0 | 0.144 | 0.144 | 0.144 | 0.144 | 1 | 1 | 1 | 1 | 1 | 1 | 0.144 | 0.144 | 0 | 0 | 0 | 0 | From DOE Prototype Buildings
RetailStripmall INFIL_Door_Opening_SCH_2013 | Infiltration |  | Default¦WntrDsn¦SmrDsn | 2014-01-01 | 2014-12-31 | Hourly | 0 | 0 | 0 | 0 | 0 | 0 | 0 | 0 | 0.131 | 0.131 | 0.131 | 0.131 | 1 | 1 | 1 | 1 | 1 | 1 | 0.131 | 0.131 | 0 | 0 | 0 | 0 | From DOE Prototype Buildings
RetailStripmall MinOA_Sched | OA Air |  | Default¦WntrDsn¦SmrDsn | 2014-01-01 | 2014-12-31 | Constant | 1 | [23 empty] | From DOE Prototype Buildings
RetailStripmall Type1_CLGSETP_SCH_NO_OPTIMUM | Thermostat Setpoint | C | Default | 2014-01-01 | 2014-12-31 | Hourly | 26.67 | 26.67 | 26.67 | 26.67 | 26.67 | 26.67 | 26.67 | 26.67 | 23.89 | 23.89 | 23.89 | 23.89 | 23.89 | 23.89 | 23.89 | 23.89 | 23.89 | 23.89 | 23.89 | 23.89 | 23.89 | 23.89 | 23.89 | 23.89 | From DOE Prototype Buildings
RetailStripmall Type1_CLGSETP_SCH_NO_OPTIMUM | Thermostat Setpoint | C | WntrDsn | 2014-01-01 | 2014-12-31 | Constant | 29.44 | [23 empty] | From DOE Prototype Buildings
RetailStripmall Type1_CLGSETP_SCH_NO_OPTIMUM | Thermostat Setpoint | C | SmrDsn | 2014-01-01 | 2014-12-31 | Hourly | 29.44 | 29.44 | 29.44 | 29.44 | 29.44 | 29.44 | 29.44 | 29.44 | 26.67 | 23.89 | 23.89 | 23.89 | 23.89 | 23.89 | 23.89 | 23.89 | 23.89 | 23.89 | 23.89 | 23.89 | 23.89 | 23.89 | 23.89 | 23.89 | From DOE Prototype Buildings
RetailStripmall Type1_CLGSETP_SCH_NO_OPTIMUM | Thermostat Setpoint | C | Sat¦Fri | 2014-01-01 | 2014-12-31 | Hourly | 23.89 | 29.44 | 29.44 | 29.44 | 29.44 | 29.44 | 29.44 | 29.44 | 23.89 | 23.89 | 23.89 | 23.89 | 23.89 | 23.89 | 23.89 | 23.89 | 23.89 | 23.89 | 23.89 | 23.89 | 23.89 | 23.89 | 23.89 | 23.89 | From DOE Prototype Buildings
RetailStripmall Type1_CLGSETP_SCH_NO_OPTIMUM | Thermostat Setpoint | C | Mon¦Tue¦Wed¦Thu | 2014-01-01 | 2014-12-31 | Hourly | 29.44 | 29.44 | 29.44 | 29.44 | 29.44 | 29.44 | 29.44 | 29.44 | 23.89 | 23.89 | 23.89 | 23.89 | 23.89 | 23.89 | 23.89 | 23.89 | 23.89 | 23.89 | 23.89 | 23.89 | 23.89 | 23.89 | 23.89 | 23.89 | From DOE Prototype Buildings
RetailStripmall Type1_CLGSETP_SCH_NO_SETBACK | Thermostat Setpoint | C | Default¦Sat¦Fri¦Mon¦Tue¦Wed¦Thu | 2014-01-01 | 2014-12-31 | Constant | 23.89 | [23 empty] | From DOE Prototype Buildings
RetailStripmall Type1_CLGSETP_SCH_NO_SETBACK | Thermostat Setpoint | C | WntrDsn | 2014-01-01 | 2014-12-31 | Constant | 29.44 | [23 empty] | From DOE Prototype Buildings
RetailStripmall Type1_CLGSETP_SCH_NO_SETBACK | Thermostat Setpoint | C | SmrDsn | 2014-01-01 | 2014-12-31 | Hourly | 29.44 | 29.44 | 29.44 | 29.44 | 29.44 | 29.44 | 29.44 | 29.44 | 26.67 | 23.89 | 23.89 | 23.89 | 23.89 | 23.89 | 23.89 | 23.89 | 23.89 | 23.89 | 23.89 | 23.89 | 23.89 | 23.89 | 23.89 | 23.89 | From DOE Prototype Buildings
RetailStripmall Type1_CLGSETP_SCH_YES_OPTIMUM | Thermostat Setpoint | C | Default | 2014-01-01 | 2014-12-31 | Hourly | 26.67 | 26.67 | 26.67 | 26.67 | 26.67 | 26.67 | 26.67 | 26.67 | 23.89 | 23.89 | 23.89 | 23.89 | 23.89 | 23.89 | 23.89 | 23.89 | 23.89 | 23.89 | 23.89 | 23.89 | 23.89 | 23.89 | 23.89 | 23.89 | From DOE Prototype Buildings
RetailStripmall Type1_CLGSETP_SCH_YES_OPTIMUM | Thermostat Setpoint | C | WntrDsn | 2014-01-01 | 2014-12-31 | Constant | 29.44 | [23 empty] | From DOE Prototype Buildings
RetailStripmall Type1_CLGSETP_SCH_YES_OPTIMUM | Thermostat Setpoint | C | SmrDsn¦Mon¦Tue¦Wed¦Thu | 2014-01-01 | 2014-12-31 | Hourly | 29.44 | 29.44 | 29.44 | 29.44 | 29.44 | 29.44 | 29.44 | 29.44 | 26.67 | 23.89 | 23.89 | 23.89 | 23.89 | 23.89 | 23.89 | 23.89 | 23.89 | 23.89 | 23.89 | 23.89 | 23.89 | 23.89 | 23.89 | 23.89 | From DOE Prototype Buildings
RetailStripmall Type1_CLGSETP_SCH_YES_OPTIMUM | Thermostat Setpoint | C | Sat¦Fri | 2014-01-01 | 2014-12-31 | Hourly | 23.89 | 29.44 | 29.44 | 29.44 | 29.44 | 29.44 | 29.44 | 29.44 | 26.67 | 23.89 | 23.89 | 23.89 | 23.89 | 23.89 | 23.89 | 23.89 | 23.89 | 23.89 | 23.89 | 23.89 | 23.89 | 23.89 | 23.89 | 23.89 | From DOE Prototype Buildings
RetailStripmall Type1_EQUIP_SCH | Equipment |  | Default¦Mon¦Tue¦Wed¦Thu | 2014-01-01 | 2014-12-31 | Hourly | 0.05 | 0.05 | 0.05 | 0.05 | 0.05 | 0.05 | 0.05 | 0.05 | 0.05 | 0.5 | 0.9 | 0.9 | 0.9 | 0.9 | 0.9 | 0.9 | 0.9 | 0.9 | 0.9 | 0.9 | 0.9 | 0.9 | 0.9 | 0.5 | From DOE Prototype Buildings
RetailStripmall Type1_EQUIP_SCH | Equipment |  | WntrDsn | 2014-01-01 | 2014-12-31 | Constant | 0 | [23 empty] | From DOE Prototype Buildings
RetailStripmall Type1_EQUIP_SCH | Equipment |  | SmrDsn | 2014-01-01 | 2014-12-31 | Constant | 1 | [23 empty] | From DOE Prototype Buildings
RetailStripmall Type1_EQUIP_SCH | Equipment |  | Sat¦Fri | 2014-01-01 | 2014-12-31 | Hourly | 0.5 | 0.05 | 0.05 | 0.05 | 0.05 | 0.05 | 0.05 | 0.05 | 0.05 | 0.5 | 0.9 | 0.9 | 0.9 | 0.9 | 0.9 | 0.9 | 0.9 | 0.9 | 0.9 | 0.9 | 0.9 | 0.9 | 0.9 | 0.9 | From DOE Prototype Buildings
RetailStripmall Type1_FAN_SCH | Unknown |  | Default¦SmrDsn¦Mon¦Tue¦Wed¦Thu | 2014-01-01 | 2014-12-31 | Hourly | 0 | 0 | 0 | 0 | 0 | 0 | 0 | 0 | 1 | 1 | 1 | 1 | 1 | 1 | 1 | 1 | 1 | 1 | 1 | 1 | 1 | 1 | 1 | 1 | From DOE Prototype Buildings
RetailStripmall Type1_FAN_SCH | Unknown |  | WntrDsn¦Sat¦Fri | 2014-01-01 | 2014-12-31 | Hourly | 1 | 0 | 0 | 0 | 0 | 0 | 0 | 0 | 1 | 1 | 1 | 1 | 1 | 1 | 1 | 1 | 1 | 1 | 1 | 1 | 1 | 1 | 1 | 1 | From DOE Prototype Buildings
RetailStripmall Type1_HTGSETP_SCH_NO_OPTIMUM | Thermostat Setpoint | C | Default¦Sat¦Fri | 2014-01-01 | 2014-12-31 | Hourly | 15.56 | 15.56 | 15.56 | 15.56 | 15.56 | 15.56 | 15.56 | 15.56 | 21.11 | 21.11 | 21.11 | 21.11 | 21.11 | 21.11 | 21.11 | 21.11 | 21.11 | 21.11 | 21.11 | 21.11 | 21.11 | 21.11 | 21.11 | 21.11 | From DOE Prototype Buildings
RetailStripmall Type1_HTGSETP_SCH_NO_OPTIMUM | Thermostat Setpoint | C | WntrDsn | 2014-01-01 | 2014-12-31 | Hourly | 21.11 | 15.56 | 15.56 | 15.56 | 15.56 | 15.56 | 15.56 | 15.56 | 18.33 | 21.11 | 21.11 | 21.11 | 21.11 | 21.11 | 21.11 | 21.11 | 21.11 | 21.11 | 21.11 | 21.11 | 21.11 | 21.11 | 21.11 | 21.11 | From DOE Prototype Buildings
RetailStripmall Type1_HTGSETP_SCH_NO_OPTIMUM | Thermostat Setpoint | C | SmrDsn | 2014-01-01 | 2014-12-31 | Constant | 15.56 | [23 empty] | From DOE Prototype Buildings
RetailStripmall Type1_HTGSETP_SCH_NO_OPTIMUM | Thermostat Setpoint | C | Mon¦Tue¦Wed¦Thu | 2014-01-01 | 2014-12-31 | Hourly | 21.11 | 15.56 | 15.56 | 15.56 | 15.56 | 15.56 | 15.56 | 15.56 | 21.11 | 21.11 | 21.11 | 21.11 | 21.11 | 21.11 | 21.11 | 21.11 | 21.11 | 21.11 | 21.11 | 21.11 | 21.11 | 21.11 | 21.11 | 21.11 | From DOE Prototype Buildings
RetailStripmall Type1_HTGSETP_SCH_YES_OPTIMUM | Thermostat Setpoint | C | Default¦Sat¦Fri | 2014-01-01 | 2014-12-31 | Hourly | 15.56 | 15.56 | 15.56 | 15.56 | 15.56 | 15.56 | 15.56 | 15.56 | 18.33 | 21.11 | 21.11 | 21.11 | 21.11 | 21.11 | 21.11 | 21.11 | 21.11 | 21.11 | 21.11 | 21.11 | 21.11 | 21.11 | 21.11 | 21.11 | From DOE Prototype Buildings
RetailStripmall Type1_HTGSETP_SCH_YES_OPTIMUM | Thermostat Setpoint | C | WntrDsn¦Mon¦Tue¦Wed¦Thu | 2014-01-01 | 2014-12-31 | Hourly | 21.11 | 15.56 | 15.56 | 15.56 | 15.56 | 15.56 | 15.56 | 15.56 | 18.33 | 21.11 | 21.11 | 21.11 | 21.11 | 21.11 | 21.11 | 21.11 | 21.11 | 21.11 | 21.11 | 21.11 | 21.11 | 21.11 | 21.11 | 21.11 | From DOE Prototype Buildings
RetailStripmall Type1_HTGSETP_SCH_YES_OPTIMUM | Thermostat Setpoint | C | SmrDsn | 2014-01-01 | 2014-12-31 | Constant | 15.56 | [23 empty] | From DOE Prototype Buildings
RetailStripmall Type1_Infil_SCH | Infiltration |  | Default¦SmrDsn¦Mon¦Tue¦Wed¦Thu | 2014-01-01 | 2014-12-31 | Hourly | 1 | 1 | 1 | 1 | 1 | 1 | 1 | 1 | 0.25 | 0.25 | 0.25 | 0.25 | 0.25 | 0.25 | 0.25 | 0.25 | 0.25 | 0.25 | 0.25 | 0.25 | 0.25 | 0.25 | 0.25 | 0.25 | From DOE Prototype Buildings
RetailStripmall Type1_Infil_SCH | Infiltration |  | WntrDsn¦Sat¦Fri | 2014-01-01 | 2014-12-31 | Hourly | 0.25 | 1 | 1 | 1 | 1 | 1 | 1 | 1 | 0.25 | 0.25 | 0.25 | 0.25 | 0.25 | 0.25 | 0.25 | 0.25 | 0.25 | 0.25 | 0.25 | 0.25 | 0.25 | 0.25 | 0.25 | 0.25 | From DOE Prototype Buildings
RetailStripmall Type1_LIGHT_SCH | Lighting |  | Default¦Mon¦Tue¦Wed¦Thu | 2014-01-01 | 2014-12-31 | Hourly | 0.05 | 0.05 | 0.05 | 0.05 | 0.05 | 0.05 | 0.05 | 0.05 | 0.05 | 0.5 | 0.95 | 0.95 | 0.95 | 0.95 | 0.95 | 0.95 | 0.95 | 0.95 | 0.95 | 0.95 | 0.95 | 0.95 | 0.95 | 0.5 | From DOE Prototype Buildings
RetailStripmall Type1_LIGHT_SCH | Lighting |  | WntrDsn | 2014-01-01 | 2014-12-31 | Constant | 0 | [23 empty] | From DOE Prototype Buildings
RetailStripmall Type1_LIGHT_SCH | Lighting |  | SmrDsn | 2014-01-01 | 2014-12-31 | Constant | 1 | [23 empty] | From DOE Prototype Buildings
RetailStripmall Type1_LIGHT_SCH | Lighting |  | Sat¦Fri | 2014-01-01 | 2014-12-31 | Hourly | 0.5 | 0.05 | 0.05 | 0.05 | 0.05 | 0.05 | 0.05 | 0.05 | 0.05 | 0.5 | 0.95 | 0.95 | 0.95 | 0.95 | 0.95 | 0.95 | 0.95 | 0.95 | 0.95 | 0.95 | 0.95 | 0.95 | 0.95 | 0.95 | From DOE Prototype Buildings
RetailStripmall Type1_LIGHT_SCH_2010 | Lighting |  | Default¦Mon¦Tue¦Wed¦Thu | 2014-01-01 | 2014-12-31 | Hourly | 0.05 | 0.05 | 0.05 | 0.05 | 0.05 | 0.05 | 0.05 | 0.05 | 0.04991 | 0.04991 | 0.94829 | 0.94829 | 0.94829 | 0.94829 | 0.94829 | 0.94829 | 0.94829 | 0.94829 | 0.94829 | 0.94829 | 0.94829 | 0.94829 | 0.94829 | 0.4991 | From DOE Prototype Buildings
RetailStripmall Type1_LIGHT_SCH_2010 | Lighting |  | WntrDsn | 2014-01-01 | 2014-12-31 | Constant | 0 | [23 empty] | From DOE Prototype Buildings
RetailStripmall Type1_LIGHT_SCH_2010 | Lighting |  | SmrDsn | 2014-01-01 | 2014-12-31 | Constant | 1 | [23 empty] | From DOE Prototype Buildings
RetailStripmall Type1_LIGHT_SCH_2010 | Lighting |  | Sat¦Fri | 2014-01-01 | 2014-12-31 | Hourly | 0.4991 | 0.05 | 0.05 | 0.05 | 0.05 | 0.05 | 0.05 | 0.05 | 0.05 | 0.4991 | 0.94829 | 0.94829 | 0.94829 | 0.94829 | 0.94829 | 0.94829 | 0.94829 | 0.94829 | 0.94829 | 0.94829 | 0.94829 | 0.94829 | 0.94829 | 0.94829 | From DOE Prototype Buildings
RetailStripmall Type1_LIGHT_SCH_2013 | Lighting |  | Default¦Mon¦Tue¦Wed¦Thu | 2014-01-01 | 2014-12-31 | Hourly | 0.05 | 0.05 | 0.05 | 0.05 | 0.05 | 0.05 | 0.05 | 0.05 | 0.04991 | 0.4991 | 0.94829 | 0.94829 | 0.94829 | 0.94829 | 0.94829 | 0.94829 | 0.94829 | 0.94829 | 0.94829 | 0.94829 | 0.94829 | 0.94829 | 0.94829 | 0.4991 | From DOE Prototype Buildings
RetailStripmall Type1_LIGHT_SCH_2013 | Lighting |  | WntrDsn | 2014-01-01 | 2014-12-31 | Constant | 0 | [23 empty] | From DOE Prototype Buildings
RetailStripmall Type1_LIGHT_SCH_2013 | Lighting |  | SmrDsn | 2014-01-01 | 2014-12-31 | Constant | 1 | [23 empty] | From DOE Prototype Buildings
RetailStripmall Type1_LIGHT_SCH_2013 | Lighting |  | Sat¦Fri | 2014-01-01 | 2014-12-31 | Hourly | 0.4991 | 0.05 | 0.05 | 0.05 | 0.05 | 0.05 | 0.05 | 0.05 | 0.05 | 0.4991 | 0.94829 | 0.94829 | 0.94829 | 0.94829 | 0.94829 | 0.94829 | 0.94829 | 0.94829 | 0.94829 | 0.94829 | 0.94829 | 0.94829 | 0.94829 | 0.94829 | From DOE Prototype Buildings
RetailStripmall Type1_MinOA_MotorizedDamper_SCH | OA Air |  | Default¦SmrDsn¦Mon¦Tue¦Wed¦Thu | 2014-01-01 | 2014-12-31 | Hourly | 0 | 0 | 0 | 0 | 0 | 0 | 0 | 0 | 0 | 1 | 1 | 1 | 1 | 1 | 1 | 1 | 1 | 1 | 1 | 1 | 1 | 1 | 1 | 1 | From DOE Prototype Buildings
RetailStripmall Type1_MinOA_MotorizedDamper_SCH | OA Air |  | WntrDsn¦Sat¦Fri | 2014-01-01 | 2014-12-31 | Hourly | 1 | 0 | 0 | 0 | 0 | 0 | 0 | 0 | 0 | 1 | 1 | 1 | 1 | 1 | 1 | 1 | 1 | 1 | 1 | 1 | 1 | 1 | 1 | 1 | From DOE Prototype Buildings
RetailStripmall Type1_OCC_SCH | Occupancy |  | Default | 2014-01-01 | 2014-12-31 | Hourly | 0 | 0 | 0 | 0 | 0 | 0 | 0 | 0 | 0.05 | 0.05 | 0.1 | 0.2 | 0.4 | 0.6 | 0.4 | 0.4 | 0.3 | 0.6 | 0.6 | 0.4 | 0.4 | 0.3 | 0.2 | 0.05 | From DOE Prototype Buildings
RetailStripmall Type1_OCC_SCH | Occupancy |  | WntrDsn | 2014-01-01 | 2014-12-31 | Constant | 0 | [23 empty] | From DOE Prototype Buildings
RetailStripmall Type1_OCC_SCH | Occupancy |  | SmrDsn | 2014-01-01 | 2014-12-31 | Constant | 1 | [23 empty] | From DOE Prototype Buildings
RetailStripmall Type1_OCC_SCH | Occupancy |  | Sat¦Fri | 2014-01-01 | 2014-12-31 | Hourly | 0.05 | 0 | 0 | 0 | 0 | 0 | 0 | 0 | 0 | 0.05 | 0.1 | 0.1 | 0.2 | 0.6 | 0.4 | 0.25 | 0.25 | 0.5 | 0.5 | 0.5 | 0.3 | 0.3 | 0.3 | 0.2 | From DOE Prototype Buildings
RetailStripmall Type1_OCC_SCH | Occupancy |  | Mon¦Tue¦Wed¦Thu | 2014-01-01 | 2014-12-31 | Hourly | 0 | 0 | 0 | 0 | 0 | 0 | 0 | 0 | 0.05 | 0.05 | 0.1 | 0.1 | 0.2 | 0.4 | 0.4 | 0.25 | 0.25 | 0.5 | 0.5 | 0.5 | 0.3 | 0.3 | 0.3 | 0.05 | From DOE Prototype Buildings
RetailStripmall Type1_SWH_SCH | Service Water Heating |  | Default | 2014-01-01 | 2014-12-31 | Hourly | 0 | 0 | 0 | 0 | 0 | 0 | 0 | 0 | 0.1 | 0.14 | 0.29 | 0.31 | 0.36 | 0.36 | 0.34 | 0.35 | 0.37 | 0.34 | 0.25 | 0.27 | 0.21 | 0.16 | 0.16 | 0.1 | From DOE Prototype Buildings
RetailStripmall Type1_SWH_SCH | Service Water Heating |  | WntrDsn¦Sat¦Fri | 2014-01-01 | 2014-12-31 | Hourly | 0.13 | 0 | 0 | 0 | 0 | 0 | 0 | 0 | 0 | 0.2 | 0.23 | 0.32 | 0.41 | 0.65 | 0.6 | 0.55 | 0.45 | 0.5 | 0.46 | 0.47 | 0.34 | 0.33 | 0.23 | 0.13 | From DOE Prototype Buildings
RetailStripmall Type1_SWH_SCH | Service Water Heating |  | SmrDsn¦Mon¦Tue¦Wed¦Thu | 2014-01-01 | 2014-12-31 | Hourly | 0 | 0 | 0 | 0 | 0 | 0 | 0 | 0.04 | 0.04 | 0.15 | 0.23 | 0.32 | 0.41 | 0.62 | 0.6 | 0.55 | 0.45 | 0.5 | 0.46 | 0.47 | 0.34 | 0.33 | 0.23 | 0.13 | From DOE Prototype Buildings
RetailStripmall Type2_CLGSETP_SCH_NO_OPTIMUM | Thermostat Setpoint | C | Default | 2014-01-01 | 2014-12-31 | Hourly | 29.44 | 29.44 | 29.44 | 29.44 | 29.44 | 29.44 | 29.44 | 29.44 | 23.89 | 23.89 | 23.89 | 23.89 | 23.89 | 23.89 | 23.89 | 23.89 | 23.89 | 29.44 | 29.44 | 29.44 | 29.44 | 29.44 | 29.44 | 29.44 | From DOE Prototype Buildings
RetailStripmall Type2_CLGSETP_SCH_NO_OPTIMUM | Thermostat Setpoint | C | WntrDsn | 2014-01-01 | 2014-12-31 | Constant | 29.44 | [23 empty] | From DOE Prototype Buildings
RetailStripmall Type2_CLGSETP_SCH_NO_OPTIMUM | Thermostat Setpoint | C | SmrDsn | 2014-01-01 | 2014-12-31 | Hourly | 29.44 | 29.44 | 29.44 | 29.44 | 29.44 | 29.44 | 29.44 | 26.67 | 23.89 | 23.89 | 23.89 | 23.89 | 23.89 | 23.89 | 23.89 | 23.89 | 23.89 | 23.89 | 23.89 | 23.89 | 29.44 | 29.44 | 29.44 | 29.44 | From DOE Prototype Buildings
RetailStripmall Type2_CLGSETP_SCH_NO_OPTIMUM | Thermostat Setpoint | C | Sat | 2014-01-01 | 2014-12-31 | Hourly | 29.44 | 29.44 | 29.44 | 29.44 | 29.44 | 29.44 | 29.44 | 23.89 | 23.89 | 23.89 | 23.89 | 23.89 | 23.89 | 23.89 | 23.89 | 23.89 | 23.89 | 23.89 | 29.44 | 29.44 | 29.44 | 29.44 | 29.44 | 29.44 | From DOE Prototype Buildings
RetailStripmall Type2_CLGSETP_SCH_NO_OPTIMUM | Thermostat Setpoint | C | Wkdy | 2014-01-01 | 2014-12-31 | Hourly | 29.44 | 29.44 | 29.44 | 29.44 | 29.44 | 29.44 | 29.44 | 23.89 | 23.89 | 23.89 | 23.89 | 23.89 | 23.89 | 23.89 | 23.89 | 23.89 | 23.89 | 23.89 | 23.89 | 23.89 | 29.44 | 29.44 | 29.44 | 29.44 | From DOE Prototype Buildings
RetailStripmall Type2_CLGSETP_SCH_NO_SETBACK | Thermostat Setpoint | C | Default¦Sat¦Wkdy | 2014-01-01 | 2014-12-31 | Constant | 23.89 | [23 empty] | From DOE Prototype Buildings
RetailStripmall Type2_CLGSETP_SCH_NO_SETBACK | Thermostat Setpoint | C | WntrDsn | 2014-01-01 | 2014-12-31 | Constant | 29.44 | [23 empty] | From DOE Prototype Buildings
RetailStripmall Type2_CLGSETP_SCH_NO_SETBACK | Thermostat Setpoint | C | SmrDsn | 2014-01-01 | 2014-12-31 | Hourly | 29.44 | 29.44 | 29.44 | 29.44 | 29.44 | 29.44 | 29.44 | 26.67 | 23.89 | 23.89 | 23.89 | 23.89 | 23.89 | 23.89 | 23.89 | 23.89 | 23.89 | 23.89 | 23.89 | 23.89 | 29.44 | 29.44 | 29.44 | 29.44 | From DOE Prototype Buildings
RetailStripmall Type2_CLGSETP_SCH_YES_OPTIMUM | Thermostat Setpoint | C | Default | 2014-01-01 | 2014-12-31 | Hourly | 29.44 | 29.44 | 29.44 | 29.44 | 29.44 | 29.44 | 29.44 | 29.44 | 26.67 | 23.89 | 23.89 | 23.89 | 23.89 | 23.89 | 23.89 | 23.89 | 23.89 | 29.44 | 29.44 | 29.44 | 29.44 | 29.44 | 29.44 | 29.44 | From DOE Prototype Buildings
RetailStripmall Type2_CLGSETP_SCH_YES_OPTIMUM | Thermostat Setpoint | C | WntrDsn | 2014-01-01 | 2014-12-31 | Constant | 29.44 | [23 empty] | From DOE Prototype Buildings
RetailStripmall Type2_CLGSETP_SCH_YES_OPTIMUM | Thermostat Setpoint | C | SmrDsn¦Wkdy | 2014-01-01 | 2014-12-31 | Hourly | 29.44 | 29.44 | 29.44 | 29.44 | 29.44 | 29.44 | 29.44 | 26.67 | 23.89 | 23.89 | 23.89 | 23.89 | 23.89 | 23.89 | 23.89 | 23.89 | 23.89 | 23.89 | 23.89 | 23.89 | 29.44 | 29.44 | 29.44 | 29.44 | From DOE Prototype Buildings
RetailStripmall Type2_CLGSETP_SCH_YES_OPTIMUM | Thermostat Setpoint | C | Sat | 2014-01-01 | 2014-12-31 | Hourly | 29.44 | 29.44 | 29.44 | 29.44 | 29.44 | 29.44 | 29.44 | 26.67 | 23.89 | 23.89 | 23.89 | 23.89 | 23.89 | 23.89 | 23.89 | 23.89 | 23.89 | 23.89 | 29.44 | 29.44 | 29.44 | 29.44 | 29.44 | 29.44 | From DOE Prototype Buildings
RetailStripmall Type2_EQUIP_SCH | Equipment |  | Default | 2014-01-01 | 2014-12-31 | Hourly | 0.05 | 0.05 | 0.05 | 0.05 | 0.05 | 0.05 | 0.05 | 0.05 | 0.05 | 0.5 | 0.9 | 0.9 | 0.9 | 0.9 | 0.9 | 0.9 | 0.9 | 0.5 | 0.05 | 0.05 | 0.05 | 0.05 | 0.05 | 0.05 | From DOE Prototype Buildings
RetailStripmall Type2_EQUIP_SCH | Equipment |  | WntrDsn | 2014-01-01 | 2014-12-31 | Constant | 0 | [23 empty] | From DOE Prototype Buildings
RetailStripmall Type2_EQUIP_SCH | Equipment |  | SmrDsn | 2014-01-01 | 2014-12-31 | Constant | 1 | [23 empty] | From DOE Prototype Buildings
RetailStripmall Type2_EQUIP_SCH | Equipment |  | Sat | 2014-01-01 | 2014-12-31 | Hourly | 0.05 | 0.05 | 0.05 | 0.05 | 0.05 | 0.05 | 0.05 | 0.05 | 0.5 | 0.9 | 0.9 | 0.9 | 0.9 | 0.9 | 0.9 | 0.9 | 0.9 | 0.9 | 0.5 | 0.05 | 0.05 | 0.05 | 0.05 | 0.05 | From DOE Prototype Buildings
RetailStripmall Type2_EQUIP_SCH | Equipment |  | Wkdy | 2014-01-01 | 2014-12-31 | Hourly | 0.05 | 0.05 | 0.05 | 0.05 | 0.05 | 0.05 | 0.05 | 0.05 | 0.5 | 0.9 | 0.9 | 0.9 | 0.9 | 0.9 | 0.9 | 0.9 | 0.9 | 0.9 | 0.9 | 0.9 | 0.5 | 0.05 | 0.05 | 0.05 | From DOE Prototype Buildings
RetailStripmall Type2_FAN_SCH | Unknown |  | Default | 2014-01-01 | 2014-12-31 | Hourly | 0 | 0 | 0 | 0 | 0 | 0 | 0 | 0 | 1 | 1 | 1 | 1 | 1 | 1 | 1 | 1 | 1 | 1 | 0 | 0 | 0 | 0 | 0 | 0 | From DOE Prototype Buildings
RetailStripmall Type2_FAN_SCH | Unknown |  | WntrDsn¦Sat | 2014-01-01 | 2014-12-31 | Hourly | 0 | 0 | 0 | 0 | 0 | 0 | 0 | 1 | 1 | 1 | 1 | 1 | 1 | 1 | 1 | 1 | 1 | 1 | 1 | 0 | 0 | 0 | 0 | 0 | From DOE Prototype Buildings
RetailStripmall Type2_FAN_SCH | Unknown |  | SmrDsn¦Wkdy | 2014-01-01 | 2014-12-31 | Hourly | 0 | 0 | 0 | 0 | 0 | 0 | 0 | 1 | 1 | 1 | 1 | 1 | 1 | 1 | 1 | 1 | 1 | 1 | 1 | 1 | 1 | 0 | 0 | 0 | From DOE Prototype Buildings
RetailStripmall Type2_HTGSETP_SCH_NO_OPTIMUM | Thermostat Setpoint | C | Default | 2014-01-01 | 2014-12-31 | Hourly | 15.56 | 15.56 | 15.56 | 15.56 | 15.56 | 15.56 | 15.56 | 15.56 | 21.11 | 21.11 | 21.11 | 21.11 | 21.11 | 21.11 | 21.11 | 21.11 | 21.11 | 21.11 | 15.56 | 15.56 | 15.56 | 15.56 | 15.56 | 15.56 | From DOE Prototype Buildings
RetailStripmall Type2_HTGSETP_SCH_NO_OPTIMUM | Thermostat Setpoint | C | WntrDsn | 2014-01-01 | 2014-12-31 | Hourly | 15.56 | 15.56 | 15.56 | 15.56 | 15.56 | 15.56 | 15.56 | 18.33 | 21.11 | 21.11 | 21.11 | 21.11 | 21.11 | 21.11 | 21.11 | 21.11 | 21.11 | 21.11 | 21.11 | 21.11 | 21.11 | 15.56 | 15.56 | 15.56 | From DOE Prototype Buildings
RetailStripmall Type2_HTGSETP_SCH_NO_OPTIMUM | Thermostat Setpoint | C | SmrDsn | 2014-01-01 | 2014-12-31 | Constant | 15.56 | [23 empty] | From DOE Prototype Buildings
RetailStripmall Type2_HTGSETP_SCH_NO_OPTIMUM | Thermostat Setpoint | C | Sat | 2014-01-01 | 2014-12-31 | Hourly | 15.56 | 15.56 | 15.56 | 15.56 | 15.56 | 15.56 | 15.56 | 21.11 | 21.11 | 21.11 | 21.11 | 21.11 | 21.11 | 21.11 | 21.11 | 21.11 | 21.11 | 21.11 | 21.11 | 15.56 | 15.56 | 15.56 | 15.56 | 15.56 | From DOE Prototype Buildings
RetailStripmall Type2_HTGSETP_SCH_NO_OPTIMUM | Thermostat Setpoint | C | Wkdy | 2014-01-01 | 2014-12-31 | Hourly | 15.56 | 15.56 | 15.56 | 15.56 | 15.56 | 15.56 | 15.56 | 21.11 | 21.11 | 21.11 | 21.11 | 21.11 | 21.11 | 21.11 | 21.11 | 21.11 | 21.11 | 21.11 | 21.11 | 21.11 | 21.11 | 15.56 | 15.56 | 15.56 | From DOE Prototype Buildings
RetailStripmall Type2_HTGSETP_SCH_YES_OPTIMUM | Thermostat Setpoint | C | Default | 2014-01-01 | 2014-12-31 | Hourly | 15.56 | 15.56 | 15.56 | 15.56 | 15.56 | 15.56 | 15.56 | 15.56 | 18.33 | 21.11 | 21.11 | 21.11 | 21.11 | 21.11 | 21.11 | 21.11 | 21.11 | 21.11 | 15.56 | 15.56 | 15.56 | 15.56 | 15.56 | 15.56 | From DOE Prototype Buildings
RetailStripmall Type2_HTGSETP_SCH_YES_OPTIMUM | Thermostat Setpoint | C | WntrDsn¦Wkdy | 2014-01-01 | 2014-12-31 | Hourly | 15.56 | 15.56 | 15.56 | 15.56 | 15.56 | 15.56 | 15.56 | 18.33 | 21.11 | 21.11 | 21.11 | 21.11 | 21.11 | 21.11 | 21.11 | 21.11 | 21.11 | 21.11 | 21.11 | 21.11 | 21.11 | 15.56 | 15.56 | 15.56 | From DOE Prototype Buildings
RetailStripmall Type2_HTGSETP_SCH_YES_OPTIMUM | Thermostat Setpoint | C | SmrDsn | 2014-01-01 | 2014-12-31 | Constant | 15.56 | [23 empty] | From DOE Prototype Buildings
RetailStripmall Type2_HTGSETP_SCH_YES_OPTIMUM | Thermostat Setpoint | C | Sat | 2014-01-01 | 2014-12-31 | Hourly | 15.56 | 15.56 | 15.56 | 15.56 | 15.56 | 15.56 | 15.56 | 18.33 | 21.11 | 21.11 | 21.11 | 21.11 | 21.11 | 21.11 | 21.11 | 21.11 | 21.11 | 21.11 | 21.11 | 15.56 | 15.56 | 15.56 | 15.56 | 15.56 | From DOE Prototype Buildings
RetailStripmall Type2_Infil_SCH | Infiltration |  | Default | 2014-01-01 | 2014-12-31 | Hourly | 1 | 1 | 1 | 1 | 1 | 1 | 1 | 1 | 0.25 | 0.25 | 0.25 | 0.25 | 0.25 | 0.25 | 0.25 | 0.25 | 0.25 | 0.25 | 1 | 1 | 1 | 1 | 1 | 1 | From DOE Prototype Buildings
RetailStripmall Type2_Infil_SCH | Infiltration |  | WntrDsn¦Sat | 2014-01-01 | 2014-12-31 | Hourly | 1 | 1 | 1 | 1 | 1 | 1 | 1 | 0.25 | 0.25 | 0.25 | 0.25 | 0.25 | 0.25 | 0.25 | 0.25 | 0.25 | 0.25 | 0.25 | 0.25 | 1 | 1 | 1 | 1 | 1 | From DOE Prototype Buildings
RetailStripmall Type2_Infil_SCH | Infiltration |  | SmrDsn¦Wkdy | 2014-01-01 | 2014-12-31 | Hourly | 1 | 1 | 1 | 1 | 1 | 1 | 1 | 0.25 | 0.25 | 0.25 | 0.25 | 0.25 | 0.25 | 0.25 | 0.25 | 0.25 | 0.25 | 0.25 | 0.25 | 0.25 | 0.25 | 1 | 1 | 1 | From DOE Prototype Buildings
RetailStripmall Type2_LIGHT_SCH | Lighting |  | Default | 2014-01-01 | 2014-12-31 | Hourly | 0.05 | 0.05 | 0.05 | 0.05 | 0.05 | 0.05 | 0.05 | 0.05 | 0.05 | 0.5 | 0.95 | 0.95 | 0.95 | 0.95 | 0.95 | 0.95 | 0.95 | 0.5 | 0.05 | 0.05 | 0.05 | 0.05 | 0.05 | 0.05 | From DOE Prototype Buildings
RetailStripmall Type2_LIGHT_SCH | Lighting |  | WntrDsn | 2014-01-01 | 2014-12-31 | Constant | 0 | [23 empty] | From DOE Prototype Buildings
RetailStripmall Type2_LIGHT_SCH | Lighting |  | SmrDsn | 2014-01-01 | 2014-12-31 | Constant | 1 | [23 empty] | From DOE Prototype Buildings
RetailStripmall Type2_LIGHT_SCH | Lighting |  | Sat | 2014-01-01 | 2014-12-31 | Hourly | 0.05 | 0.05 | 0.05 | 0.05 | 0.05 | 0.05 | 0.05 | 0.05 | 0.5 | 0.95 | 0.95 | 0.95 | 0.95 | 0.95 | 0.95 | 0.95 | 0.95 | 0.95 | 0.5 | 0.05 | 0.05 | 0.05 | 0.05 | 0.05 | From DOE Prototype Buildings
RetailStripmall Type2_LIGHT_SCH | Lighting |  | Wkdy | 2014-01-01 | 2014-12-31 | Hourly | 0.05 | 0.05 | 0.05 | 0.05 | 0.05 | 0.05 | 0.05 | 0.05 | 0.5 | 0.95 | 0.95 | 0.95 | 0.95 | 0.95 | 0.95 | 0.95 | 0.95 | 0.95 | 0.95 | 0.95 | 0.5 | 0.05 | 0.05 | 0.05 | From DOE Prototype Buildings
RetailStripmall Type2_LIGHT_SCH_2010 | Lighting |  | Default | 2014-01-01 | 2014-12-31 | Hourly | 0.05 | 0.05 | 0.05 | 0.05 | 0.05 | 0.05 | 0.05 | 0.05 | 0.05 | 0.5 | 0.95 | 0.95 | 0.95 | 0.95 | 0.95 | 0.95 | 0.95 | 0.5 | 0.05 | 0.05 | 0.05 | 0.05 | 0.05 | 0.05 | From DOE Prototype Buildings
RetailStripmall Type2_LIGHT_SCH_2010 | Lighting |  | WntrDsn | 2014-01-01 | 2014-12-31 | Constant | 0 | [23 empty] | From DOE Prototype Buildings
RetailStripmall Type2_LIGHT_SCH_2010 | Lighting |  | SmrDsn | 2014-01-01 | 2014-12-31 | Constant | 1 | [23 empty] | From DOE Prototype Buildings
RetailStripmall Type2_LIGHT_SCH_2010 | Lighting |  | Sat | 2014-01-01 | 2014-12-31 | Hourly | 0.05 | 0.05 | 0.05 | 0.05 | 0.05 | 0.05 | 0.05 | 0.05 | 0.5 | 0.95 | 0.95 | 0.95 | 0.95 | 0.95 | 0.95 | 0.95 | 0.95 | 0.95 | 0.5 | 0.05 | 0.05 | 0.05 | 0.05 | 0.05 | From DOE Prototype Buildings
RetailStripmall Type2_LIGHT_SCH_2010 | Lighting |  | Wkdy | 2014-01-01 | 2014-12-31 | Hourly | 0.05 | 0.05 | 0.05 | 0.05 | 0.05 | 0.05 | 0.05 | 0.05 | 0.5 | 0.95 | 0.95 | 0.95 | 0.95 | 0.95 | 0.95 | 0.95 | 0.95 | 0.95 | 0.95 | 0.95 | 0.5 | 0.05 | 0.05 | 0.05 | From DOE Prototype Buildings
RetailStripmall Type2_LIGHT_SCH_2013 | Lighting |  | Default | 2014-01-01 | 2014-12-31 | Hourly | 0.05 | 0.05 | 0.05 | 0.05 | 0.05 | 0.05 | 0.05 | 0.05 | 0.05 | 0.5 | 0.95 | 0.95 | 0.95 | 0.95 | 0.95 | 0.95 | 0.95 | 0.5 | 0.05 | 0.05 | 0.05 | 0.05 | 0.05 | 0.05 | From DOE Prototype Buildings
RetailStripmall Type2_LIGHT_SCH_2013 | Lighting |  | WntrDsn | 2014-01-01 | 2014-12-31 | Constant | 0 | [23 empty] | From DOE Prototype Buildings
RetailStripmall Type2_LIGHT_SCH_2013 | Lighting |  | SmrDsn | 2014-01-01 | 2014-12-31 | Constant | 1 | [23 empty] | From DOE Prototype Buildings
RetailStripmall Type2_LIGHT_SCH_2013 | Lighting |  | Sat | 2014-01-01 | 2014-12-31 | Hourly | 0.05 | 0.05 | 0.05 | 0.05 | 0.05 | 0.05 | 0.05 | 0.05 | 0.5 | 0.95 | 0.95 | 0.95 | 0.95 | 0.95 | 0.95 | 0.95 | 0.95 | 0.95 | 0.5 | 0.05 | 0.05 | 0.05 | 0.05 | 0.05 | From DOE Prototype Buildings
RetailStripmall Type2_LIGHT_SCH_2013 | Lighting |  | Wkdy | 2014-01-01 | 2014-12-31 | Hourly | 0.05 | 0.05 | 0.05 | 0.05 | 0.05 | 0.05 | 0.05 | 0.05 | 0.5 | 0.95 | 0.95 | 0.95 | 0.95 | 0.95 | 0.95 | 0.95 | 0.95 | 0.95 | 0.95 | 0.95 | 0.5 | 0.05 | 0.05 | 0.05 | From DOE Prototype Buildings
RetailStripmall Type2_MinOA_MotorizedDamper_SCH | OA Air |  | Default | 2014-01-01 | 2014-12-31 | Hourly | 0 | 0 | 0 | 0 | 0 | 0 | 0 | 0 | 0 | 1 | 1 | 1 | 1 | 1 | 1 | 1 | 1 | 1 | 0 | 0 | 0 | 0 | 0 | 0 | From DOE Prototype Buildings
RetailStripmall Type2_MinOA_MotorizedDamper_SCH | OA Air |  | WntrDsn¦Sat | 2014-01-01 | 2014-12-31 | Hourly | 0 | 0 | 0 | 0 | 0 | 0 | 0 | 0 | 1 | 1 | 1 | 1 | 1 | 1 | 1 | 1 | 1 | 1 | 1 | 0 | 0 | 0 | 0 | 0 | From DOE Prototype Buildings
RetailStripmall Type2_MinOA_MotorizedDamper_SCH | OA Air |  | SmrDsn¦Wkdy | 2014-01-01 | 2014-12-31 | Hourly | 0 | 0 | 0 | 0 | 0 | 0 | 0 | 0 | 1 | 1 | 1 | 1 | 1 | 1 | 1 | 1 | 1 | 1 | 1 | 1 | 1 | 0 | 0 | 0 | From DOE Prototype Buildings
RetailStripmall Type2_OCC_SCH | Occupancy |  | Default | 2014-01-01 | 2014-12-31 | Hourly | 0 | 0 | 0 | 0 | 0 | 0 | 0 | 0 | 0 | 0.05 | 0.1 | 0.2 | 0.4 | 0.4 | 0.3 | 0.2 | 0.1 | 0.05 | 0 | 0 | 0 | 0 | 0 | 0 | From DOE Prototype Buildings
RetailStripmall Type2_OCC_SCH | Occupancy |  | WntrDsn | 2014-01-01 | 2014-12-31 | Constant | 0 | [23 empty] | From DOE Prototype Buildings
RetailStripmall Type2_OCC_SCH | Occupancy |  | SmrDsn | 2014-01-01 | 2014-12-31 | Constant | 1 | [23 empty] | From DOE Prototype Buildings
RetailStripmall Type2_OCC_SCH | Occupancy |  | Sat | 2014-01-01 | 2014-12-31 | Hourly | 0 | 0 | 0 | 0 | 0 | 0 | 0 | 0 | 0.05 | 0.1 | 0.1 | 0.2 | 0.4 | 0.6 | 0.4 | 0.3 | 0.3 | 0.3 | 0.05 | 0 | 0 | 0 | 0 | 0 | From DOE Prototype Buildings
RetailStripmall Type2_OCC_SCH | Occupancy |  | Wkdy | 2014-01-01 | 2014-12-31 | Hourly | 0 | 0 | 0 | 0 | 0 | 0 | 0 | 0 | 0.05 | 0.1 | 0.1 | 0.1 | 0.2 | 0.4 | 0.3 | 0.2 | 0.2 | 0.5 | 0.5 | 0.2 | 0.05 | 0 | 0 | 0 | From DOE Prototype Buildings
RetailStripmall Type2_SWH_SCH | Service Water Heating |  | Default | 2014-01-01 | 2014-12-31 | Hourly | 0 | 0 | 0 | 0 | 0 | 0 | 0 | 0 | 0 | 0.12 | 0.14 | 0.29 | 0.33 | 0.4 | 0.36 | 0.37 | 0.35 | 0.37 | 0 | 0 | 0 | 0 | 0 | 0 | From DOE Prototype Buildings
RetailStripmall Type2_SWH_SCH | Service Water Heating |  | WntrDsn¦Sat | 2014-01-01 | 2014-12-31 | Hourly | 0 | 0 | 0 | 0 | 0 | 0 | 0 | 0 | 0.2 | 0.24 | 0.27 | 0.42 | 0.54 | 0.62 | 0.6 | 0.5 | 0.48 | 0.47 | 0.34 | 0 | 0 | 0 | 0 | 0 | From DOE Prototype Buildings
RetailStripmall Type2_SWH_SCH | Service Water Heating |  | SmrDsn¦Wkdy | 2014-01-01 | 2014-12-31 | Hourly | 0 | 0 | 0 | 0 | 0 | 0 | 0 | 0 | 0.15 | 0.23 | 0.32 | 0.41 | 0.57 | 0.62 | 0.61 | 0.5 | 0.45 | 0.46 | 0.47 | 0.42 | 0.34 | 0 | 0 | 0 | From DOE Prototype Buildings
RetailStripmall Type3_CLGSETP_SCH_NO_OPTIMUM | Thermostat Setpoint | C | Default | 2014-01-01 | 2014-12-31 | Hourly | 29.44 | 29.44 | 29.44 | 29.44 | 29.44 | 29.44 | 29.44 | 29.44 | 29.44 | 23.89 | 23.89 | 23.89 | 23.89 | 23.89 | 23.89 | 23.89 | 23.89 | 29.44 | 29.44 | 29.44 | 29.44 | 29.44 | 29.44 | 29.44 | From DOE Prototype Buildings
RetailStripmall Type3_CLGSETP_SCH_NO_OPTIMUM | Thermostat Setpoint | C | WntrDsn | 2014-01-01 | 2014-12-31 | Constant | 29.44 | [23 empty] | From DOE Prototype Buildings
RetailStripmall Type3_CLGSETP_SCH_NO_OPTIMUM | Thermostat Setpoint | C | SmrDsn | 2014-01-01 | 2014-12-31 | Hourly | 29.44 | 29.44 | 29.44 | 29.44 | 29.44 | 29.44 | 29.44 | 29.44 | 26.67 | 23.89 | 23.89 | 23.89 | 23.89 | 23.89 | 23.89 | 23.89 | 23.89 | 23.89 | 23.89 | 23.89 | 23.89 | 29.44 | 29.44 | 29.44 | From DOE Prototype Buildings
RetailStripmall Type3_CLGSETP_SCH_NO_OPTIMUM | Thermostat Setpoint | C | Sat | 2014-01-01 | 2014-12-31 | Hourly | 29.44 | 29.44 | 29.44 | 29.44 | 29.44 | 29.44 | 29.44 | 29.44 | 23.89 | 23.89 | 23.89 | 23.89 | 23.89 | 23.89 | 23.89 | 23.89 | 23.89 | 23.89 | 29.44 | 29.44 | 29.44 | 29.44 | 29.44 | 29.44 | From DOE Prototype Buildings
RetailStripmall Type3_CLGSETP_SCH_NO_OPTIMUM | Thermostat Setpoint | C | Wkdy | 2014-01-01 | 2014-12-31 | Hourly | 29.44 | 29.44 | 29.44 | 29.44 | 29.44 | 29.44 | 29.44 | 29.44 | 23.89 | 23.89 | 23.89 | 23.89 | 23.89 | 23.89 | 23.89 | 23.89 | 23.89 | 23.89 | 23.89 | 23.89 | 23.89 | 29.44 | 29.44 | 29.44 | From DOE Prototype Buildings
RetailStripmall Type3_CLGSETP_SCH_NO_SETBACK | Thermostat Setpoint | C | Default¦Sat¦Wkdy | 2014-01-01 | 2014-12-31 | Constant | 23.89 | [23 empty] | From DOE Prototype Buildings
RetailStripmall Type3_CLGSETP_SCH_NO_SETBACK | Thermostat Setpoint | C | WntrDsn | 2014-01-01 | 2014-12-31 | Constant | 29.44 | [23 empty] | From DOE Prototype Buildings
RetailStripmall Type3_CLGSETP_SCH_NO_SETBACK | Thermostat Setpoint | C | SmrDsn | 2014-01-01 | 2014-12-31 | Hourly | 29.44 | 29.44 | 29.44 | 29.44 | 29.44 | 29.44 | 29.44 | 29.44 | 26.67 | 23.89 | 23.89 | 23.89 | 23.89 | 23.89 | 23.89 | 23.89 | 23.89 | 23.89 | 23.89 | 23.89 | 23.89 | 29.44 | 29.44 | 29.44 | From DOE Prototype Buildings
RetailStripmall Type3_CLGSETP_SCH_YES_OPTIMUM | Thermostat Setpoint | C | Default | 2014-01-01 | 2014-12-31 | Hourly | 29.44 | 29.44 | 29.44 | 29.44 | 29.44 | 29.44 | 29.44 | 29.44 | 29.44 | 26.67 | 23.89 | 23.89 | 23.89 | 23.89 | 23.89 | 23.89 | 23.89 | 29.44 | 29.44 | 29.44 | 29.44 | 29.44 | 29.44 | 29.44 | From DOE Prototype Buildings
RetailStripmall Type3_CLGSETP_SCH_YES_OPTIMUM | Thermostat Setpoint | C | WntrDsn | 2014-01-01 | 2014-12-31 | Constant | 29.44 | [23 empty] | From DOE Prototype Buildings
RetailStripmall Type3_CLGSETP_SCH_YES_OPTIMUM | Thermostat Setpoint | C | SmrDsn¦Wkdy | 2014-01-01 | 2014-12-31 | Hourly | 29.44 | 29.44 | 29.44 | 29.44 | 29.44 | 29.44 | 29.44 | 29.44 | 26.67 | 23.89 | 23.89 | 23.89 | 23.89 | 23.89 | 23.89 | 23.89 | 23.89 | 23.89 | 23.89 | 23.89 | 23.89 | 29.44 | 29.44 | 29.44 | From DOE Prototype Buildings
RetailStripmall Type3_CLGSETP_SCH_YES_OPTIMUM | Thermostat Setpoint | C | Sat | 2014-01-01 | 2014-12-31 | Hourly | 29.44 | 29.44 | 29.44 | 29.44 | 29.44 | 29.44 | 29.44 | 29.44 | 26.67 | 23.89 | 23.89 | 23.89 | 23.89 | 23.89 | 23.89 | 23.89 | 23.89 | 23.89 | 29.44 | 29.44 | 29.44 | 29.44 | 29.44 | 29.44 | From DOE Prototype Buildings
RetailStripmall Type3_EQUIP_SCH | Equipment |  | Default | 2014-01-01 | 2014-12-31 | Hourly | 0.05 | 0.05 | 0.05 | 0.05 | 0.05 | 0.05 | 0.05 | 0.05 | 0.05 | 0.05 | 0.5 | 0.9 | 0.9 | 0.9 | 0.9 | 0.9 | 0.9 | 0.5 | 0.05 | 0.05 | 0.05 | 0.05 | 0.05 | 0.05 | From DOE Prototype Buildings
RetailStripmall Type3_EQUIP_SCH | Equipment |  | WntrDsn | 2014-01-01 | 2014-12-31 | Constant | 0 | [23 empty] | From DOE Prototype Buildings
RetailStripmall Type3_EQUIP_SCH | Equipment |  | SmrDsn | 2014-01-01 | 2014-12-31 | Constant | 1 | [23 empty] | From DOE Prototype Buildings
RetailStripmall Type3_EQUIP_SCH | Equipment |  | Sat | 2014-01-01 | 2014-12-31 | Hourly | 0.05 | 0.05 | 0.05 | 0.05 | 0.05 | 0.05 | 0.05 | 0.05 | 0.05 | 0.5 | 0.9 | 0.9 | 0.9 | 0.9 | 0.9 | 0.9 | 0.9 | 0.9 | 0.5 | 0.05 | 0.05 | 0.05 | 0.05 | 0.05 | From DOE Prototype Buildings
RetailStripmall Type3_EQUIP_SCH | Equipment |  | Wkdy | 2014-01-01 | 2014-12-31 | Hourly | 0.05 | 0.05 | 0.05 | 0.05 | 0.05 | 0.05 | 0.05 | 0.05 | 0.05 | 0.5 | 0.9 | 0.9 | 0.9 | 0.9 | 0.9 | 0.9 | 0.9 | 0.9 | 0.9 | 0.9 | 0.5 | 0.05 | 0.05 | 0.05 | From DOE Prototype Buildings
RetailStripmall Type3_FAN_SCH | Unknown |  | Default | 2014-01-01 | 2014-12-31 | Hourly | 0 | 0 | 0 | 0 | 0 | 0 | 0 | 0 | 0 | 1 | 1 | 1 | 1 | 1 | 1 | 1 | 1 | 1 | 0 | 0 | 0 | 0 | 0 | 0 | From DOE Prototype Buildings
RetailStripmall Type3_FAN_SCH | Unknown |  | WntrDsn¦Sat | 2014-01-01 | 2014-12-31 | Hourly | 0 | 0 | 0 | 0 | 0 | 0 | 0 | 0 | 1 | 1 | 1 | 1 | 1 | 1 | 1 | 1 | 1 | 1 | 1 | 0 | 0 | 0 | 0 | 0 | From DOE Prototype Buildings
RetailStripmall Type3_FAN_SCH | Unknown |  | SmrDsn¦Wkdy | 2014-01-01 | 2014-12-31 | Hourly | 0 | 0 | 0 | 0 | 0 | 0 | 0 | 0 | 1 | 1 | 1 | 1 | 1 | 1 | 1 | 1 | 1 | 1 | 1 | 1 | 1 | 0 | 0 | 0 | From DOE Prototype Buildings
RetailStripmall Type3_HTGSETP_SCH_NO_OPTIMUM | Thermostat Setpoint | C | Default | 2014-01-01 | 2014-12-31 | Hourly | 15.56 | 15.56 | 15.56 | 15.56 | 15.56 | 15.56 | 15.56 | 15.56 | 15.56 | 21.11 | 21.11 | 21.11 | 21.11 | 21.11 | 21.11 | 21.11 | 21.11 | 21.11 | 15.56 | 15.56 | 15.56 | 15.56 | 15.56 | 15.56 | From DOE Prototype Buildings
RetailStripmall Type3_HTGSETP_SCH_NO_OPTIMUM | Thermostat Setpoint | C | WntrDsn | 2014-01-01 | 2014-12-31 | Hourly | 15.56 | 15.56 | 15.56 | 15.56 | 15.56 | 15.56 | 15.56 | 15.56 | 18.33 | 21.11 | 21.11 | 21.11 | 21.11 | 21.11 | 21.11 | 21.11 | 21.11 | 21.11 | 21.11 | 21.11 | 21.11 | 15.56 | 15.56 | 15.56 | From DOE Prototype Buildings
RetailStripmall Type3_HTGSETP_SCH_NO_OPTIMUM | Thermostat Setpoint | C | SmrDsn | 2014-01-01 | 2014-12-31 | Constant | 15.56 | [23 empty] | From DOE Prototype Buildings
RetailStripmall Type3_HTGSETP_SCH_NO_OPTIMUM | Thermostat Setpoint | C | Sat | 2014-01-01 | 2014-12-31 | Hourly | 15.56 | 15.56 | 15.56 | 15.56 | 15.56 | 15.56 | 15.56 | 15.56 | 21.11 | 21.11 | 21.11 | 21.11 | 21.11 | 21.11 | 21.11 | 21.11 | 21.11 | 21.11 | 21.11 | 15.56 | 15.56 | 15.56 | 15.56 | 15.56 | From DOE Prototype Buildings
RetailStripmall Type3_HTGSETP_SCH_NO_OPTIMUM | Thermostat Setpoint | C | Wkdy | 2014-01-01 | 2014-12-31 | Hourly | 15.56 | 15.56 | 15.56 | 15.56 | 15.56 | 15.56 | 15.56 | 15.56 | 21.11 | 21.11 | 21.11 | 21.11 | 21.11 | 21.11 | 21.11 | 21.11 | 21.11 | 21.11 | 21.11 | 21.11 | 21.11 | 15.56 | 15.56 | 15.56 | From DOE Prototype Buildings
RetailStripmall Type3_HTGSETP_SCH_YES_OPTIMUM | Thermostat Setpoint | C | Default | 2014-01-01 | 2014-12-31 | Hourly | 15.56 | 15.56 | 15.56 | 15.56 | 15.56 | 15.56 | 15.56 | 15.56 | 15.56 | 18.33 | 21.11 | 21.11 | 21.11 | 21.11 | 21.11 | 21.11 | 21.11 | 21.11 | 15.56 | 15.56 | 15.56 | 15.56 | 15.56 | 15.56 | From DOE Prototype Buildings
RetailStripmall Type3_HTGSETP_SCH_YES_OPTIMUM | Thermostat Setpoint | C | WntrDsn¦Wkdy | 2014-01-01 | 2014-12-31 | Hourly | 15.56 | 15.56 | 15.56 | 15.56 | 15.56 | 15.56 | 15.56 | 15.56 | 18.33 | 21.11 | 21.11 | 21.11 | 21.11 | 21.11 | 21.11 | 21.11 | 21.11 | 21.11 | 21.11 | 21.11 | 21.11 | 15.56 | 15.56 | 15.56 | From DOE Prototype Buildings
RetailStripmall Type3_HTGSETP_SCH_YES_OPTIMUM | Thermostat Setpoint | C | SmrDsn | 2014-01-01 | 2014-12-31 | Constant | 15.56 | [23 empty] | From DOE Prototype Buildings
RetailStripmall Type3_HTGSETP_SCH_YES_OPTIMUM | Thermostat Setpoint | C | Sat | 2014-01-01 | 2014-12-31 | Hourly | 15.56 | 15.56 | 15.56 | 15.56 | 15.56 | 15.56 | 15.56 | 15.56 | 18.33 | 21.11 | 21.11 | 21.11 | 21.11 | 21.11 | 21.11 | 21.11 | 21.11 | 21.11 | 21.11 | 15.56 | 15.56 | 15.56 | 15.56 | 15.56 | From DOE Prototype Buildings
RetailStripmall Type3_Infil_SCH | Infiltration |  | Default | 2014-01-01 | 2014-12-31 | Hourly | 1 | 1 | 1 | 1 | 1 | 1 | 1 | 1 | 1 | 0.25 | 0.25 | 0.25 | 0.25 | 0.25 | 0.25 | 0.25 | 0.25 | 0.25 | 1 | 1 | 1 | 1 | 1 | 1 | From DOE Prototype Buildings
RetailStripmall Type3_Infil_SCH | Infiltration |  | WntrDsn¦Sat | 2014-01-01 | 2014-12-31 | Hourly | 1 | 1 | 1 | 1 | 1 | 1 | 1 | 1 | 0.25 | 0.25 | 0.25 | 0.25 | 0.25 | 0.25 | 0.25 | 0.25 | 0.25 | 0.25 | 0.25 | 1 | 1 | 1 | 1 | 1 | From DOE Prototype Buildings
RetailStripmall Type3_Infil_SCH | Infiltration |  | SmrDsn¦Wkdy | 2014-01-01 | 2014-12-31 | Hourly | 1 | 1 | 1 | 1 | 1 | 1 | 1 | 1 | 0.25 | 0.25 | 0.25 | 0.25 | 0.25 | 0.25 | 0.25 | 0.25 | 0.25 | 0.25 | 0.25 | 0.25 | 0.25 | 1 | 1 | 1 | From DOE Prototype Buildings
RetailStripmall Type3_LIGHT_SCH | Lighting |  | Default | 2014-01-01 | 2014-12-31 | Hourly | 0.05 | 0.05 | 0.05 | 0.05 | 0.05 | 0.05 | 0.05 | 0.05 | 0.05 | 0.05 | 0.5 | 0.95 | 0.95 | 0.95 | 0.95 | 0.95 | 0.95 | 0.5 | 0.05 | 0.05 | 0.05 | 0.05 | 0.05 | 0.05 | From DOE Prototype Buildings
RetailStripmall Type3_LIGHT_SCH | Lighting |  | WntrDsn | 2014-01-01 | 2014-12-31 | Constant | 0 | [23 empty] | From DOE Prototype Buildings
RetailStripmall Type3_LIGHT_SCH | Lighting |  | SmrDsn | 2014-01-01 | 2014-12-31 | Constant | 1 | [23 empty] | From DOE Prototype Buildings
RetailStripmall Type3_LIGHT_SCH | Lighting |  | Sat | 2014-01-01 | 2014-12-31 | Hourly | 0.05 | 0.05 | 0.05 | 0.05 | 0.05 | 0.05 | 0.05 | 0.05 | 0.05 | 0.5 | 0.95 | 0.95 | 0.95 | 0.95 | 0.95 | 0.95 | 0.95 | 0.95 | 0.5 | 0.05 | 0.05 | 0.05 | 0.05 | 0.05 | From DOE Prototype Buildings
RetailStripmall Type3_LIGHT_SCH | Lighting |  | Wkdy | 2014-01-01 | 2014-12-31 | Hourly | 0.05 | 0.05 | 0.05 | 0.05 | 0.05 | 0.05 | 0.05 | 0.05 | 0.05 | 0.5 | 0.95 | 0.95 | 0.95 | 0.95 | 0.95 | 0.95 | 0.95 | 0.95 | 0.95 | 0.95 | 0.5 | 0.05 | 0.05 | 0.05 | From DOE Prototype Buildings
RetailStripmall Type3_LIGHT_SCH_2010 | Lighting |  | Default | 2014-01-01 | 2014-12-31 | Hourly | 0.05 | 0.05 | 0.05 | 0.05 | 0.05 | 0.05 | 0.05 | 0.05 | 0.05 | 0.05 | 0.5 | 0.95 | 0.95 | 0.95 | 0.95 | 0.95 | 0.95 | 0.5 | 0.05 | 0.05 | 0.05 | 0.05 | 0.05 | 0.05 | From DOE Prototype Buildings
RetailStripmall Type3_LIGHT_SCH_2010 | Lighting |  | WntrDsn | 2014-01-01 | 2014-12-31 | Constant | 0 | [23 empty] | From DOE Prototype Buildings
RetailStripmall Type3_LIGHT_SCH_2010 | Lighting |  | SmrDsn | 2014-01-01 | 2014-12-31 | Constant | 1 | [23 empty] | From DOE Prototype Buildings
RetailStripmall Type3_LIGHT_SCH_2010 | Lighting |  | Sat | 2014-01-01 | 2014-12-31 | Hourly | 0.05 | 0.05 | 0.05 | 0.05 | 0.05 | 0.05 | 0.05 | 0.05 | 0.05 | 0.5 | 0.95 | 0.95 | 0.95 | 0.95 | 0.95 | 0.95 | 0.95 | 0.95 | 0.5 | 0.05 | 0.05 | 0.05 | 0.05 | 0.05 | From DOE Prototype Buildings
RetailStripmall Type3_LIGHT_SCH_2010 | Lighting |  | Wkdy | 2014-01-01 | 2014-12-31 | Hourly | 0.05 | 0.05 | 0.05 | 0.05 | 0.05 | 0.05 | 0.05 | 0.05 | 0.05 | 0.5 | 0.95 | 0.95 | 0.95 | 0.95 | 0.95 | 0.95 | 0.95 | 0.95 | 0.95 | 0.95 | 0.5 | 0.05 | 0.05 | 0.05 | From DOE Prototype Buildings
RetailStripmall Type3_LIGHT_SCH_2013 | Lighting |  | Default | 2014-01-01 | 2014-12-31 | Hourly | 0.05 | 0.05 | 0.05 | 0.05 | 0.05 | 0.05 | 0.05 | 0.05 | 0.05 | 0.05 | 0.5 | 0.95 | 0.95 | 0.95 | 0.95 | 0.95 | 0.95 | 0.5 | 0.05 | 0.05 | 0.05 | 0.05 | 0.05 | 0.05 | From DOE Prototype Buildings
RetailStripmall Type3_LIGHT_SCH_2013 | Lighting |  | WntrDsn | 2014-01-01 | 2014-12-31 | Constant | 0 | [23 empty] | From DOE Prototype Buildings
RetailStripmall Type3_LIGHT_SCH_2013 | Lighting |  | SmrDsn | 2014-01-01 | 2014-12-31 | Constant | 1 | [23 empty] | From DOE Prototype Buildings
RetailStripmall Type3_LIGHT_SCH_2013 | Lighting |  | Sat | 2014-01-01 | 2014-12-31 | Hourly | 0.05 | 0.05 | 0.05 | 0.05 | 0.05 | 0.05 | 0.05 | 0.05 | 0.05 | 0.5 | 0.95 | 0.95 | 0.95 | 0.95 | 0.95 | 0.95 | 0.95 | 0.95 | 0.5 | 0.05 | 0.05 | 0.05 | 0.05 | 0.05 | From DOE Prototype Buildings
RetailStripmall Type3_LIGHT_SCH_2013 | Lighting |  | Wkdy | 2014-01-01 | 2014-12-31 | Hourly | 0.05 | 0.05 | 0.05 | 0.05 | 0.05 | 0.05 | 0.05 | 0.05 | 0.05 | 0.5 | 0.95 | 0.95 | 0.95 | 0.95 | 0.95 | 0.95 | 0.95 | 0.95 | 0.95 | 0.95 | 0.5 | 0.05 | 0.05 | 0.05 | From DOE Prototype Buildings
RetailStripmall Type3_MinOA_MotorizedDamper_SCH | OA Air |  | Default | 2014-01-01 | 2014-12-31 | Hourly | 0 | 0 | 0 | 0 | 0 | 0 | 0 | 0 | 0 | 0 | 1 | 1 | 1 | 1 | 1 | 1 | 1 | 1 | 0 | 0 | 0 | 0 | 0 | 0 | From DOE Prototype Buildings
RetailStripmall Type3_MinOA_MotorizedDamper_SCH | OA Air |  | WntrDsn¦Sat | 2014-01-01 | 2014-12-31 | Hourly | 0 | 0 | 0 | 0 | 0 | 0 | 0 | 0 | 0 | 1 | 1 | 1 | 1 | 1 | 1 | 1 | 1 | 1 | 1 | 0 | 0 | 0 | 0 | 0 | From DOE Prototype Buildings
RetailStripmall Type3_MinOA_MotorizedDamper_SCH | OA Air |  | SmrDsn¦Wkdy | 2014-01-01 | 2014-12-31 | Hourly | 0 | 0 | 0 | 0 | 0 | 0 | 0 | 0 | 0 | 1 | 1 | 1 | 1 | 1 | 1 | 1 | 1 | 1 | 1 | 1 | 1 | 0 | 0 | 0 | From DOE Prototype Buildings
RetailStripmall Type3_OCC_SCH | Occupancy |  | Default | 2014-01-01 | 2014-12-31 | Hourly | 0 | 0 | 0 | 0 | 0 | 0 | 0 | 0 | 0 | 0 | 0.11 | 0.11 | 0.43 | 0.46 | 0.5 | 0.69 | 0.34 | 0.11 | 0 | 0 | 0 | 0 | 0 | 0 | From DOE Prototype Buildings
RetailStripmall Type3_OCC_SCH | Occupancy |  | WntrDsn | 2014-01-01 | 2014-12-31 | Constant | 0 | [23 empty] | From DOE Prototype Buildings
RetailStripmall Type3_OCC_SCH | Occupancy |  | SmrDsn | 2014-01-01 | 2014-12-31 | Constant | 1 | [23 empty] | From DOE Prototype Buildings
RetailStripmall Type3_OCC_SCH | Occupancy |  | Sat | 2014-01-01 | 2014-12-31 | Hourly | 0 | 0 | 0 | 0 | 0 | 0 | 0 | 0 | 0 | 0.11 | 0.11 | 0.58 | 0.71 | 0.74 | 0.77 | 0.8 | 0.74 | 0.54 | 0.11 | 0 | 0 | 0 | 0 | 0 | From DOE Prototype Buildings
RetailStripmall Type3_OCC_SCH | Occupancy |  | Wkdy | 2014-01-01 | 2014-12-31 | Hourly | 0 | 0 | 0 | 0 | 0 | 0 | 0 | 0 | 0 | 0.11 | 0.11 | 0.43 | 0.46 | 0.71 | 0.5 | 0.69 | 0.54 | 0.71 | 0.34 | 0.26 | 0.11 | 0 | 0 | 0 | From DOE Prototype Buildings
RetailStripmall Type3_SWH_SCH | Service Water Heating |  | Default | 2014-01-01 | 2014-12-31 | Hourly | 0 | 0 | 0 | 0 | 0 | 0 | 0 | 0 | 0 | 0 | 0.12 | 0.29 | 0.31 | 0.36 | 0.36 | 0.34 | 0.35 | 0.37 | 0 | 0 | 0 | 0 | 0 | 0 | From DOE Prototype Buildings
RetailStripmall Type3_SWH_SCH | Service Water Heating |  | WntrDsn¦Sat | 2014-01-01 | 2014-12-31 | Hourly | 0 | 0 | 0 | 0 | 0 | 0 | 0 | 0 | 0 | 0.2 | 0.27 | 0.42 | 0.54 | 0.59 | 0.6 | 0.49 | 0.48 | 0.47 | 0.46 | 0 | 0 | 0 | 0 | 0 | From DOE Prototype Buildings
RetailStripmall Type3_SWH_SCH | Service Water Heating |  | SmrDsn¦Wkdy | 2014-01-01 | 2014-12-31 | Hourly | 0 | 0 | 0 | 0 | 0 | 0 | 0 | 0 | 0 | 0.15 | 0.25 | 0.41 | 0.57 | 0.62 | 0.61 | 0.5 | 0.45 | 0.46 | 0.47 | 0.42 | 0.34 | 0 | 0 | 0 | From DOE Prototype Buildings
RetailStripmall WORK_EFF_SCH | Unknown |  | Default¦WntrDsn¦SmrDsn | 2014-01-01 | 2014-12-31 | Constant | 0 | [23 empty] | From DOE Prototype Buildings
Schedule:Compact 1 | Unknown |  | Default¦SmrDsn | 2014-01-01 | 2014-12-31 | Hourly | 0.1 | 0.1 | 0.1 | 0.1 | 0.3 | 0.3 | 0.6 | 0.9 | 0.9 | 0.9 | 0.9 | 0.9 | 0.9 | 0.9 | 0.9 | 0.9 | 0.9 | 0.9 | 0.6 | 0.6 | 0.3 | 0.3 | 0.1 | 0.1 | From DOE Reference Buildings
Schedule:Compact 1 | Unknown |  | WntrDsn¦Sat | 2014-01-01 | 2014-12-31 | Hourly | 0.1 | 0.1 | 0.1 | 0.1 | 0.1 | 0.1 | 0.1 | 0.3 | 0.3 | 0.4 | 0.4 | 0.4 | 0.4 | 0.4 | 0.4 | 0.3 | 0.3 | 0.3 | 0.3 | 0.3 | 0.1 | 0.1 | 0.1 | 0.1 | From DOE Reference Buildings
Schedule:Compact 1 | Unknown |  | Sun | 2014-01-01 | 2014-12-31 | Hourly | 0.05 | 0.05 | 0.05 | 0.05 | 0.05 | 0.05 | 0.05 | 0.05 | 0.1 | 0.1 | 0.1 | 0.1 | 0.1 | 0.1 | 0.1 | 0.1 | 0.1 | 0.05 | 0.05 | 0.05 | 0.05 | 0.05 | 0.05 | 0.05 | From DOE Reference Buildings
SchoolCommunity College ELEV_LIGHT_FAN_SCH_ADD_DF | Lighting |  | Default¦WntrDsn¦Sun | 2018-01-01 | 2018-12-31 | Constant | 0
SchoolCommunity College ELEV_LIGHT_FAN_SCH_ADD_DF | Lighting |  | SmrDsn | 2018-01-01 | 2018-12-31 | Constant | 0.3
SchoolCommunity College ELEV_LIGHT_FAN_SCH_ADD_DF | Lighting |  | Wkdy | 2018-01-01 | 2018-12-31 | Hourly | 0 | 0 | 0 | 0 | 0 | 0 | 0 | 0.15 | 0.3 | 0.3 | 0.3 | 0.3 | 0.3 | 0.3 | 0.3 | 0.3 | 0.3 | 0.3 | 0.3 | 0.15 | 0.15 | 0 | 0 | 0
SchoolCommunity College ELEV_LIGHT_FAN_SCH_ADD_DF | Lighting |  | Sat | 2018-01-01 | 2018-12-31 | Hourly | 0 | 0 | 0 | 0 | 0 | 0 | 0 | 0.15 | 0.3 | 0.3 | 0.3 | 0.3 | 0.3 | 0.3 | 0.3 | 0.3 | 0 | 0 | 0 | 0 | 0 | 0 | 0 | 0
SchoolCommunityCollege BLDG_ELEVATORS | Elevator |  | WntrDsn¦Sun | 2018-01-01 | 2018-12-31 | Constant | 0
SchoolCommunityCollege BLDG_ELEVATORS | Elevator |  | SmrDsn | 2018-01-01 | 2018-12-31 | Constant | 0.3
SchoolCommunityCollege BLDG_ELEVATORS | Elevator |  | Wkdy¦Default | 2018-01-01 | 2018-12-31 | Hourly | 0 | 0 | 0 | 0 | 0 | 0 | 0 | 0.15 | 0.3 | 0.3 | 0.3 | 0.3 | 0.3 | 0.3 | 0.3 | 0.3 | 0.3 | 0.3 | 0.3 | 0.15 | 0.15 | 0 | 0 | 0
SchoolCommunityCollege BLDG_ELEVATORS | Elevator |  | Sat | 2018-01-01 | 2018-12-31 | Hourly | 0 | 0 | 0 | 0 | 0 | 0 | 0 | 0.15 | 0.3 | 0.3 | 0.3 | 0.3 | 0.3 | 0.3 | 0.3 | 0.3 | 0 | 0 | 0 | 0 | 0 | 0 | 0 | 0
SchoolCommunityCollege ELEV_LIGHT_FAN_SCH_24_7 | Lighting |  | Default¦WntrDsn¦SmrDsn | 2018-01-01 | 2018-12-31 | Constant | 1
SchoolPrimary ACTIVITY_SCH | Activity | W | Default¦WntrDsn¦SmrDsn | 2014-01-01 | 2014-12-31 | Constant | 120 | [23 empty] | From DOE Prototype Buildings
SchoolPrimary AIR_VELO_SCH | Unknown | W | Default¦WntrDsn¦SmrDsn | 2014-01-01 | 2014-12-31 | Constant | 0.2 | [23 empty] | From DOE Prototype Buildings
SchoolPrimary ALWAYS_OFF | Unknown |  | Default¦WntrDsn¦SmrDsn | 2014-01-01 | 2014-12-31 | Constant | 0 | [23 empty] | From DOE Prototype Buildings
SchoolPrimary ALWAYS_ON | Unknown |  | Default¦WntrDsn¦SmrDsn | 2014-01-01 | 2014-12-31 | Constant | 1 | [23 empty] | From DOE Prototype Buildings
SchoolPrimary Bath_ZN_1_FLR_1 SHW_default Hot Supply Temp Sched | Service Water Heating | C | Default¦WntrDsn¦SmrDsn | 2014-01-01 | 2014-12-31 | Constant | 55 | [23 empty] | From DOE Prototype Buildings
SchoolPrimary Bath_ZN_1_FLR_1 SHW_default Latent fract sched | Service Water Heating |  | Default¦WntrDsn¦SmrDsn | 2014-01-01 | 2014-12-31 | Constant | 0.05 | [23 empty] | From DOE Prototype Buildings
SchoolPrimary Bath_ZN_1_FLR_1 SHW_default Sensible fract sched | Service Water Heating |  | Default¦WntrDsn¦SmrDsn | 2014-01-01 | 2014-12-31 | Constant | 0.2 | [23 empty] | From DOE Prototype Buildings
SchoolPrimary Bath_ZN_1_FLR_1 SHW_default Temp Sched | Service Water Heating | C | Default¦WntrDsn¦SmrDsn | 2014-01-01 | 2014-12-31 | Constant | 60 | [23 empty] | From DOE Prototype Buildings
SchoolPrimary BLDG_EQUIP_SCH | Equipment |  | SmrDsn | 2014-01-01 | 2014-12-31 | Hourly | 0.25 | 0.25 | 0.25 | 0.25 | 0.25 | 0.25 | 0.25 | 0.25 | 0.5 | 0.5 | 0.5 | 0.5 | 0.5 | 0.5 | 0.5 | 0.5 | 0.5 | 0.25 | 0.25 | 0.25 | 0.25 | 0.25 | 0.25 | 0.25 | From DOE Prototype Buildings
SchoolPrimary BLDG_EQUIP_SCH | Equipment |  | Wkdy | 2014-09-01 | 2014-12-31 | Hourly | 0.35 | 0.35 | 0.35 | 0.35 | 0.35 | 0.35 | 0.35 | 0.35 | 0.95 | 0.95 | 0.95 | 0.95 | 0.95 | 0.95 | 0.95 | 0.95 | 0.95 | 0.35 | 0.35 | 0.35 | 0.35 | 0.35 | 0.35 | 0.35 | From DOE Prototype Buildings
SchoolPrimary BLDG_EQUIP_SCH | Equipment |  | Wknd | 2014-07-01 | 2014-09-01 | Constant | 0.25 | [23 empty] | From DOE Prototype Buildings
SchoolPrimary BLDG_EQUIP_SCH | Equipment |  | Wkdy | 2014-07-01 | 2014-09-01 | Hourly | 0.25 | 0.25 | 0.25 | 0.25 | 0.25 | 0.25 | 0.25 | 0.25 | 0.5 | 0.5 | 0.5 | 0.5 | 0.5 | 0.5 | 0.5 | 0.5 | 0.5 | 0.25 | 0.25 | 0.25 | 0.25 | 0.25 | 0.25 | 0.25 | From DOE Prototype Buildings
SchoolPrimary BLDG_EQUIP_SCH | Equipment |  | Wknd | 2014-01-01 | 2014-06-30 | Constant | 0.35 | [23 empty] | From DOE Prototype Buildings
SchoolPrimary BLDG_EQUIP_SCH | Equipment |  | Wkdy | 2014-01-01 | 2014-06-30 | Hourly | 0.35 | 0.35 | 0.35 | 0.35 | 0.35 | 0.35 | 0.35 | 0.35 | 0.95 | 0.95 | 0.95 | 0.95 | 0.95 | 0.95 | 0.95 | 0.95 | 0.95 | 0.35 | 0.35 | 0.35 | 0.35 | 0.35 | 0.35 | 0.35 | From DOE Prototype Buildings
SchoolPrimary BLDG_EQUIP_SCH | Equipment |  | Default¦WntrDsn | 2014-01-01 | 2014-12-31 | Constant | 0.35 | [23 empty] | From DOE Prototype Buildings
SchoolPrimary BLDG_EQUIP_SCH_2010 | Equipment |  | SmrDsn | 2014-09-01 | 2014-12-31 | Hourly | 0.35 | 0.35 | 0.35 | 0.35 | 0.35 | 0.35 | 0.35 | 0.35 | 0.95 | 0.95 | 0.95 | 0.95 | 0.95 | 0.95 | 0.95 | 0.95 | 0.95 | 0.35 | 0.35 | 0.35 | 0.35 | 0.35 | 0.35 | 0.35 | From DOE Prototype Buildings
SchoolPrimary BLDG_EQUIP_SCH_2010 | Equipment |  | Default¦Wknd | 2014-09-01 | 2014-12-31 | Constant | 0.34355 | [23 empty] | From DOE Prototype Buildings
SchoolPrimary BLDG_EQUIP_SCH_2010 | Equipment |  | Wkdy | 2014-09-01 | 2014-12-31 | Hourly | 0.34355 | 0.34355 | 0.34355 | 0.34355 | 0.34355 | 0.34355 | 0.34355 | 0.34355 | 0.94543 | 0.94543 | 0.94543 | 0.94543 | 0.94543 | 0.94543 | 0.94543 | 0.94543 | 0.94543 | 0.34832 | 0.34832 | 0.34832 | 0.34832 | 0.34355 | 0.34355 | 0.34355 | From DOE Prototype Buildings
SchoolPrimary BLDG_EQUIP_SCH_2010 | Equipment |  | WntrDsn | 2014-09-01 | 2014-12-31 | Constant | 0.35 | [23 empty] | From DOE Prototype Buildings
SchoolPrimary BLDG_EQUIP_SCH_2010 | Equipment |  | SmrDsn | 2014-07-01 | 2014-09-01 | Hourly | 0.25 | 0.25 | 0.25 | 0.25 | 0.25 | 0.25 | 0.25 | 0.25 | 0.5 | 0.5 | 0.5 | 0.5 | 0.5 | 0.5 | 0.5 | 0.5 | 0.5 | 0.25 | 0.25 | 0.25 | 0.25 | 0.25 | 0.25 | 0.25 | From DOE Prototype Buildings
SchoolPrimary BLDG_EQUIP_SCH_2010 | Equipment |  | Default¦Wknd | 2014-07-01 | 2014-09-01 | Constant | 0.24539 | [23 empty] | From DOE Prototype Buildings
SchoolPrimary BLDG_EQUIP_SCH_2010 | Equipment |  | Wkdy | 2014-07-01 | 2014-09-01 | Hourly | 0.24539 | 0.24539 | 0.24539 | 0.24539 | 0.24539 | 0.24539 | 0.24539 | 0.24539 | 0.49759 | 0.49759 | 0.49759 | 0.49759 | 0.49759 | 0.49759 | 0.49759 | 0.49759 | 0.49759 | 0.2488 | 0.2488 | 0.2488 | 0.2488 | 0.24539 | 0.24539 | 0.24539 | From DOE Prototype Buildings
SchoolPrimary BLDG_EQUIP_SCH_2010 | Equipment |  | WntrDsn | 2014-07-01 | 2014-09-01 | Constant | 0.25 | [23 empty] | From DOE Prototype Buildings
SchoolPrimary BLDG_EQUIP_SCH_2010 | Equipment |  | SmrDsn | 2014-01-01 | 2014-06-30 | Hourly | 0.35 | 0.35 | 0.35 | 0.35 | 0.35 | 0.35 | 0.35 | 0.35 | 0.95 | 0.95 | 0.95 | 0.95 | 0.95 | 0.95 | 0.95 | 0.95 | 0.95 | 0.35 | 0.35 | 0.35 | 0.35 | 0.35 | 0.35 | 0.35 | From DOE Prototype Buildings
SchoolPrimary BLDG_EQUIP_SCH_2010 | Equipment |  | Default¦Wknd | 2014-01-01 | 2014-06-30 | Constant | 0.34355 | [23 empty] | From DOE Prototype Buildings
SchoolPrimary BLDG_EQUIP_SCH_2010 | Equipment |  | Wkdy | 2014-01-01 | 2014-06-30 | Hourly | 0.34355 | 0.34355 | 0.34355 | 0.34355 | 0.34355 | 0.34355 | 0.34355 | 0.34355 | 0.94543 | 0.94543 | 0.94543 | 0.94543 | 0.94543 | 0.94543 | 0.94543 | 0.94543 | 0.94543 | 0.34832 | 0.34832 | 0.34832 | 0.34832 | 0.34355 | 0.34355 | 0.34355 | From DOE Prototype Buildings
SchoolPrimary BLDG_EQUIP_SCH_2010 | Equipment |  | WntrDsn | 2014-01-01 | 2014-06-30 | Constant | 0.35 | [23 empty] | From DOE Prototype Buildings
SchoolPrimary BLDG_EQUIP_SCH_2013 | Equipment |  | SmrDsn | 2014-09-01 | 2014-12-31 | Hourly | 0.35 | 0.35 | 0.35 | 0.35 | 0.35 | 0.35 | 0.35 | 0.35 | 0.95 | 0.95 | 0.95 | 0.95 | 0.95 | 0.95 | 0.95 | 0.95 | 0.95 | 0.35 | 0.35 | 0.35 | 0.35 | 0.35 | 0.35 | 0.35 | From DOE Prototype Buildings
SchoolPrimary BLDG_EQUIP_SCH_2013 | Equipment |  | Default¦Wknd | 2014-09-01 | 2014-12-31 | Constant | 0.27289 | [23 empty] | From DOE Prototype Buildings
SchoolPrimary BLDG_EQUIP_SCH_2013 | Equipment |  | Wkdy | 2014-09-01 | 2014-12-31 | Hourly | 0.27289 | 0.27289 | 0.27289 | 0.27289 | 0.27289 | 0.27289 | 0.27289 | 0.27289 | 0.88409 | 0.88409 | 0.88409 | 0.88409 | 0.88409 | 0.88409 | 0.88409 | 0.88409 | 0.88409 | 0.32572 | 0.32572 | 0.32572 | 0.32572 | 0.27289 | 0.27289 | 0.27289 | From DOE Prototype Buildings
SchoolPrimary BLDG_EQUIP_SCH_2013 | Equipment |  | WntrDsn | 2014-09-01 | 2014-12-31 | Constant | 0.35 | [23 empty] | From DOE Prototype Buildings
SchoolPrimary BLDG_EQUIP_SCH_2013 | Equipment |  | SmrDsn | 2014-07-01 | 2014-09-01 | Hourly | 0.25 | 0.25 | 0.25 | 0.25 | 0.25 | 0.25 | 0.25 | 0.25 | 0.5 | 0.5 | 0.5 | 0.5 | 0.5 | 0.5 | 0.5 | 0.5 | 0.5 | 0.25 | 0.25 | 0.25 | 0.25 | 0.25 | 0.25 | 0.25 | From DOE Prototype Buildings
SchoolPrimary BLDG_EQUIP_SCH_2013 | Equipment |  | Default¦Wknd | 2014-07-01 | 2014-09-01 | Constant | 0.19492 | [23 empty] | From DOE Prototype Buildings
SchoolPrimary BLDG_EQUIP_SCH_2013 | Equipment |  | Wkdy | 2014-07-01 | 2014-09-01 | Hourly | 0.19492 | 0.19492 | 0.19492 | 0.19492 | 0.19492 | 0.19492 | 0.19492 | 0.19492 | 0.46531 | 0.46531 | 0.46531 | 0.46531 | 0.46531 | 0.46531 | 0.46531 | 0.46531 | 0.46531 | 0.23265 | 0.23265 | 0.23265 | 0.23265 | 0.19492 | 0.19492 | 0.19492 | From DOE Prototype Buildings
SchoolPrimary BLDG_EQUIP_SCH_2013 | Equipment |  | WntrDsn | 2014-07-01 | 2014-09-01 | Constant | 0.25 | [23 empty] | From DOE Prototype Buildings
SchoolPrimary BLDG_EQUIP_SCH_2013 | Equipment |  | SmrDsn | 2014-01-01 | 2014-06-30 | Hourly | 0.35 | 0.35 | 0.35 | 0.35 | 0.35 | 0.35 | 0.35 | 0.35 | 0.95 | 0.95 | 0.95 | 0.95 | 0.95 | 0.95 | 0.95 | 0.95 | 0.95 | 0.35 | 0.35 | 0.35 | 0.35 | 0.35 | 0.35 | 0.35 | From DOE Prototype Buildings
SchoolPrimary BLDG_EQUIP_SCH_2013 | Equipment |  | Default¦Wknd | 2014-01-01 | 2014-06-30 | Constant | 0.27289 | [23 empty] | From DOE Prototype Buildings
SchoolPrimary BLDG_EQUIP_SCH_2013 | Equipment |  | Wkdy | 2014-01-01 | 2014-06-30 | Hourly | 0.27289 | 0.27289 | 0.27289 | 0.27289 | 0.27289 | 0.27289 | 0.27289 | 0.27289 | 0.88409 | 0.88409 | 0.88409 | 0.88409 | 0.88409 | 0.88409 | 0.88409 | 0.88409 | 0.88409 | 0.32572 | 0.32572 | 0.32572 | 0.32572 | 0.27289 | 0.27289 | 0.27289 | From DOE Prototype Buildings
SchoolPrimary BLDG_EQUIP_SCH_2013 | Equipment |  | WntrDsn | 2014-01-01 | 2014-06-30 | Constant | 0.35 | [23 empty] | From DOE Prototype Buildings
SchoolPrimary BLDG_LIGHT_BATH_SCH | Lighting |  | Default | 2014-01-01 | 2014-12-31 | Constant | 0.1773 | [23 empty] | From DOE Prototype Buildings
SchoolPrimary BLDG_LIGHT_BATH_SCH | Lighting |  | WntrDsn | 2014-01-01 | 2014-12-31 | Constant | 0 | [23 empty] | From DOE Prototype Buildings
SchoolPrimary BLDG_LIGHT_BATH_SCH | Lighting |  | SmrDsn | 2014-01-01 | 2014-12-31 | Constant | 1 | [23 empty] | From DOE Prototype Buildings
SchoolPrimary BLDG_LIGHT_BATH_SCH | Lighting |  | Wkdy | 2014-09-01 | 2014-12-31 | Hourly | 0.1773 | 0.1773 | 0.1773 | 0.1773 | 0.1773 | 0.1773 | 0.1773 | 0.9 | 0.9 | 0.9 | 0.9 | 0.9 | 0.9 | 0.9 | 0.9 | 0.9 | 0.9 | 0.9 | 0.9 | 0.9 | 0.9 | 0.1773 | 0.1773 | 0.1773 | From DOE Prototype Buildings
SchoolPrimary BLDG_LIGHT_BATH_SCH | Lighting |  | Wknd | 2014-07-01 | 2014-09-01 | Constant | 0.1773 | [23 empty] | From DOE Prototype Buildings
SchoolPrimary BLDG_LIGHT_BATH_SCH | Lighting |  | Wkdy | 2014-07-01 | 2014-09-01 | Hourly | 0.1773 | 0.1773 | 0.1773 | 0.1773 | 0.1773 | 0.1773 | 0.1773 | 0.1773 | 0.5 | 0.5 | 0.5 | 0.5 | 0.5 | 0.5 | 0.5 | 0.5 | 0.5 | 0.5 | 0.5 | 0.5 | 0.1773 | 0.1773 | 0.1773 | 0.1773 | From DOE Prototype Buildings
SchoolPrimary BLDG_LIGHT_BATH_SCH | Lighting |  | Wknd | 2014-01-01 | 2014-06-30 | Constant | 0.1773 | [23 empty] | From DOE Prototype Buildings
SchoolPrimary BLDG_LIGHT_BATH_SCH | Lighting |  | Wkdy | 2014-01-01 | 2014-06-30 | Hourly | 0.1773 | 0.1773 | 0.1773 | 0.1773 | 0.1773 | 0.1773 | 0.1773 | 0.9 | 0.9 | 0.9 | 0.9 | 0.9 | 0.9 | 0.9 | 0.9 | 0.9 | 0.9 | 0.9 | 0.9 | 0.9 | 0.9 | 0.1773 | 0.1773 | 0.1773 | From DOE Prototype Buildings
SchoolPrimary BLDG_LIGHT_BATH_SCH_2010 | Lighting |  | Default | 2014-01-01 | 2014-12-31 | Constant | 0.1773 | [23 empty] | From DOE Prototype Buildings
SchoolPrimary BLDG_LIGHT_BATH_SCH_2010 | Lighting |  | WntrDsn | 2014-01-01 | 2014-12-31 | Constant | 0 | [23 empty] | From DOE Prototype Buildings
SchoolPrimary BLDG_LIGHT_BATH_SCH_2010 | Lighting |  | SmrDsn | 2014-01-01 | 2014-12-31 | Constant | 1 | [23 empty] | From DOE Prototype Buildings
SchoolPrimary BLDG_LIGHT_BATH_SCH_2010 | Lighting |  | Wkdy | 2014-09-01 | 2014-12-31 | Hourly | 0.1773 | 0.1773 | 0.1773 | 0.1773 | 0.1773 | 0.1773 | 0.1773 | 0.9 | 0.594 | 0.594 | 0.594 | 0.594 | 0.594 | 0.594 | 0.594 | 0.594 | 0.594 | 0.594 | 0.594 | 0.594 | 0.594 | 0.1773 | 0.1773 | 0.1773 | From DOE Prototype Buildings
SchoolPrimary BLDG_LIGHT_BATH_SCH_2010 | Lighting |  | Wknd | 2014-07-01 | 2014-09-01 | Constant | 0.1773 | [23 empty] | From DOE Prototype Buildings
SchoolPrimary BLDG_LIGHT_BATH_SCH_2010 | Lighting |  | Wkdy | 2014-07-01 | 2014-09-01 | Hourly | 0.1773 | 0.1773 | 0.1773 | 0.1773 | 0.1773 | 0.1773 | 0.1773 | 0.1773 | 0.33 | 0.33 | 0.33 | 0.33 | 0.33 | 0.33 | 0.33 | 0.33 | 0.33 | 0.33 | 0.33 | 0.33 | 0.11702 | 0.1773 | 0.1773 | 0.1773 | From DOE Prototype Buildings
SchoolPrimary BLDG_LIGHT_BATH_SCH_2010 | Lighting |  | Wknd | 2014-01-01 | 2014-06-30 | Constant | 0.1773 | [23 empty] | From DOE Prototype Buildings
SchoolPrimary BLDG_LIGHT_BATH_SCH_2010 | Lighting |  | Wkdy | 2014-01-01 | 2014-06-30 | Hourly | 0.1773 | 0.1773 | 0.1773 | 0.1773 | 0.1773 | 0.1773 | 0.1773 | 0.9 | 0.594 | 0.594 | 0.594 | 0.594 | 0.594 | 0.594 | 0.594 | 0.594 | 0.594 | 0.594 | 0.594 | 0.594 | 0.594 | 0.1773 | 0.1773 | 0.1773 | From DOE Prototype Buildings
SchoolPrimary BLDG_LIGHT_BATH_SCH_2013 | Lighting |  | Default | 2014-01-01 | 2014-12-31 | Constant | 0.1773 | [23 empty] | From DOE Prototype Buildings
SchoolPrimary BLDG_LIGHT_BATH_SCH_2013 | Lighting |  | WntrDsn | 2014-01-01 | 2014-12-31 | Constant | 0 | [23 empty] | From DOE Prototype Buildings
SchoolPrimary BLDG_LIGHT_BATH_SCH_2013 | Lighting |  | SmrDsn | 2014-01-01 | 2014-12-31 | Constant | 1 | [23 empty] | From DOE Prototype Buildings
SchoolPrimary BLDG_LIGHT_BATH_SCH_2013 | Lighting |  | Wkdy | 2014-09-01 | 2014-12-31 | Hourly | 0.1773 | 0.1773 | 0.1773 | 0.1773 | 0.1773 | 0.1773 | 0.1773 | 0.9 | 0.594 | 0.594 | 0.594 | 0.594 | 0.594 | 0.594 | 0.594 | 0.594 | 0.594 | 0.594 | 0.594 | 0.594 | 0.594 | 0.1773 | 0.1773 | 0.1773 | From DOE Prototype Buildings
SchoolPrimary BLDG_LIGHT_BATH_SCH_2013 | Lighting |  | Wknd | 2014-07-01 | 2014-09-01 | Constant | 0.1773 | [23 empty] | From DOE Prototype Buildings
SchoolPrimary BLDG_LIGHT_BATH_SCH_2013 | Lighting |  | Wkdy | 2014-07-01 | 2014-09-01 | Hourly | 0.1773 | 0.1773 | 0.1773 | 0.1773 | 0.1773 | 0.1773 | 0.1773 | 0.1773 | 0.33 | 0.33 | 0.33 | 0.33 | 0.33 | 0.33 | 0.33 | 0.33 | 0.33 | 0.33 | 0.33 | 0.33 | 0.11702 | 0.1773 | 0.1773 | 0.1773 | From DOE Prototype Buildings
SchoolPrimary BLDG_LIGHT_BATH_SCH_2013 | Lighting |  | Wknd | 2014-01-01 | 2014-06-30 | Constant | 0.1773 | [23 empty] | From DOE Prototype Buildings
SchoolPrimary BLDG_LIGHT_BATH_SCH_2013 | Lighting |  | Wkdy | 2014-01-01 | 2014-06-30 | Hourly | 0.1773 | 0.1773 | 0.1773 | 0.1773 | 0.1773 | 0.1773 | 0.1773 | 0.9 | 0.594 | 0.594 | 0.594 | 0.594 | 0.594 | 0.594 | 0.594 | 0.594 | 0.594 | 0.594 | 0.594 | 0.594 | 0.594 | 0.1773 | 0.1773 | 0.1773 | From DOE Prototype Buildings
SchoolPrimary BLDG_LIGHT_CLASSROOM_SCH | Lighting |  | Default | 2014-01-01 | 2014-12-31 | Constant | 0.1773 | [23 empty] | From DOE Prototype Buildings
SchoolPrimary BLDG_LIGHT_CLASSROOM_SCH | Lighting |  | WntrDsn | 2014-01-01 | 2014-12-31 | Constant | 0 | [23 empty] | From DOE Prototype Buildings
SchoolPrimary BLDG_LIGHT_CLASSROOM_SCH | Lighting |  | SmrDsn | 2014-01-01 | 2014-12-31 | Constant | 1 | [23 empty] | From DOE Prototype Buildings
SchoolPrimary BLDG_LIGHT_CLASSROOM_SCH | Lighting |  | Wkdy | 2014-09-01 | 2014-12-31 | Hourly | 0.1773 | 0.1773 | 0.1773 | 0.1773 | 0.1773 | 0.1773 | 0.1773 | 0.9 | 0.9 | 0.9 | 0.9 | 0.9 | 0.9 | 0.9 | 0.9 | 0.9 | 0.9 | 0.9 | 0.9 | 0.9 | 0.9 | 0.1773 | 0.1773 | 0.1773 | From DOE Prototype Buildings
SchoolPrimary BLDG_LIGHT_CLASSROOM_SCH | Lighting |  | Wknd | 2014-07-01 | 2014-09-01 | Constant | 0.1773 | [23 empty] | From DOE Prototype Buildings
SchoolPrimary BLDG_LIGHT_CLASSROOM_SCH | Lighting |  | Wkdy | 2014-07-01 | 2014-09-01 | Hourly | 0.1773 | 0.1773 | 0.1773 | 0.1773 | 0.1773 | 0.1773 | 0.1773 | 0.1773 | 0.5 | 0.5 | 0.5 | 0.5 | 0.5 | 0.5 | 0.5 | 0.5 | 0.5 | 0.5 | 0.5 | 0.5 | 0.1773 | 0.1773 | 0.1773 | 0.1773 | From DOE Prototype Buildings
SchoolPrimary BLDG_LIGHT_CLASSROOM_SCH | Lighting |  | Wknd | 2014-01-01 | 2014-06-30 | Constant | 0.1773 | [23 empty] | From DOE Prototype Buildings
SchoolPrimary BLDG_LIGHT_CLASSROOM_SCH | Lighting |  | Wkdy | 2014-01-01 | 2014-06-30 | Hourly | 0.1773 | 0.1773 | 0.1773 | 0.1773 | 0.1773 | 0.1773 | 0.1773 | 0.9 | 0.9 | 0.9 | 0.9 | 0.9 | 0.9 | 0.9 | 0.9 | 0.9 | 0.9 | 0.9 | 0.9 | 0.9 | 0.9 | 0.1773 | 0.1773 | 0.1773 | From DOE Prototype Buildings
SchoolPrimary BLDG_LIGHT_CLASSROOM_SCH_2010 | Lighting |  | Default | 2014-01-01 | 2014-12-31 | Constant | 0.1773 | [23 empty] | From DOE Prototype Buildings
SchoolPrimary BLDG_LIGHT_CLASSROOM_SCH_2010 | Lighting |  | WntrDsn | 2014-01-01 | 2014-12-31 | Constant | 0 | [23 empty] | From DOE Prototype Buildings
SchoolPrimary BLDG_LIGHT_CLASSROOM_SCH_2010 | Lighting |  | SmrDsn | 2014-01-01 | 2014-12-31 | Constant | 1 | [23 empty] | From DOE Prototype Buildings
SchoolPrimary BLDG_LIGHT_CLASSROOM_SCH_2010 | Lighting |  | Wkdy | 2014-09-01 | 2014-12-31 | Hourly | 0.1773 | 0.1773 | 0.1773 | 0.1773 | 0.1773 | 0.1773 | 0.1773 | 0.9 | 0.612 | 0.612 | 0.612 | 0.612 | 0.612 | 0.612 | 0.612 | 0.612 | 0.612 | 0.612 | 0.612 | 0.612 | 0.612 | 0.1773 | 0.1773 | 0.1773 | From DOE Prototype Buildings
SchoolPrimary BLDG_LIGHT_CLASSROOM_SCH_2010 | Lighting |  | Wknd | 2014-07-01 | 2014-09-01 | Constant | 0.1773 | [23 empty] | From DOE Prototype Buildings
SchoolPrimary BLDG_LIGHT_CLASSROOM_SCH_2010 | Lighting |  | Wkdy | 2014-07-01 | 2014-09-01 | Hourly | 0.1773 | 0.1773 | 0.1773 | 0.1773 | 0.1773 | 0.1773 | 0.1773 | 0.1773 | 0.34 | 0.34 | 0.34 | 0.34 | 0.34 | 0.34 | 0.34 | 0.34 | 0.34 | 0.34 | 0.34 | 0.34 | 0.34 | 0.1773 | 0.1773 | 0.1773 | From DOE Prototype Buildings
SchoolPrimary BLDG_LIGHT_CLASSROOM_SCH_2010 | Lighting |  | Wknd | 2014-01-01 | 2014-06-30 | Constant | 0.1773 | [23 empty] | From DOE Prototype Buildings
SchoolPrimary BLDG_LIGHT_CLASSROOM_SCH_2010 | Lighting |  | Wkdy | 2014-01-01 | 2014-06-30 | Hourly | 0.1773 | 0.1773 | 0.1773 | 0.1773 | 0.1773 | 0.1773 | 0.1773 | 0.9 | 0.612 | 0.612 | 0.612 | 0.612 | 0.612 | 0.612 | 0.612 | 0.612 | 0.612 | 0.612 | 0.612 | 0.612 | 0.612 | 0.1773 | 0.1773 | 0.1773 | From DOE Prototype Buildings
SchoolPrimary BLDG_LIGHT_CLASSROOM_SCH_2013 | Lighting |  | Default | 2014-01-01 | 2014-12-31 | Constant | 0.1773 | [23 empty] | From DOE Prototype Buildings
SchoolPrimary BLDG_LIGHT_CLASSROOM_SCH_2013 | Lighting |  | WntrDsn | 2014-01-01 | 2014-12-31 | Constant | 0 | [23 empty] | From DOE Prototype Buildings
SchoolPrimary BLDG_LIGHT_CLASSROOM_SCH_2013 | Lighting |  | SmrDsn | 2014-01-01 | 2014-12-31 | Constant | 1 | [23 empty] | From DOE Prototype Buildings
SchoolPrimary BLDG_LIGHT_CLASSROOM_SCH_2013 | Lighting |  | Wkdy | 2014-09-01 | 2014-12-31 | Hourly | 0.1773 | 0.1773 | 0.1773 | 0.1773 | 0.1773 | 0.1773 | 0.1773 | 0.9 | 0.59829 | 0.59829 | 0.59829 | 0.59829 | 0.59829 | 0.59829 | 0.59829 | 0.59829 | 0.59829 | 0.59829 | 0.59829 | 0.59829 | 0.59829 | 0.1773 | 0.1773 | 0.1773 | From DOE Prototype Buildings
SchoolPrimary BLDG_LIGHT_CLASSROOM_SCH_2013 | Lighting |  | Wknd | 2014-07-01 | 2014-09-01 | Constant | 0.1773 | [23 empty] | From DOE Prototype Buildings
SchoolPrimary BLDG_LIGHT_CLASSROOM_SCH_2013 | Lighting |  | Wkdy | 2014-07-01 | 2014-09-01 | Hourly | 0.1773 | 0.1773 | 0.1773 | 0.1773 | 0.1773 | 0.1773 | 0.1773 | 0.1773 | 0.33238 | 0.33238 | 0.33238 | 0.33238 | 0.33238 | 0.33238 | 0.33238 | 0.33238 | 0.33238 | 0.33238 | 0.33238 | 0.33238 | 0.12056 | 0.1773 | 0.1773 | 0.1773 | From DOE Prototype Buildings
SchoolPrimary BLDG_LIGHT_CLASSROOM_SCH_2013 | Lighting |  | Wknd | 2014-01-01 | 2014-06-30 | Constant | 0.1773 | [23 empty] | From DOE Prototype Buildings
SchoolPrimary BLDG_LIGHT_CLASSROOM_SCH_2013 | Lighting |  | Wkdy | 2014-01-01 | 2014-06-30 | Hourly | 0.1773 | 0.1773 | 0.1773 | 0.1773 | 0.1773 | 0.1773 | 0.1773 | 0.9 | 0.59829 | 0.59829 | 0.59829 | 0.59829 | 0.59829 | 0.59829 | 0.59829 | 0.59829 | 0.59829 | 0.59829 | 0.59829 | 0.59829 | 0.59829 | 0.1773 | 0.1773 | 0.1773 | From DOE Prototype Buildings
SchoolPrimary BLDG_LIGHT_CORRIDOR_SCH | Lighting |  | Default | 2014-01-01 | 2014-12-31 | Constant | 0.1773 | [23 empty] | From DOE Prototype Buildings
SchoolPrimary BLDG_LIGHT_CORRIDOR_SCH | Lighting |  | WntrDsn | 2014-01-01 | 2014-12-31 | Constant | 0 | [23 empty] | From DOE Prototype Buildings
SchoolPrimary BLDG_LIGHT_CORRIDOR_SCH | Lighting |  | SmrDsn | 2014-01-01 | 2014-12-31 | Constant | 1 | [23 empty] | From DOE Prototype Buildings
SchoolPrimary BLDG_LIGHT_CORRIDOR_SCH | Lighting |  | Wkdy | 2014-09-01 | 2014-12-31 | Hourly | 0.1773 | 0.1773 | 0.1773 | 0.1773 | 0.1773 | 0.1773 | 0.1773 | 0.9 | 0.9 | 0.9 | 0.9 | 0.9 | 0.9 | 0.9 | 0.9 | 0.9 | 0.9 | 0.9 | 0.9 | 0.9 | 0.9 | 0.1773 | 0.1773 | 0.1773 | From DOE Prototype Buildings
SchoolPrimary BLDG_LIGHT_CORRIDOR_SCH | Lighting |  | Wknd | 2014-07-01 | 2014-09-01 | Constant | 0.1773 | [23 empty] | From DOE Prototype Buildings
SchoolPrimary BLDG_LIGHT_CORRIDOR_SCH | Lighting |  | Wkdy | 2014-07-01 | 2014-09-01 | Hourly | 0.1773 | 0.1773 | 0.1773 | 0.1773 | 0.1773 | 0.1773 | 0.1773 | 0.1773 | 0.5 | 0.5 | 0.5 | 0.5 | 0.5 | 0.5 | 0.5 | 0.5 | 0.5 | 0.5 | 0.5 | 0.5 | 0.1773 | 0.1773 | 0.1773 | 0.1773 | From DOE Prototype Buildings
SchoolPrimary BLDG_LIGHT_CORRIDOR_SCH | Lighting |  | Wknd | 2014-01-01 | 2014-06-30 | Constant | 0.1773 | [23 empty] | From DOE Prototype Buildings
SchoolPrimary BLDG_LIGHT_CORRIDOR_SCH | Lighting |  | Wkdy | 2014-01-01 | 2014-06-30 | Hourly | 0.1773 | 0.1773 | 0.1773 | 0.1773 | 0.1773 | 0.1773 | 0.1773 | 0.9 | 0.9 | 0.9 | 0.9 | 0.9 | 0.9 | 0.9 | 0.9 | 0.9 | 0.9 | 0.9 | 0.9 | 0.9 | 0.9 | 0.1773 | 0.1773 | 0.1773 | From DOE Prototype Buildings
SchoolPrimary BLDG_LIGHT_CORRIDOR_SCH_2010 | Lighting |  | Default | 2014-01-01 | 2014-12-31 | Constant | 0.1773 | [23 empty] | From DOE Prototype Buildings
SchoolPrimary BLDG_LIGHT_CORRIDOR_SCH_2010 | Lighting |  | WntrDsn | 2014-01-01 | 2014-12-31 | Constant | 0 | [23 empty] | From DOE Prototype Buildings
SchoolPrimary BLDG_LIGHT_CORRIDOR_SCH_2010 | Lighting |  | SmrDsn | 2014-01-01 | 2014-12-31 | Constant | 1 | [23 empty] | From DOE Prototype Buildings
SchoolPrimary BLDG_LIGHT_CORRIDOR_SCH_2010 | Lighting |  | Wkdy | 2014-09-01 | 2014-12-31 | Hourly | 0.1773 | 0.1773 | 0.1773 | 0.1773 | 0.1773 | 0.1773 | 0.1773 | 0.9 | 0.86274 | 0.86274 | 0.86274 | 0.86274 | 0.86274 | 0.86274 | 0.86274 | 0.86274 | 0.86274 | 0.86274 | 0.86274 | 0.86274 | 0.86274 | 0.1773 | 0.1773 | 0.1773 | From DOE Prototype Buildings
SchoolPrimary BLDG_LIGHT_CORRIDOR_SCH_2010 | Lighting |  | Wknd | 2014-07-01 | 2014-09-01 | Constant | 0.1773 | [23 empty] | From DOE Prototype Buildings
SchoolPrimary BLDG_LIGHT_CORRIDOR_SCH_2010 | Lighting |  | Wkdy | 2014-07-01 | 2014-09-01 | Hourly | 0.1773 | 0.1773 | 0.1773 | 0.1773 | 0.1773 | 0.1773 | 0.1773 | 0.1773 | 0.4793 | 0.4793 | 0.4793 | 0.4793 | 0.4793 | 0.4793 | 0.4793 | 0.4793 | 0.4793 | 0.4793 | 0.4793 | 0.4793 | 0.16996 | 0.1773 | 0.1773 | 0.1773 | From DOE Prototype Buildings
SchoolPrimary BLDG_LIGHT_CORRIDOR_SCH_2010 | Lighting |  | Wknd | 2014-01-01 | 2014-06-30 | Constant | 0.1773 | [23 empty] | From DOE Prototype Buildings
SchoolPrimary BLDG_LIGHT_CORRIDOR_SCH_2010 | Lighting |  | Wkdy | 2014-01-01 | 2014-06-30 | Hourly | 0.1773 | 0.1773 | 0.1773 | 0.1773 | 0.1773 | 0.1773 | 0.1773 | 0.9 | 0.86274 | 0.86274 | 0.86274 | 0.86274 | 0.86274 | 0.86274 | 0.86274 | 0.86274 | 0.86274 | 0.86274 | 0.86274 | 0.86274 | 0.86274 | 0.1773 | 0.1773 | 0.1773 | From DOE Prototype Buildings
SchoolPrimary BLDG_LIGHT_CORRIDOR_SCH_2013 | Lighting |  | Default | 2014-01-01 | 2014-12-31 | Constant | 0.1773 | [23 empty] | From DOE Prototype Buildings
SchoolPrimary BLDG_LIGHT_CORRIDOR_SCH_2013 | Lighting |  | WntrDsn | 2014-01-01 | 2014-12-31 | Constant | 0 | [23 empty] | From DOE Prototype Buildings
SchoolPrimary BLDG_LIGHT_CORRIDOR_SCH_2013 | Lighting |  | SmrDsn | 2014-01-01 | 2014-12-31 | Constant | 1 | [23 empty] | From DOE Prototype Buildings
SchoolPrimary BLDG_LIGHT_CORRIDOR_SCH_2013 | Lighting |  | Wkdy | 2014-09-01 | 2014-12-31 | Hourly | 0.1773 | 0.1773 | 0.1773 | 0.1773 | 0.1773 | 0.1773 | 0.1773 | 0.9 | 0.56078 | 0.56078 | 0.56078 | 0.56078 | 0.56078 | 0.56078 | 0.56078 | 0.56078 | 0.56078 | 0.56078 | 0.56078 | 0.56078 | 0.56078 | 0.1773 | 0.1773 | 0.1773 | From DOE Prototype Buildings
SchoolPrimary BLDG_LIGHT_CORRIDOR_SCH_2013 | Lighting |  | Wknd | 2014-07-01 | 2014-09-01 | Constant | 0.1773 | [23 empty] | From DOE Prototype Buildings
SchoolPrimary BLDG_LIGHT_CORRIDOR_SCH_2013 | Lighting |  | Wkdy | 2014-07-01 | 2014-09-01 | Hourly | 0.1773 | 0.1773 | 0.1773 | 0.1773 | 0.1773 | 0.1773 | 0.1773 | 0.1773 | 0.31155 | 0.31155 | 0.31155 | 0.31155 | 0.31155 | 0.31155 | 0.31155 | 0.31155 | 0.31155 | 0.31155 | 0.31155 | 0.31155 | 0.11047 | 0.1773 | 0.1773 | 0.1773 | From DOE Prototype Buildings
SchoolPrimary BLDG_LIGHT_CORRIDOR_SCH_2013 | Lighting |  | Wknd | 2014-01-01 | 2014-06-30 | Constant | 0.1773 | [23 empty] | From DOE Prototype Buildings
SchoolPrimary BLDG_LIGHT_CORRIDOR_SCH_2013 | Lighting |  | Wkdy | 2014-01-01 | 2014-06-30 | Hourly | 0.1773 | 0.1773 | 0.1773 | 0.1773 | 0.1773 | 0.1773 | 0.1773 | 0.9 | 0.56078 | 0.56078 | 0.56078 | 0.56078 | 0.56078 | 0.56078 | 0.56078 | 0.56078 | 0.56078 | 0.56078 | 0.56078 | 0.56078 | 0.56078 | 0.1773 | 0.1773 | 0.1773 | From DOE Prototype Buildings
SchoolPrimary BLDG_LIGHT_GYM_SCH | Lighting |  | Default | 2014-01-01 | 2014-12-31 | Constant | 0.1773 | [23 empty] | From DOE Prototype Buildings
SchoolPrimary BLDG_LIGHT_GYM_SCH | Lighting |  | WntrDsn | 2014-01-01 | 2014-12-31 | Constant | 0 | [23 empty] | From DOE Prototype Buildings
SchoolPrimary BLDG_LIGHT_GYM_SCH | Lighting |  | SmrDsn | 2014-01-01 | 2014-12-31 | Constant | 1 | [23 empty] | From DOE Prototype Buildings
SchoolPrimary BLDG_LIGHT_GYM_SCH | Lighting |  | Wkdy | 2014-09-01 | 2014-12-31 | Hourly | 0.1773 | 0.1773 | 0.1773 | 0.1773 | 0.1773 | 0.1773 | 0.1773 | 0.9 | 0.9 | 0.9 | 0.9 | 0.9 | 0.9 | 0.9 | 0.9 | 0.9 | 0.9 | 0.9 | 0.9 | 0.9 | 0.9 | 0.1773 | 0.1773 | 0.1773 | From DOE Prototype Buildings
SchoolPrimary BLDG_LIGHT_GYM_SCH | Lighting |  | Wknd | 2014-07-01 | 2014-09-01 | Constant | 0.1773 | [23 empty] | From DOE Prototype Buildings
SchoolPrimary BLDG_LIGHT_GYM_SCH | Lighting |  | Wkdy | 2014-07-01 | 2014-09-01 | Hourly | 0.1773 | 0.1773 | 0.1773 | 0.1773 | 0.1773 | 0.1773 | 0.1773 | 0.1773 | 0.5 | 0.5 | 0.5 | 0.5 | 0.5 | 0.5 | 0.5 | 0.5 | 0.5 | 0.5 | 0.5 | 0.5 | 0.1773 | 0.1773 | 0.1773 | 0.1773 | From DOE Prototype Buildings
SchoolPrimary BLDG_LIGHT_GYM_SCH | Lighting |  | Wknd | 2014-01-01 | 2014-06-30 | Constant | 0.1773 | [23 empty] | From DOE Prototype Buildings
SchoolPrimary BLDG_LIGHT_GYM_SCH | Lighting |  | Wkdy | 2014-01-01 | 2014-06-30 | Hourly | 0.1773 | 0.1773 | 0.1773 | 0.1773 | 0.1773 | 0.1773 | 0.1773 | 0.9 | 0.9 | 0.9 | 0.9 | 0.9 | 0.9 | 0.9 | 0.9 | 0.9 | 0.9 | 0.9 | 0.9 | 0.9 | 0.9 | 0.1773 | 0.1773 | 0.1773 | From DOE Prototype Buildings
SchoolPrimary BLDG_LIGHT_GYM_SCH_2010 | Lighting |  | Default | 2014-01-01 | 2014-12-31 | Constant | 0.1773 | [23 empty] | From DOE Prototype Buildings
SchoolPrimary BLDG_LIGHT_GYM_SCH_2010 | Lighting |  | WntrDsn | 2014-01-01 | 2014-12-31 | Constant | 0 | [23 empty] | From DOE Prototype Buildings
SchoolPrimary BLDG_LIGHT_GYM_SCH_2010 | Lighting |  | SmrDsn | 2014-01-01 | 2014-12-31 | Constant | 1 | [23 empty] | From DOE Prototype Buildings
SchoolPrimary BLDG_LIGHT_GYM_SCH_2010 | Lighting |  | Wkdy | 2014-09-01 | 2014-12-31 | Hourly | 0.1773 | 0.1773 | 0.1773 | 0.1773 | 0.1773 | 0.1773 | 0.1773 | 0.9 | 0.88605 | 0.88605 | 0.88605 | 0.88605 | 0.88605 | 0.88605 | 0.88605 | 0.88605 | 0.88605 | 0.88605 | 0.88605 | 0.88605 | 0.88605 | 0.1773 | 0.1773 | 0.1773 | From DOE Prototype Buildings
SchoolPrimary BLDG_LIGHT_GYM_SCH_2010 | Lighting |  | Wknd | 2014-07-01 | 2014-09-01 | Constant | 0.1773 | [23 empty] | From DOE Prototype Buildings
SchoolPrimary BLDG_LIGHT_GYM_SCH_2010 | Lighting |  | Wkdy | 2014-07-01 | 2014-09-01 | Hourly | 0.1773 | 0.1773 | 0.1773 | 0.1773 | 0.1773 | 0.1773 | 0.1773 | 0.1773 | 0.49225 | 0.49225 | 0.49225 | 0.49225 | 0.49225 | 0.49225 | 0.49225 | 0.49225 | 0.49225 | 0.49225 | 0.49225 | 0.49225 | 0.17455 | 0.1773 | 0.1773 | 0.1773 | From DOE Prototype Buildings
SchoolPrimary BLDG_LIGHT_GYM_SCH_2010 | Lighting |  | Wknd | 2014-01-01 | 2014-06-30 | Constant | 0.1773 | [23 empty] | From DOE Prototype Buildings
SchoolPrimary BLDG_LIGHT_GYM_SCH_2010 | Lighting |  | Wkdy | 2014-01-01 | 2014-06-30 | Hourly | 0.1773 | 0.1773 | 0.1773 | 0.1773 | 0.1773 | 0.1773 | 0.1773 | 0.9 | 0.88605 | 0.88605 | 0.88605 | 0.88605 | 0.88605 | 0.88605 | 0.88605 | 0.88605 | 0.88605 | 0.88605 | 0.88605 | 0.88605 | 0.88605 | 0.1773 | 0.1773 | 0.1773 | From DOE Prototype Buildings
SchoolPrimary BLDG_LIGHT_GYM_SCH_2013 | Lighting |  | Default | 2014-01-01 | 2014-12-31 | Constant | 0.1773 | [23 empty] | From DOE Prototype Buildings
SchoolPrimary BLDG_LIGHT_GYM_SCH_2013 | Lighting |  | WntrDsn | 2014-01-01 | 2014-12-31 | Constant | 0 | [23 empty] | From DOE Prototype Buildings
SchoolPrimary BLDG_LIGHT_GYM_SCH_2013 | Lighting |  | SmrDsn | 2014-01-01 | 2014-12-31 | Constant | 1 | [23 empty] | From DOE Prototype Buildings
SchoolPrimary BLDG_LIGHT_GYM_SCH_2013 | Lighting |  | Wkdy | 2014-09-01 | 2014-12-31 | Hourly | 0.1773 | 0.1773 | 0.1773 | 0.1773 | 0.1773 | 0.1773 | 0.1773 | 0.9 | 0.88605 | 0.88605 | 0.88605 | 0.88605 | 0.88605 | 0.88605 | 0.88605 | 0.88605 | 0.88605 | 0.88605 | 0.88605 | 0.88605 | 0.88605 | 0.1773 | 0.1773 | 0.1773 | From DOE Prototype Buildings
SchoolPrimary BLDG_LIGHT_GYM_SCH_2013 | Lighting |  | Wknd | 2014-07-01 | 2014-09-01 | Constant | 0.1773 | [23 empty] | From DOE Prototype Buildings
SchoolPrimary BLDG_LIGHT_GYM_SCH_2013 | Lighting |  | Wkdy | 2014-07-01 | 2014-09-01 | Hourly | 0.1773 | 0.1773 | 0.1773 | 0.1773 | 0.1773 | 0.1773 | 0.1773 | 0.1773 | 0.49225 | 0.49225 | 0.49225 | 0.49225 | 0.49225 | 0.49225 | 0.49225 | 0.49225 | 0.49225 | 0.49225 | 0.49225 | 0.49225 | 0.17455 | 0.1773 | 0.1773 | 0.1773 | From DOE Prototype Buildings
SchoolPrimary BLDG_LIGHT_GYM_SCH_2013 | Lighting |  | Wknd | 2014-01-01 | 2014-06-30 | Constant | 0.1773 | [23 empty] | From DOE Prototype Buildings
SchoolPrimary BLDG_LIGHT_GYM_SCH_2013 | Lighting |  | Wkdy | 2014-01-01 | 2014-06-30 | Hourly | 0.1773 | 0.1773 | 0.1773 | 0.1773 | 0.1773 | 0.1773 | 0.1773 | 0.9 | 0.88605 | 0.88605 | 0.88605 | 0.88605 | 0.88605 | 0.88605 | 0.88605 | 0.88605 | 0.88605 | 0.88605 | 0.88605 | 0.88605 | 0.88605 | 0.1773 | 0.1773 | 0.1773 | From DOE Prototype Buildings
SchoolPrimary BLDG_LIGHT_LIBRARY_SCH | Lighting |  | Default | 2014-01-01 | 2014-12-31 | Constant | 0.1773 | [23 empty] | From DOE Prototype Buildings
SchoolPrimary BLDG_LIGHT_LIBRARY_SCH | Lighting |  | WntrDsn | 2014-01-01 | 2014-12-31 | Constant | 0 | [23 empty] | From DOE Prototype Buildings
SchoolPrimary BLDG_LIGHT_LIBRARY_SCH | Lighting |  | SmrDsn | 2014-01-01 | 2014-12-31 | Constant | 1 | [23 empty] | From DOE Prototype Buildings
SchoolPrimary BLDG_LIGHT_LIBRARY_SCH | Lighting |  | Wkdy | 2014-09-01 | 2014-12-31 | Hourly | 0.1773 | 0.1773 | 0.1773 | 0.1773 | 0.1773 | 0.1773 | 0.1773 | 0.9 | 0.9 | 0.9 | 0.9 | 0.9 | 0.9 | 0.9 | 0.9 | 0.9 | 0.9 | 0.9 | 0.9 | 0.9 | 0.9 | 0.1773 | 0.1773 | 0.1773 | From DOE Prototype Buildings
SchoolPrimary BLDG_LIGHT_LIBRARY_SCH | Lighting |  | Wknd | 2014-07-01 | 2014-09-01 | Constant | 0.1773 | [23 empty] | From DOE Prototype Buildings
SchoolPrimary BLDG_LIGHT_LIBRARY_SCH | Lighting |  | Wkdy | 2014-07-01 | 2014-09-01 | Hourly | 0.1773 | 0.1773 | 0.1773 | 0.1773 | 0.1773 | 0.1773 | 0.1773 | 0.1773 | 0.5 | 0.5 | 0.5 | 0.5 | 0.5 | 0.5 | 0.5 | 0.5 | 0.5 | 0.5 | 0.5 | 0.5 | 0.1773 | 0.1773 | 0.1773 | 0.1773 | From DOE Prototype Buildings
SchoolPrimary BLDG_LIGHT_LIBRARY_SCH | Lighting |  | Wknd | 2014-01-01 | 2014-06-30 | Constant | 0.1773 | [23 empty] | From DOE Prototype Buildings
SchoolPrimary BLDG_LIGHT_LIBRARY_SCH | Lighting |  | Wkdy | 2014-01-01 | 2014-06-30 | Hourly | 0.1773 | 0.1773 | 0.1773 | 0.1773 | 0.1773 | 0.1773 | 0.1773 | 0.9 | 0.9 | 0.9 | 0.9 | 0.9 | 0.9 | 0.9 | 0.9 | 0.9 | 0.9 | 0.9 | 0.9 | 0.9 | 0.9 | 0.1773 | 0.1773 | 0.1773 | From DOE Prototype Buildings
SchoolPrimary BLDG_LIGHT_LIBRARY_SCH_2010 | Lighting |  | Default | 2014-01-01 | 2014-12-31 | Constant | 0.1773 | [23 empty] | From DOE Prototype Buildings
SchoolPrimary BLDG_LIGHT_LIBRARY_SCH_2010 | Lighting |  | WntrDsn | 2014-01-01 | 2014-12-31 | Constant | 0 | [23 empty] | From DOE Prototype Buildings
SchoolPrimary BLDG_LIGHT_LIBRARY_SCH_2010 | Lighting |  | SmrDsn | 2014-01-01 | 2014-12-31 | Constant | 1 | [23 empty] | From DOE Prototype Buildings
SchoolPrimary BLDG_LIGHT_LIBRARY_SCH_2010 | Lighting |  | Wkdy | 2014-09-01 | 2014-12-31 | Hourly | 0.1773 | 0.1773 | 0.1773 | 0.1773 | 0.1773 | 0.1773 | 0.1773 | 0.9 | 0.9 | 0.9 | 0.9 | 0.9 | 0.9 | 0.9 | 0.9 | 0.9 | 0.9 | 0.9 | 0.9 | 0.9 | 0.9 | 0.1773 | 0.1773 | 0.1773 | From DOE Prototype Buildings
SchoolPrimary BLDG_LIGHT_LIBRARY_SCH_2010 | Lighting |  | Wknd | 2014-07-01 | 2014-09-01 | Constant | 0.1773 | [23 empty] | From DOE Prototype Buildings
SchoolPrimary BLDG_LIGHT_LIBRARY_SCH_2010 | Lighting |  | Wkdy | 2014-07-01 | 2014-09-01 | Hourly | 0.1773 | 0.1773 | 0.1773 | 0.1773 | 0.1773 | 0.1773 | 0.1773 | 0.1773 | 0.5 | 0.5 | 0.5 | 0.5 | 0.5 | 0.5 | 0.5 | 0.5 | 0.5 | 0.5 | 0.5 | 0.5 | 0.1773 | 0.1773 | 0.1773 | 0.1773 | From DOE Prototype Buildings
SchoolPrimary BLDG_LIGHT_LIBRARY_SCH_2010 | Lighting |  | Wknd | 2014-01-01 | 2014-06-30 | Constant | 0.1773 | [23 empty] | From DOE Prototype Buildings
SchoolPrimary BLDG_LIGHT_LIBRARY_SCH_2010 | Lighting |  | Wkdy | 2014-01-01 | 2014-06-30 | Hourly | 0.1773 | 0.1773 | 0.1773 | 0.1773 | 0.1773 | 0.1773 | 0.1773 | 0.9 | 0.9 | 0.9 | 0.9 | 0.9 | 0.9 | 0.9 | 0.9 | 0.9 | 0.9 | 0.9 | 0.9 | 0.9 | 0.9 | 0.1773 | 0.1773 | 0.1773 | From DOE Prototype Buildings
SchoolPrimary BLDG_LIGHT_LIBRARY_SCH_2013 | Lighting |  | Default | 2014-01-01 | 2014-12-31 | Constant | 0.1773 | [23 empty] | From DOE Prototype Buildings
SchoolPrimary BLDG_LIGHT_LIBRARY_SCH_2013 | Lighting |  | WntrDsn | 2014-01-01 | 2014-12-31 | Constant | 0 | [23 empty] | From DOE Prototype Buildings
SchoolPrimary BLDG_LIGHT_LIBRARY_SCH_2013 | Lighting |  | SmrDsn | 2014-01-01 | 2014-12-31 | Constant | 1 | [23 empty] | From DOE Prototype Buildings
SchoolPrimary BLDG_LIGHT_LIBRARY_SCH_2013 | Lighting |  | Wkdy | 2014-09-01 | 2014-12-31 | Hourly | 0.1773 | 0.1773 | 0.1773 | 0.1773 | 0.1773 | 0.1773 | 0.1773 | 0.9 | 0.8325 | 0.8325 | 0.8325 | 0.8325 | 0.8325 | 0.8325 | 0.8325 | 0.8325 | 0.8325 | 0.8325 | 0.8325 | 0.8325 | 0.8325 | 0.1773 | 0.1773 | 0.1773 | From DOE Prototype Buildings
SchoolPrimary BLDG_LIGHT_LIBRARY_SCH_2013 | Lighting |  | Wknd | 2014-07-01 | 2014-09-01 | Constant | 0.1773 | [23 empty] | From DOE Prototype Buildings
SchoolPrimary BLDG_LIGHT_LIBRARY_SCH_2013 | Lighting |  | Wkdy | 2014-07-01 | 2014-09-01 | Hourly | 0.1773 | 0.1773 | 0.1773 | 0.1773 | 0.1773 | 0.1773 | 0.1773 | 0.1773 | 0.4625 | 0.4625 | 0.4625 | 0.4625 | 0.4625 | 0.4625 | 0.4625 | 0.4625 | 0.4625 | 0.4625 | 0.4625 | 0.4625 | 0.164 | 0.1773 | 0.1773 | 0.1773 | From DOE Prototype Buildings
SchoolPrimary BLDG_LIGHT_LIBRARY_SCH_2013 | Lighting |  | Wknd | 2014-01-01 | 2014-06-30 | Constant | 0.1773 | [23 empty] | From DOE Prototype Buildings
SchoolPrimary BLDG_LIGHT_LIBRARY_SCH_2013 | Lighting |  | Wkdy | 2014-01-01 | 2014-06-30 | Hourly | 0.1773 | 0.1773 | 0.1773 | 0.1773 | 0.1773 | 0.1773 | 0.1773 | 0.9 | 0.8325 | 0.8325 | 0.8325 | 0.8325 | 0.8325 | 0.8325 | 0.8325 | 0.8325 | 0.8325 | 0.8325 | 0.8325 | 0.8325 | 0.8325 | 0.1773 | 0.1773 | 0.1773 | From DOE Prototype Buildings
SchoolPrimary BLDG_LIGHT_LOBBYFLR1_SCH | Lighting |  | Default | 2014-01-01 | 2014-12-31 | Constant | 0.1773 | [23 empty] | From DOE Prototype Buildings
SchoolPrimary BLDG_LIGHT_LOBBYFLR1_SCH | Lighting |  | WntrDsn | 2014-01-01 | 2014-12-31 | Constant | 0 | [23 empty] | From DOE Prototype Buildings
SchoolPrimary BLDG_LIGHT_LOBBYFLR1_SCH | Lighting |  | SmrDsn | 2014-01-01 | 2014-12-31 | Constant | 1 | [23 empty] | From DOE Prototype Buildings
SchoolPrimary BLDG_LIGHT_LOBBYFLR1_SCH | Lighting |  | Wkdy | 2014-09-01 | 2014-12-31 | Hourly | 0.1773 | 0.1773 | 0.1773 | 0.1773 | 0.1773 | 0.1773 | 0.1773 | 0.9 | 0.9 | 0.9 | 0.9 | 0.9 | 0.9 | 0.9 | 0.9 | 0.9 | 0.9 | 0.9 | 0.9 | 0.9 | 0.9 | 0.1773 | 0.1773 | 0.1773 | From DOE Prototype Buildings
SchoolPrimary BLDG_LIGHT_LOBBYFLR1_SCH | Lighting |  | Wknd | 2014-07-01 | 2014-09-01 | Constant | 0.1773 | [23 empty] | From DOE Prototype Buildings
SchoolPrimary BLDG_LIGHT_LOBBYFLR1_SCH | Lighting |  | Wkdy | 2014-07-01 | 2014-09-01 | Hourly | 0.1773 | 0.1773 | 0.1773 | 0.1773 | 0.1773 | 0.1773 | 0.1773 | 0.1773 | 0.5 | 0.5 | 0.5 | 0.5 | 0.5 | 0.5 | 0.5 | 0.5 | 0.5 | 0.5 | 0.5 | 0.5 | 0.1773 | 0.1773 | 0.1773 | 0.1773 | From DOE Prototype Buildings
SchoolPrimary BLDG_LIGHT_LOBBYFLR1_SCH | Lighting |  | Wknd | 2014-01-01 | 2014-06-30 | Constant | 0.1773 | [23 empty] | From DOE Prototype Buildings
SchoolPrimary BLDG_LIGHT_LOBBYFLR1_SCH | Lighting |  | Wkdy | 2014-01-01 | 2014-06-30 | Hourly | 0.1773 | 0.1773 | 0.1773 | 0.1773 | 0.1773 | 0.1773 | 0.1773 | 0.9 | 0.9 | 0.9 | 0.9 | 0.9 | 0.9 | 0.9 | 0.9 | 0.9 | 0.9 | 0.9 | 0.9 | 0.9 | 0.9 | 0.1773 | 0.1773 | 0.1773 | From DOE Prototype Buildings
SchoolPrimary BLDG_LIGHT_LOBBYFLR1_SCH_2010 | Lighting |  | Default | 2014-01-01 | 2014-12-31 | Constant | 0.1773 | [23 empty] | From DOE Prototype Buildings
SchoolPrimary BLDG_LIGHT_LOBBYFLR1_SCH_2010 | Lighting |  | WntrDsn | 2014-01-01 | 2014-12-31 | Constant | 0 | [23 empty] | From DOE Prototype Buildings
SchoolPrimary BLDG_LIGHT_LOBBYFLR1_SCH_2010 | Lighting |  | SmrDsn | 2014-01-01 | 2014-12-31 | Constant | 1 | [23 empty] | From DOE Prototype Buildings
SchoolPrimary BLDG_LIGHT_LOBBYFLR1_SCH_2010 | Lighting |  | Wkdy | 2014-09-01 | 2014-12-31 | Hourly | 0.1773 | 0.1773 | 0.1773 | 0.1773 | 0.1773 | 0.1773 | 0.1773 | 0.9 | 0.9 | 0.9 | 0.9 | 0.9 | 0.9 | 0.9 | 0.9 | 0.9 | 0.9 | 0.9 | 0.9 | 0.9 | 0.9 | 0.1773 | 0.1773 | 0.1773 | From DOE Prototype Buildings
SchoolPrimary BLDG_LIGHT_LOBBYFLR1_SCH_2010 | Lighting |  | Wknd | 2014-07-01 | 2014-09-01 | Constant | 0.1773 | [23 empty] | From DOE Prototype Buildings
SchoolPrimary BLDG_LIGHT_LOBBYFLR1_SCH_2010 | Lighting |  | Wkdy | 2014-07-01 | 2014-09-01 | Hourly | 0.1773 | 0.1773 | 0.1773 | 0.1773 | 0.1773 | 0.1773 | 0.1773 | 0.1773 | 0.5 | 0.5 | 0.5 | 0.5 | 0.5 | 0.5 | 0.5 | 0.5 | 0.5 | 0.5 | 0.5 | 0.5 | 0.1773 | 0.1773 | 0.1773 | 0.1773 | From DOE Prototype Buildings
SchoolPrimary BLDG_LIGHT_LOBBYFLR1_SCH_2010 | Lighting |  | Wknd | 2014-01-01 | 2014-06-30 | Constant | 0.1773 | [23 empty] | From DOE Prototype Buildings
SchoolPrimary BLDG_LIGHT_LOBBYFLR1_SCH_2010 | Lighting |  | Wkdy | 2014-01-01 | 2014-06-30 | Hourly | 0.1773 | 0.1773 | 0.1773 | 0.1773 | 0.1773 | 0.1773 | 0.1773 | 0.9 | 0.9 | 0.9 | 0.9 | 0.9 | 0.9 | 0.9 | 0.9 | 0.9 | 0.9 | 0.9 | 0.9 | 0.9 | 0.9 | 0.1773 | 0.1773 | 0.1773 | From DOE Prototype Buildings
SchoolPrimary BLDG_LIGHT_LOBBYFLR1_SCH_2013 | Lighting |  | Default | 2014-01-01 | 2014-12-31 | Constant | 0.1773 | [23 empty] | From DOE Prototype Buildings
SchoolPrimary BLDG_LIGHT_LOBBYFLR1_SCH_2013 | Lighting |  | WntrDsn | 2014-01-01 | 2014-12-31 | Constant | 0 | [23 empty] | From DOE Prototype Buildings
SchoolPrimary BLDG_LIGHT_LOBBYFLR1_SCH_2013 | Lighting |  | SmrDsn | 2014-01-01 | 2014-12-31 | Constant | 1 | [23 empty] | From DOE Prototype Buildings
SchoolPrimary BLDG_LIGHT_LOBBYFLR1_SCH_2013 | Lighting |  | Wkdy | 2014-09-01 | 2014-12-31 | Hourly | 0.1773 | 0.1773 | 0.1773 | 0.1773 | 0.1773 | 0.1773 | 0.1773 | 0.9 | 0.855 | 0.855 | 0.855 | 0.855 | 0.855 | 0.855 | 0.855 | 0.855 | 0.855 | 0.855 | 0.855 | 0.855 | 0.855 | 0.1773 | 0.1773 | 0.1773 | From DOE Prototype Buildings
SchoolPrimary BLDG_LIGHT_LOBBYFLR1_SCH_2013 | Lighting |  | Wknd | 2014-07-01 | 2014-09-01 | Constant | 0.1773 | [23 empty] | From DOE Prototype Buildings
SchoolPrimary BLDG_LIGHT_LOBBYFLR1_SCH_2013 | Lighting |  | Wkdy | 2014-07-01 | 2014-09-01 | Hourly | 0.1773 | 0.1773 | 0.1773 | 0.1773 | 0.1773 | 0.1773 | 0.1773 | 0.1773 | 0.475 | 0.475 | 0.475 | 0.475 | 0.475 | 0.475 | 0.475 | 0.475 | 0.475 | 0.475 | 0.475 | 0.475 | 0.16844 | 0.1773 | 0.1773 | 0.1773 | From DOE Prototype Buildings
SchoolPrimary BLDG_LIGHT_LOBBYFLR1_SCH_2013 | Lighting |  | Wknd | 2014-01-01 | 2014-06-30 | Constant | 0.1773 | [23 empty] | From DOE Prototype Buildings
SchoolPrimary BLDG_LIGHT_LOBBYFLR1_SCH_2013 | Lighting |  | Wkdy | 2014-01-01 | 2014-06-30 | Hourly | 0.1773 | 0.1773 | 0.1773 | 0.1773 | 0.1773 | 0.1773 | 0.1773 | 0.9 | 0.855 | 0.855 | 0.855 | 0.855 | 0.855 | 0.855 | 0.855 | 0.855 | 0.855 | 0.855 | 0.855 | 0.855 | 0.855 | 0.1773 | 0.1773 | 0.1773 | From DOE Prototype Buildings
SchoolPrimary BLDG_LIGHT_OFFICE_SCH | Lighting |  | Default | 2014-01-01 | 2014-12-31 | Constant | 0.1773 | [23 empty] | From DOE Prototype Buildings
SchoolPrimary BLDG_LIGHT_OFFICE_SCH | Lighting |  | WntrDsn | 2014-01-01 | 2014-12-31 | Constant | 0 | [23 empty] | From DOE Prototype Buildings
SchoolPrimary BLDG_LIGHT_OFFICE_SCH | Lighting |  | SmrDsn | 2014-01-01 | 2014-12-31 | Constant | 1 | [23 empty] | From DOE Prototype Buildings
SchoolPrimary BLDG_LIGHT_OFFICE_SCH | Lighting |  | Wkdy | 2014-09-01 | 2014-12-31 | Hourly | 0.1773 | 0.1773 | 0.1773 | 0.1773 | 0.1773 | 0.1773 | 0.1773 | 0.9 | 0.9 | 0.9 | 0.9 | 0.9 | 0.9 | 0.9 | 0.9 | 0.9 | 0.9 | 0.9 | 0.9 | 0.9 | 0.9 | 0.1773 | 0.1773 | 0.1773 | From DOE Prototype Buildings
SchoolPrimary BLDG_LIGHT_OFFICE_SCH | Lighting |  | Wknd | 2014-07-01 | 2014-09-01 | Constant | 0.1773 | [23 empty] | From DOE Prototype Buildings
SchoolPrimary BLDG_LIGHT_OFFICE_SCH | Lighting |  | Wkdy | 2014-07-01 | 2014-09-01 | Hourly | 0.1773 | 0.1773 | 0.1773 | 0.1773 | 0.1773 | 0.1773 | 0.1773 | 0.1773 | 0.5 | 0.5 | 0.5 | 0.5 | 0.5 | 0.5 | 0.5 | 0.5 | 0.5 | 0.5 | 0.5 | 0.5 | 0.1773 | 0.1773 | 0.1773 | 0.1773 | From DOE Prototype Buildings
SchoolPrimary BLDG_LIGHT_OFFICE_SCH | Lighting |  | Wknd | 2014-01-01 | 2014-06-30 | Constant | 0.1773 | [23 empty] | From DOE Prototype Buildings
SchoolPrimary BLDG_LIGHT_OFFICE_SCH | Lighting |  | Wkdy | 2014-01-01 | 2014-06-30 | Hourly | 0.1773 | 0.1773 | 0.1773 | 0.1773 | 0.1773 | 0.1773 | 0.1773 | 0.9 | 0.9 | 0.9 | 0.9 | 0.9 | 0.9 | 0.9 | 0.9 | 0.9 | 0.9 | 0.9 | 0.9 | 0.9 | 0.9 | 0.1773 | 0.1773 | 0.1773 | From DOE Prototype Buildings
SchoolPrimary BLDG_LIGHT_OFFICE_SCH_2010 | Lighting |  | Default | 2014-01-01 | 2014-12-31 | Constant | 0.1773 | [23 empty] | From DOE Prototype Buildings
SchoolPrimary BLDG_LIGHT_OFFICE_SCH_2010 | Lighting |  | WntrDsn | 2014-01-01 | 2014-12-31 | Constant | 0 | [23 empty] | From DOE Prototype Buildings
SchoolPrimary BLDG_LIGHT_OFFICE_SCH_2010 | Lighting |  | SmrDsn | 2014-01-01 | 2014-12-31 | Constant | 1 | [23 empty] | From DOE Prototype Buildings
SchoolPrimary BLDG_LIGHT_OFFICE_SCH_2010 | Lighting |  | Wkdy | 2014-09-01 | 2014-12-31 | Hourly | 0.1773 | 0.1773 | 0.1773 | 0.1773 | 0.1773 | 0.1773 | 0.1773 | 0.9 | 0.78795 | 0.78795 | 0.78795 | 0.78795 | 0.78795 | 0.78795 | 0.78795 | 0.78795 | 0.78795 | 0.78795 | 0.78795 | 0.78795 | 0.78795 | 0.1773 | 0.1773 | 0.1773 | From DOE Prototype Buildings
SchoolPrimary BLDG_LIGHT_OFFICE_SCH_2010 | Lighting |  | Wknd | 2014-07-01 | 2014-09-01 | Constant | 0.1773 | [23 empty] | From DOE Prototype Buildings
SchoolPrimary BLDG_LIGHT_OFFICE_SCH_2010 | Lighting |  | Wkdy | 2014-07-01 | 2014-09-01 | Hourly | 0.1773 | 0.1773 | 0.1773 | 0.1773 | 0.1773 | 0.1773 | 0.1773 | 0.1773 | 0.43775 | 0.43775 | 0.43775 | 0.43775 | 0.43775 | 0.43775 | 0.43775 | 0.43775 | 0.43775 | 0.43775 | 0.43775 | 0.43775 | 0.15523 | 0.1773 | 0.1773 | 0.1773 | From DOE Prototype Buildings
SchoolPrimary BLDG_LIGHT_OFFICE_SCH_2010 | Lighting |  | Wknd | 2014-01-01 | 2014-06-30 | Constant | 0.1773 | [23 empty] | From DOE Prototype Buildings
SchoolPrimary BLDG_LIGHT_OFFICE_SCH_2010 | Lighting |  | Wkdy | 2014-01-01 | 2014-06-30 | Hourly | 0.1773 | 0.1773 | 0.1773 | 0.1773 | 0.1773 | 0.1773 | 0.1773 | 0.9 | 0.78795 | 0.78795 | 0.78795 | 0.78795 | 0.78795 | 0.78795 | 0.78795 | 0.78795 | 0.78795 | 0.78795 | 0.78795 | 0.78795 | 0.78795 | 0.1773 | 0.1773 | 0.1773 | From DOE Prototype Buildings
SchoolPrimary BLDG_LIGHT_OFFICE_SCH_2013 | Lighting |  | Default | 2014-01-01 | 2014-12-31 | Constant | 0.1773 | [23 empty] | From DOE Prototype Buildings
SchoolPrimary BLDG_LIGHT_OFFICE_SCH_2013 | Lighting |  | WntrDsn | 2014-01-01 | 2014-12-31 | Constant | 0 | [23 empty] | From DOE Prototype Buildings
SchoolPrimary BLDG_LIGHT_OFFICE_SCH_2013 | Lighting |  | SmrDsn | 2014-01-01 | 2014-12-31 | Constant | 1 | [23 empty] | From DOE Prototype Buildings
SchoolPrimary BLDG_LIGHT_OFFICE_SCH_2013 | Lighting |  | Wkdy | 2014-09-01 | 2014-12-31 | Hourly | 0.1773 | 0.1773 | 0.1773 | 0.1773 | 0.1773 | 0.1773 | 0.1773 | 0.9 | 0.75486 | 0.75486 | 0.75486 | 0.75486 | 0.75486 | 0.75486 | 0.75486 | 0.75486 | 0.75486 | 0.75486 | 0.75486 | 0.75486 | 0.75486 | 0.1773 | 0.1773 | 0.1773 | From DOE Prototype Buildings
SchoolPrimary BLDG_LIGHT_OFFICE_SCH_2013 | Lighting |  | Wknd | 2014-07-01 | 2014-09-01 | Constant | 0.1773 | [23 empty] | From DOE Prototype Buildings
SchoolPrimary BLDG_LIGHT_OFFICE_SCH_2013 | Lighting |  | Wkdy | 2014-07-01 | 2014-09-01 | Hourly | 0.1773 | 0.1773 | 0.1773 | 0.1773 | 0.1773 | 0.1773 | 0.1773 | 0.1773 | 0.41936 | 0.41936 | 0.41936 | 0.41936 | 0.41936 | 0.41936 | 0.41936 | 0.41936 | 0.41936 | 0.41936 | 0.41936 | 0.41936 | 0.14871 | 0.1773 | 0.1773 | 0.1773 | From DOE Prototype Buildings
SchoolPrimary BLDG_LIGHT_OFFICE_SCH_2013 | Lighting |  | Wknd | 2014-01-01 | 2014-06-30 | Constant | 0.1773 | [23 empty] | From DOE Prototype Buildings
SchoolPrimary BLDG_LIGHT_OFFICE_SCH_2013 | Lighting |  | Wkdy | 2014-01-01 | 2014-06-30 | Hourly | 0.1773 | 0.1773 | 0.1773 | 0.1773 | 0.1773 | 0.1773 | 0.1773 | 0.9 | 0.75486 | 0.75486 | 0.75486 | 0.75486 | 0.75486 | 0.75486 | 0.75486 | 0.75486 | 0.75486 | 0.75486 | 0.75486 | 0.75486 | 0.75486 | 0.1773 | 0.1773 | 0.1773 | From DOE Prototype Buildings
SchoolPrimary BLDG_LIGHT_SCH | Lighting |  | Default | 2014-01-01 | 2014-12-31 | Constant | 0.1773 | [23 empty] | From DOE Prototype Buildings
SchoolPrimary BLDG_LIGHT_SCH | Lighting |  | WntrDsn | 2014-01-01 | 2014-12-31 | Constant | 0 | [23 empty] | From DOE Prototype Buildings
SchoolPrimary BLDG_LIGHT_SCH | Lighting |  | SmrDsn | 2014-01-01 | 2014-12-31 | Constant | 1 | [23 empty] | From DOE Prototype Buildings
SchoolPrimary BLDG_LIGHT_SCH | Lighting |  | Wkdy | 2014-09-01 | 2014-12-31 | Hourly | 0.1773 | 0.1773 | 0.1773 | 0.1773 | 0.1773 | 0.1773 | 0.1773 | 0.9 | 0.9 | 0.9 | 0.9 | 0.9 | 0.9 | 0.9 | 0.9 | 0.9 | 0.9 | 0.9 | 0.9 | 0.9 | 0.9 | 0.1773 | 0.1773 | 0.1773 | From DOE Prototype Buildings
SchoolPrimary BLDG_LIGHT_SCH | Lighting |  | Wknd | 2014-07-01 | 2014-09-01 | Constant | 0.1773 | [23 empty] | From DOE Prototype Buildings
SchoolPrimary BLDG_LIGHT_SCH | Lighting |  | Wkdy | 2014-07-01 | 2014-09-01 | Hourly | 0.1773 | 0.1773 | 0.1773 | 0.1773 | 0.1773 | 0.1773 | 0.1773 | 0.1773 | 0.5 | 0.5 | 0.5 | 0.5 | 0.5 | 0.5 | 0.5 | 0.5 | 0.5 | 0.5 | 0.5 | 0.5 | 0.1773 | 0.1773 | 0.1773 | 0.1773 | From DOE Prototype Buildings
SchoolPrimary BLDG_LIGHT_SCH | Lighting |  | Wknd | 2014-01-01 | 2014-06-30 | Constant | 0.1773 | [23 empty] | From DOE Prototype Buildings
SchoolPrimary BLDG_LIGHT_SCH | Lighting |  | Wkdy | 2014-01-01 | 2014-06-30 | Hourly | 0.1773 | 0.1773 | 0.1773 | 0.1773 | 0.1773 | 0.1773 | 0.1773 | 0.9 | 0.9 | 0.9 | 0.9 | 0.9 | 0.9 | 0.9 | 0.9 | 0.9 | 0.9 | 0.9 | 0.9 | 0.9 | 0.9 | 0.1773 | 0.1773 | 0.1773 | From DOE Prototype Buildings
SchoolPrimary BLDG_LIGHT_SCH_2010 | Lighting |  | Default | 2014-01-01 | 2014-12-31 | Constant | 0.1773 | [23 empty] | From DOE Prototype Buildings
SchoolPrimary BLDG_LIGHT_SCH_2010 | Lighting |  | WntrDsn | 2014-01-01 | 2014-12-31 | Constant | 0 | [23 empty] | From DOE Prototype Buildings
SchoolPrimary BLDG_LIGHT_SCH_2010 | Lighting |  | SmrDsn | 2014-01-01 | 2014-12-31 | Constant | 1 | [23 empty] | From DOE Prototype Buildings
SchoolPrimary BLDG_LIGHT_SCH_2010 | Lighting |  | Wkdy | 2014-09-01 | 2014-12-31 | Hourly | 0.1773 | 0.1773 | 0.1773 | 0.1773 | 0.1773 | 0.1773 | 0.1773 | 0.9 | 0.9 | 0.9 | 0.9 | 0.9 | 0.9 | 0.9 | 0.9 | 0.9 | 0.9 | 0.9 | 0.9 | 0.9 | 0.9 | 0.1773 | 0.1773 | 0.1773 | From DOE Prototype Buildings
SchoolPrimary BLDG_LIGHT_SCH_2010 | Lighting |  | Wknd | 2014-07-01 | 2014-09-01 | Constant | 0.1773 | [23 empty] | From DOE Prototype Buildings
SchoolPrimary BLDG_LIGHT_SCH_2010 | Lighting |  | Wkdy | 2014-07-01 | 2014-09-01 | Hourly | 0.1773 | 0.1773 | 0.1773 | 0.1773 | 0.1773 | 0.1773 | 0.1773 | 0.1773 | 0.5 | 0.5 | 0.5 | 0.5 | 0.5 | 0.5 | 0.5 | 0.5 | 0.5 | 0.5 | 0.5 | 0.5 | 0.1773 | 0.1773 | 0.1773 | 0.1773 | From DOE Prototype Buildings
SchoolPrimary BLDG_LIGHT_SCH_2010 | Lighting |  | Wknd | 2014-01-01 | 2014-06-30 | Constant | 0.1773 | [23 empty] | From DOE Prototype Buildings
SchoolPrimary BLDG_LIGHT_SCH_2010 | Lighting |  | Wkdy | 2014-01-01 | 2014-06-30 | Hourly | 0.1773 | 0.1773 | 0.1773 | 0.1773 | 0.1773 | 0.1773 | 0.1773 | 0.9 | 0.9 | 0.9 | 0.9 | 0.9 | 0.9 | 0.9 | 0.9 | 0.9 | 0.9 | 0.9 | 0.9 | 0.9 | 0.9 | 0.1773 | 0.1773 | 0.1773 | From DOE Prototype Buildings
SchoolPrimary BLDG_LIGHT_SCH_2013 | Lighting |  | Default | 2014-01-01 | 2014-12-31 | Constant | 0.1773 | [23 empty] | From DOE Prototype Buildings
SchoolPrimary BLDG_LIGHT_SCH_2013 | Lighting |  | WntrDsn | 2014-01-01 | 2014-12-31 | Constant | 0 | [23 empty] | From DOE Prototype Buildings
SchoolPrimary BLDG_LIGHT_SCH_2013 | Lighting |  | SmrDsn | 2014-01-01 | 2014-12-31 | Constant | 1 | [23 empty] | From DOE Prototype Buildings
SchoolPrimary BLDG_LIGHT_SCH_2013 | Lighting |  | Wkdy | 2014-09-01 | 2014-12-31 | Hourly | 0.1773 | 0.1773 | 0.1773 | 0.1773 | 0.1773 | 0.1773 | 0.1773 | 0.9 | 0.9 | 0.9 | 0.9 | 0.9 | 0.9 | 0.9 | 0.9 | 0.9 | 0.9 | 0.9 | 0.9 | 0.9 | 0.9 | 0.1773 | 0.1773 | 0.1773 | From DOE Prototype Buildings
SchoolPrimary BLDG_LIGHT_SCH_2013 | Lighting |  | Wknd | 2014-07-01 | 2014-09-01 | Constant | 0.1773 | [23 empty] | From DOE Prototype Buildings
SchoolPrimary BLDG_LIGHT_SCH_2013 | Lighting |  | Wkdy | 2014-07-01 | 2014-09-01 | Hourly | 0.1773 | 0.1773 | 0.1773 | 0.1773 | 0.1773 | 0.1773 | 0.1773 | 0.1773 | 0.5 | 0.5 | 0.5 | 0.5 | 0.5 | 0.5 | 0.5 | 0.5 | 0.5 | 0.5 | 0.5 | 0.5 | 0.1773 | 0.1773 | 0.1773 | 0.1773 | From DOE Prototype Buildings
SchoolPrimary BLDG_LIGHT_SCH_2013 | Lighting |  | Wknd | 2014-01-01 | 2014-06-30 | Constant | 0.1773 | [23 empty] | From DOE Prototype Buildings
SchoolPrimary BLDG_LIGHT_SCH_2013 | Lighting |  | Wkdy | 2014-01-01 | 2014-06-30 | Hourly | 0.1773 | 0.1773 | 0.1773 | 0.1773 | 0.1773 | 0.1773 | 0.1773 | 0.9 | 0.9 | 0.9 | 0.9 | 0.9 | 0.9 | 0.9 | 0.9 | 0.9 | 0.9 | 0.9 | 0.9 | 0.9 | 0.9 | 0.1773 | 0.1773 | 0.1773 | From DOE Prototype Buildings
SchoolPrimary BLDG_OCC_SCH | Occupancy |  | Default¦WntrDsn | 2014-01-01 | 2014-12-31 | Constant | 0 | [23 empty] | From DOE Prototype Buildings
SchoolPrimary BLDG_OCC_SCH | Occupancy |  | DummySmrDsn | 2014-01-01 | 2014-12-31 | Hourly | 0 | 0 | 0 | 0 | 0 | 0 | 0 | 0 | 0.15 | 0.15 | 0.15 | 0.15 | 0.15 | 0.15 | 0.15 | 0.15 | 0.15 | 0.15 | 0.15 | 0.15 | 0.15 | 0 | 0 | 0 | From DOE Prototype Buildings
SchoolPrimary BLDG_OCC_SCH | Occupancy |  | Wkdy¦SmrDsn | 2014-09-16 | 2014-12-31 | Hourly | 0 | 0 | 0 | 0 | 0 | 0 | 0 | 0 | 0.95 | 0.95 | 0.95 | 0.95 | 0.95 | 0.95 | 0.95 | 0.95 | 0.15 | 0.15 | 0.15 | 0.15 | 0.15 | 0 | 0 | 0 | From DOE Prototype Buildings
SchoolPrimary BLDG_OCC_SCH | Occupancy |  | Wknd | 2014-06-16 | 2014-09-15 | Constant | 0 | [23 empty] | From DOE Prototype Buildings
SchoolPrimary BLDG_OCC_SCH | Occupancy |  | Wkdy¦SmrDsn | 2014-06-16 | 2014-09-15 | Hourly | 0 | 0 | 0 | 0 | 0 | 0 | 0 | 0 | 0.15 | 0.15 | 0.15 | 0.15 | 0.15 | 0.15 | 0.15 | 0.15 | 0.15 | 0.15 | 0.15 | 0.15 | 0.15 | 0 | 0 | 0 | From DOE Prototype Buildings
SchoolPrimary BLDG_OCC_SCH | Occupancy |  | Wknd | 2014-01-01 | 2014-06-15 | Constant | 0 | [23 empty] | From DOE Prototype Buildings
SchoolPrimary BLDG_OCC_SCH | Occupancy |  | Wkdy¦SmrDsn | 2014-01-01 | 2014-06-15 | Hourly | 0 | 0 | 0 | 0 | 0 | 0 | 0 | 0 | 0.95 | 0.95 | 0.95 | 0.95 | 0.95 | 0.95 | 0.95 | 0.95 | 0.15 | 0.15 | 0.15 | 0.15 | 0.15 | 0 | 0 | 0 | From DOE Prototype Buildings
SchoolPrimary BLDG_OCC_SCH_Cafeteria | Occupancy |  | Default¦WntrDsn | 2014-01-01 | 2014-12-31 | Constant | 0 | [23 empty] | From DOE Prototype Buildings
SchoolPrimary BLDG_OCC_SCH_Cafeteria | Occupancy |  | DummySmrDsn | 2014-01-01 | 2014-12-31 | Hourly | 0 | 0 | 0 | 0 | 0 | 0 | 0 | 0 | 0 | 0.15 | 0.15 | 0.15 | 0.15 | 0.15 | 0.15 | 0.15 | 0.15 | 0.35 | 0.35 | 0 | 0 | 0 | 0 | 0 | From DOE Prototype Buildings
SchoolPrimary BLDG_OCC_SCH_Cafeteria | Occupancy |  | Wkdy¦SmrDsn | 2014-09-01 | 2014-12-31 | Hourly | 0 | 0 | 0 | 0 | 0 | 0 | 0 | 0 | 0 | 0.95 | 0.95 | 0.95 | 0.95 | 0.95 | 0.95 | 0.35 | 0.35 | 0.35 | 0.35 | 0.35 | 0 | 0 | 0 | 0 | From DOE Prototype Buildings
SchoolPrimary BLDG_OCC_SCH_Cafeteria | Occupancy |  | Wknd | 2014-07-01 | 2014-09-01 | Constant | 0 | [23 empty] | From DOE Prototype Buildings
SchoolPrimary BLDG_OCC_SCH_Cafeteria | Occupancy |  | Wkdy¦SmrDsn | 2014-07-01 | 2014-09-01 | Hourly | 0 | 0 | 0 | 0 | 0 | 0 | 0 | 0 | 0 | 0.15 | 0.15 | 0.15 | 0.15 | 0.15 | 0.15 | 0.15 | 0.15 | 0.35 | 0.35 | 0 | 0 | 0 | 0 | 0 | From DOE Prototype Buildings
SchoolPrimary BLDG_OCC_SCH_Cafeteria | Occupancy |  | Wknd | 2014-01-01 | 2014-06-30 | Constant | 0 | [23 empty] | From DOE Prototype Buildings
SchoolPrimary BLDG_OCC_SCH_Cafeteria | Occupancy |  | Wkdy¦SmrDsn | 2014-01-01 | 2014-06-30 | Hourly | 0 | 0 | 0 | 0 | 0 | 0 | 0 | 0 | 0 | 0.95 | 0.95 | 0.95 | 0.95 | 0.95 | 0.95 | 0.35 | 0.35 | 0.35 | 0.35 | 0.35 | 0 | 0 | 0 | 0 | From DOE Prototype Buildings
SchoolPrimary BLDG_OCC_SCH_Extend | Occupancy |  | Default¦WntrDsn | 2014-01-01 | 2014-12-31 | Constant | 0 | [23 empty] | From DOE Prototype Buildings
SchoolPrimary BLDG_OCC_SCH_Extend | Occupancy |  | DummySmrDsn | 2014-01-01 | 2014-12-31 | Hourly | 0 | 0 | 0 | 0 | 0 | 0 | 0 | 0 | 0.5 | 0.5 | 0.5 | 0.5 | 0.5 | 0.5 | 0.5 | 0.5 | 0.5 | 0.5 | 0.5 | 0.5 | 0.5 | 0 | 0 | 0 | From DOE Prototype Buildings
SchoolPrimary BLDG_OCC_SCH_Extend | Occupancy |  | Wkdy¦SmrDsn | 2014-09-01 | 2014-12-31 | Hourly | 0 | 0 | 0 | 0 | 0 | 0 | 0 | 0 | 0.95 | 0.95 | 0.95 | 0.95 | 0.95 | 0.95 | 0.95 | 0.95 | 0.95 | 0.95 | 0.95 | 0.95 | 0.95 | 0 | 0 | 0 | From DOE Prototype Buildings
SchoolPrimary BLDG_OCC_SCH_Extend | Occupancy |  | Wknd | 2014-07-01 | 2014-09-01 | Constant | 0 | [23 empty] | From DOE Prototype Buildings
SchoolPrimary BLDG_OCC_SCH_Extend | Occupancy |  | Wkdy¦SmrDsn | 2014-07-01 | 2014-09-01 | Hourly | 0 | 0 | 0 | 0 | 0 | 0 | 0 | 0 | 0.5 | 0.5 | 0.5 | 0.5 | 0.5 | 0.5 | 0.5 | 0.5 | 0.5 | 0.5 | 0.5 | 0.5 | 0.5 | 0 | 0 | 0 | From DOE Prototype Buildings
SchoolPrimary BLDG_OCC_SCH_Extend | Occupancy |  | Wknd | 2014-01-01 | 2014-06-30 | Constant | 0 | [23 empty] | From DOE Prototype Buildings
SchoolPrimary BLDG_OCC_SCH_Extend | Occupancy |  | Wkdy¦SmrDsn | 2014-01-01 | 2014-06-30 | Hourly | 0 | 0 | 0 | 0 | 0 | 0 | 0 | 0 | 0.95 | 0.95 | 0.95 | 0.95 | 0.95 | 0.95 | 0.95 | 0.95 | 0.95 | 0.95 | 0.95 | 0.95 | 0.95 | 0 | 0 | 0 | From DOE Prototype Buildings
SchoolPrimary BLDG_OCC_SCH_Gym | Occupancy |  | Default¦WntrDsn | 2014-01-01 | 2014-12-31 | Constant | 0 | [23 empty] | From DOE Prototype Buildings
SchoolPrimary BLDG_OCC_SCH_Gym | Occupancy |  | DummySmrDsn | 2014-01-01 | 2014-12-31 | Hourly | 0 | 0 | 0 | 0 | 0 | 0 | 0 | 0 | 0.35 | 0.35 | 0.35 | 0.35 | 0.35 | 0.35 | 0.35 | 0.35 | 0.95 | 0.95 | 0.95 | 0.95 | 0.95 | 0 | 0 | 0 | From DOE Prototype Buildings
SchoolPrimary BLDG_OCC_SCH_Gym | Occupancy |  | Wkdy¦SmrDsn | 2014-09-01 | 2014-12-31 | Hourly | 0 | 0 | 0 | 0 | 0 | 0 | 0 | 0 | 0.35 | 0.35 | 0.35 | 0.35 | 0.35 | 0.35 | 0.35 | 0.35 | 0.95 | 0.95 | 0.95 | 0.95 | 0.95 | 0 | 0 | 0 | From DOE Prototype Buildings
SchoolPrimary BLDG_OCC_SCH_Gym | Occupancy |  | Wknd | 2014-07-01 | 2014-09-01 | Constant | 0 | [23 empty] | From DOE Prototype Buildings
SchoolPrimary BLDG_OCC_SCH_Gym | Occupancy |  | Wkdy¦SmrDsn | 2014-07-01 | 2014-09-01 | Hourly | 0 | 0 | 0 | 0 | 0 | 0 | 0 | 0 | 0.35 | 0.35 | 0.35 | 0.35 | 0.35 | 0.35 | 0.35 | 0.35 | 0.35 | 0.35 | 0.35 | 0.35 | 0.35 | 0 | 0 | 0 | From DOE Prototype Buildings
SchoolPrimary BLDG_OCC_SCH_Gym | Occupancy |  | Wknd | 2014-01-01 | 2014-06-30 | Constant | 0 | [23 empty] | From DOE Prototype Buildings
SchoolPrimary BLDG_OCC_SCH_Gym | Occupancy |  | Wkdy¦SmrDsn | 2014-01-01 | 2014-06-30 | Hourly | 0 | 0 | 0 | 0 | 0 | 0 | 0 | 0 | 0.35 | 0.35 | 0.35 | 0.35 | 0.35 | 0.35 | 0.35 | 0.35 | 0.95 | 0.95 | 0.95 | 0.95 | 0.95 | 0 | 0 | 0 | From DOE Prototype Buildings
SchoolPrimary BLDG_OCC_SCH_Offices | Occupancy |  | Default¦WntrDsn | 2014-01-01 | 2014-12-31 | Constant | 0 | [23 empty] | From DOE Prototype Buildings
SchoolPrimary BLDG_OCC_SCH_Offices | Occupancy |  | DummySmrDsn | 2014-01-01 | 2014-12-31 | Hourly | 0 | 0 | 0 | 0 | 0 | 0 | 0 | 0 | 0.5 | 0.5 | 0.5 | 0.5 | 0.5 | 0.5 | 0.5 | 0.5 | 0.5 | 0.15 | 0.15 | 0.15 | 0.15 | 0 | 0 | 0 | From DOE Prototype Buildings
SchoolPrimary BLDG_OCC_SCH_Offices | Occupancy |  | Wkdy¦SmrDsn | 2014-09-01 | 2014-12-31 | Hourly | 0 | 0 | 0 | 0 | 0 | 0 | 0 | 0 | 0.95 | 0.95 | 0.95 | 0.95 | 0.95 | 0.95 | 0.95 | 0.95 | 0.95 | 0.15 | 0.15 | 0.15 | 0.15 | 0 | 0 | 0 | From DOE Prototype Buildings
SchoolPrimary BLDG_OCC_SCH_Offices | Occupancy |  | Wknd | 2014-07-01 | 2014-09-01 | Constant | 0 | [23 empty] | From DOE Prototype Buildings
SchoolPrimary BLDG_OCC_SCH_Offices | Occupancy |  | Wkdy¦SmrDsn | 2014-07-01 | 2014-09-01 | Hourly | 0 | 0 | 0 | 0 | 0 | 0 | 0 | 0 | 0.5 | 0.5 | 0.5 | 0.5 | 0.5 | 0.5 | 0.5 | 0.5 | 0.5 | 0.15 | 0.15 | 0.15 | 0.15 | 0 | 0 | 0 | From DOE Prototype Buildings
SchoolPrimary BLDG_OCC_SCH_Offices | Occupancy |  | Wknd | 2014-01-01 | 2014-06-30 | Constant | 0 | [23 empty] | From DOE Prototype Buildings
SchoolPrimary BLDG_OCC_SCH_Offices | Occupancy |  | Wkdy¦SmrDsn | 2014-01-01 | 2014-06-30 | Hourly | 0 | 0 | 0 | 0 | 0 | 0 | 0 | 0 | 0.95 | 0.95 | 0.95 | 0.95 | 0.95 | 0.95 | 0.95 | 0.95 | 0.95 | 0.15 | 0.15 | 0.15 | 0.15 | 0 | 0 | 0 | From DOE Prototype Buildings
SchoolPrimary BLDG_SWH_SCH | Service Water Heating |  | Default | 2014-01-01 | 2014-12-31 | Constant | 0 | [23 empty] | From DOE Prototype Buildings
SchoolPrimary BLDG_SWH_SCH | Service Water Heating |  | WntrDsn | 2014-01-01 | 2014-12-31 | Hourly | 0.03 | 0.03 | 0.03 | 0.03 | 0.03 | 0.03 | 0.03 | 0.03 | 0.03 | 0.05 | 0.05 | 0.05 | 0.05 | 0.03 | 0.03 | 0.03 | 0.03 | 0.03 | 0.03 | 0.03 | 0.03 | 0.03 | 0.03 | 0.03 | From DOE Prototype Buildings
SchoolPrimary BLDG_SWH_SCH | Service Water Heating |  | SmrDsn | 2014-01-01 | 2014-12-31 | Hourly | 0.05 | 0.05 | 0.05 | 0.05 | 0.05 | 0.05 | 0.05 | 0.1 | 0.34 | 0.6 | 0.63 | 0.72 | 0.79 | 0.83 | 0.61 | 0.65 | 0.1 | 0.1 | 0.19 | 0.25 | 0.22 | 0.22 | 0.12 | 0.09 | From DOE Prototype Buildings
SchoolPrimary BLDG_SWH_SCH | Service Water Heating |  | Sat | 2014-09-16 | 2014-12-31 | Constant | 0 | [23 empty] | From DOE Prototype Buildings
SchoolPrimary BLDG_SWH_SCH | Service Water Heating |  | Wkdy | 2014-09-16 | 2014-12-31 | Hourly | 0 | 0 | 0 | 0 | 0 | 0 | 0 | 0 | 0.34 | 0.6 | 0.63 | 0.72 | 0.79 | 0.83 | 0.61 | 0.65 | 0.1 | 0.1 | 0.19 | 0.25 | 0 | 0 | 0 | 0 | From DOE Prototype Buildings
SchoolPrimary BLDG_SWH_SCH | Service Water Heating |  | Sun¦Sat | 2014-06-16 | 2014-09-15 | Constant | 0 | [23 empty] | From DOE Prototype Buildings
SchoolPrimary BLDG_SWH_SCH | Service Water Heating |  | Wkdy | 2014-06-16 | 2014-09-15 | Hourly | 0 | 0 | 0 | 0 | 0 | 0 | 0 | 0 | 0.1 | 0.1 | 0.1 | 0.1 | 0.1 | 0.1 | 0.1 | 0.1 | 0.1 | 0.1 | 0.19 | 0.25 | 0 | 0 | 0 | 0 | From DOE Prototype Buildings
SchoolPrimary BLDG_SWH_SCH | Service Water Heating |  | Sun¦Sat | 2014-01-01 | 2014-06-15 | Constant | 0 | [23 empty] | From DOE Prototype Buildings
SchoolPrimary BLDG_SWH_SCH | Service Water Heating |  | Wkdy | 2014-01-01 | 2014-06-15 | Hourly | 0 | 0 | 0 | 0 | 0 | 0 | 0 | 0 | 0.34 | 0.6 | 0.63 | 0.72 | 0.79 | 0.83 | 0.61 | 0.65 | 0.1 | 0.1 | 0.19 | 0.25 | 0 | 0 | 0 | 0 | From DOE Prototype Buildings
SchoolPrimary Booster Water Inlet Temp Schedule | Unknown | W | Default¦WntrDsn¦SmrDsn | 2014-01-01 | 2014-12-31 | Constant | 60 | [23 empty] | From DOE Prototype Buildings
SchoolPrimary Booster Water Setpoint Temp Schedule | Unknown | W | Default¦WntrDsn¦SmrDsn | 2014-01-01 | 2014-12-31 | Constant | 82.22 | [23 empty] | From DOE Prototype Buildings
SchoolPrimary CLGSETP_SCH_NO_OPTIMUM | Thermostat Setpoint | C | Default¦WntrDsn | 2014-01-01 | 2014-12-31 | Constant | 26.7 | [23 empty] | From DOE Prototype Buildings
SchoolPrimary CLGSETP_SCH_NO_OPTIMUM | Thermostat Setpoint | C | SmrDsn | 2014-01-01 | 2014-12-31 | Constant | 24 | [23 empty] | From DOE Prototype Buildings
SchoolPrimary CLGSETP_SCH_NO_OPTIMUM | Thermostat Setpoint | C | Wkdy | 2014-01-01 | 2014-12-31 | Hourly | 26.7 | 26.7 | 26.7 | 26.7 | 26.7 | 26.7 | 24 | 24 | 24 | 24 | 24 | 24 | 24 | 24 | 24 | 24 | 24 | 24 | 24 | 24 | 24 | 26.7 | 26.7 | 26.7 | From DOE Prototype Buildings
SchoolPrimary CLGSETP_SCH_NO_SETBACK | Thermostat Setpoint | C | Default¦SmrDsn¦Wkdy | 2014-01-01 | 2014-12-31 | Constant | 24 | [23 empty] | From DOE Prototype Buildings
SchoolPrimary CLGSETP_SCH_NO_SETBACK | Thermostat Setpoint | C | WntrDsn | 2014-01-01 | 2014-12-31 | Constant | 26.7 | [23 empty] | From DOE Prototype Buildings
SchoolPrimary CLGSETP_SCH_Setup | Thermostat Setpoint | C | Default¦WntrDsn¦Wkdy | 2014-01-01 | 2014-12-31 | Constant | 26.7 | [23 empty] | From DOE Prototype Buildings
SchoolPrimary CLGSETP_SCH_Setup | Thermostat Setpoint | C | SmrDsn | 2014-01-01 | 2014-12-31 | Constant | 24 | [23 empty] | From DOE Prototype Buildings
SchoolPrimary CLGSETP_SCH_VAV_OTHER | Thermostat Setpoint | C | Default¦WntrDsn | 2014-01-01 | 2014-12-31 | Constant | 26.7 | [23 empty] | From DOE Prototype Buildings
SchoolPrimary CLGSETP_SCH_VAV_OTHER | Thermostat Setpoint | C | SmrDsn | 2014-01-01 | 2014-12-31 | Constant | 24 | [23 empty] | From DOE Prototype Buildings
SchoolPrimary CLGSETP_SCH_VAV_OTHER | Thermostat Setpoint | C | Wkdy | 2014-01-01 | 2014-12-31 | Hourly | 26.7 | 26.7 | 26.7 | 26.7 | 26.7 | 26.7 | 24 | 24 | 24 | 24 | 24 | 24 | 24 | 24 | 24 | 24 | 24 | 24 | 24 | 24 | 24 | 26.7 | 26.7 | 26.7 | From DOE Prototype Buildings
SchoolPrimary CLGSETP_SCH_VAV_POD_1 | Thermostat Setpoint | C | Default¦WntrDsn | 2014-01-01 | 2014-12-31 | Constant | 26.7 | [23 empty] | From DOE Prototype Buildings
SchoolPrimary CLGSETP_SCH_VAV_POD_1 | Thermostat Setpoint | C | SmrDsn | 2014-01-01 | 2014-12-31 | Constant | 24 | [23 empty] | From DOE Prototype Buildings
SchoolPrimary CLGSETP_SCH_VAV_POD_1 | Thermostat Setpoint | C | Wkdy | 2014-01-01 | 2014-12-31 | Hourly | 26.7 | 26.7 | 26.7 | 26.7 | 26.7 | 26.7 | 24 | 24 | 24 | 24 | 24 | 24 | 24 | 24 | 24 | 24 | 24 | 24 | 24 | 24 | 24 | 26.7 | 26.7 | 26.7 | From DOE Prototype Buildings
SchoolPrimary CLGSETP_SCH_VAV_POD_2 | Thermostat Setpoint | C | Default¦WntrDsn | 2014-01-01 | 2014-12-31 | Constant | 26.7 | [23 empty] | From DOE Prototype Buildings
SchoolPrimary CLGSETP_SCH_VAV_POD_2 | Thermostat Setpoint | C | SmrDsn | 2014-01-01 | 2014-12-31 | Constant | 24 | [23 empty] | From DOE Prototype Buildings
SchoolPrimary CLGSETP_SCH_VAV_POD_2 | Thermostat Setpoint | C | Wkdy | 2014-01-01 | 2014-12-31 | Hourly | 26.7 | 26.7 | 26.7 | 26.7 | 26.7 | 26.7 | 24 | 24 | 24 | 24 | 24 | 24 | 24 | 24 | 24 | 24 | 24 | 24 | 24 | 24 | 24 | 26.7 | 26.7 | 26.7 | From DOE Prototype Buildings
SchoolPrimary CLGSETP_SCH_VAV_POD_3 | Thermostat Setpoint | C | Default¦WntrDsn | 2014-01-01 | 2014-12-31 | Constant | 26.7 | [23 empty] | From DOE Prototype Buildings
SchoolPrimary CLGSETP_SCH_VAV_POD_3 | Thermostat Setpoint | C | SmrDsn | 2014-01-01 | 2014-12-31 | Constant | 24 | [23 empty] | From DOE Prototype Buildings
SchoolPrimary CLGSETP_SCH_VAV_POD_3 | Thermostat Setpoint | C | Wkdy | 2014-01-01 | 2014-12-31 | Hourly | 26.7 | 26.7 | 26.7 | 26.7 | 26.7 | 26.7 | 24 | 24 | 24 | 24 | 24 | 24 | 24 | 24 | 24 | 24 | 24 | 24 | 24 | 24 | 24 | 26.7 | 26.7 | 26.7 | From DOE Prototype Buildings
SchoolPrimary CLGSETP_SCH_YES_OPTIMUM | Thermostat Setpoint | C | Default¦WntrDsn | 2014-01-01 | 2014-12-31 | Constant | 26.7 | [23 empty] | From DOE Prototype Buildings
SchoolPrimary CLGSETP_SCH_YES_OPTIMUM | Thermostat Setpoint | C | SmrDsn | 2014-01-01 | 2014-12-31 | Constant | 24 | [23 empty] | From DOE Prototype Buildings
SchoolPrimary CLGSETP_SCH_YES_OPTIMUM | Thermostat Setpoint | C | Wkdy | 2014-01-01 | 2014-12-31 | Hourly | 26.7 | 26.7 | 26.7 | 26.7 | 26.7 | 26.7 | 25.6 | 25 | 24 | 24 | 24 | 24 | 24 | 24 | 24 | 24 | 24 | 24 | 24 | 24 | 24 | 26.7 | 26.7 | 26.7 | From DOE Prototype Buildings
SchoolPrimary CLGSETP_SCH_YES_OPTIMUM_original | Thermostat Setpoint | C | Default¦WntrDsn | 2014-01-01 | 2014-12-31 | Constant | 26.7 | [23 empty] | From DOE Prototype Buildings
SchoolPrimary CLGSETP_SCH_YES_OPTIMUM_original | Thermostat Setpoint | C | SmrDsn | 2014-01-01 | 2014-12-31 | Constant | 24 | [23 empty] | From DOE Prototype Buildings
SchoolPrimary CLGSETP_SCH_YES_OPTIMUM_original | Thermostat Setpoint | C | Wkdy | 2014-01-01 | 2014-12-31 | Hourly | 26.7 | 26.7 | 26.7 | 26.7 | 26.7 | 26.7 | 25.6 | 25 | 24 | 24 | 24 | 24 | 24 | 24 | 24 | 24 | 24 | 24 | 24 | 24 | 24 | 26.7 | 26.7 | 26.7 | From DOE Prototype Buildings
SchoolPrimary CLOTHING_SCH | Clothing | W | Default¦SmrDsn | 2014-01-01 | 2014-12-31 | Constant | 0.6 | [23 empty] | From DOE Prototype Buildings
SchoolPrimary CLOTHING_SCH | Clothing | W | WntrDsn | 2014-01-01 | 2014-12-31 | Constant | 1.1 | [23 empty] | From DOE Prototype Buildings
SchoolPrimary CLOTHING_SCH | Clothing | W | Wknd¦Wkdy | 2014-10-01 | 2014-12-31 | Constant | 1.1 | [23 empty] | From DOE Prototype Buildings
SchoolPrimary CLOTHING_SCH | Clothing | W | Wknd¦Wkdy | 2014-01-01 | 2014-04-30 | Constant | 1.1 | [23 empty] | From DOE Prototype Buildings
SchoolPrimary CoolingCoilAvailSched | Unknown | W | Default¦WntrDsn¦SmrDsn | 2014-01-01 | 2014-12-31 | Constant | 1 | [23 empty] | From DOE Prototype Buildings
SchoolPrimary CW-Loop-Temp-Schedule | Unknown | C | Default¦WntrDsn¦SmrDsn | 2014-01-01 | 2014-12-31 | Constant | 6.7 | [23 empty] | From DOE Prototype Buildings
SchoolPrimary Dual Zone Control Type Sched | Unknown |  | Default¦WntrDsn¦SmrDsn | 2014-01-01 | 2014-12-31 | Constant | 4 | [23 empty] | From DOE Prototype Buildings
SchoolPrimary Exterior_Lgt_189_1 | Unknown |  | Default¦WntrDsn¦SmrDsn | 2014-01-01 | 2014-12-31 | Constant | 0.5 | [23 empty] | From DOE Prototype Buildings
SchoolPrimary Exterior_Lgt_ALWAYS_ON | Unknown |  | Default¦WntrDsn¦SmrDsn | 2014-01-01 | 2014-12-31 | Constant | 1 | [23 empty] | From DOE Prototype Buildings
SchoolPrimary Exterior_lighting_schedule_a | Lighting |  | Default¦WntrDsn¦SmrDsn | 2014-01-01 | 2014-12-31 | Hourly | 0 | 0 | 0 | 0 | 0 | 0 | 1 | 1 | 1 | 1 | 1 | 1 | 1 | 1 | 1 | 1 | 1 | 1 | 1 | 1 | 1 | 1 | 1 | 1 | From DOE Prototype Buildings
SchoolPrimary Exterior_lighting_schedule_b | Lighting |  | Default¦WntrDsn¦SmrDsn | 2014-01-01 | 2014-12-31 | Hourly | 0.7 | 0.7 | 0.7 | 0.7 | 0.7 | 0.7 | 1 | 1 | 1 | 1 | 1 | 1 | 1 | 1 | 1 | 1 | 1 | 1 | 1 | 1 | 1 | 1 | 1 | 1 | From DOE Prototype Buildings
SchoolPrimary FAN_SCH | Unknown | W | Default¦WntrDsn¦SmrDsn | 2014-01-01 | 2014-12-31 | Constant | 1 | [23 empty] | From DOE Prototype Buildings
SchoolPrimary Heating-Supply-Air-Temp-Sch | Unknown | C | Default¦WntrDsn¦SmrDsn | 2014-01-01 | 2014-12-31 | Constant | 16 | [23 empty] | From DOE Prototype Buildings
SchoolPrimary Hours_of_operation | Operation |  | Default | 2014-01-01 | 2014-12-31 | Constant | 0 | [23 empty] | From DOE Prototype Buildings
SchoolPrimary Hours_of_operation | Operation |  | WntrDsn¦SmrDsn¦Wkdy | 2014-01-01 | 2014-12-31 | Hourly | 0 | 0 | 0 | 0 | 0 | 0 | 0 | 1 | 1 | 1 | 1 | 1 | 1 | 1 | 1 | 1 | 1 | 1 | 1 | 1 | 1 | 0 | 0 | 0 | From DOE Prototype Buildings
SchoolPrimary HTGSETP_SCH_NO_OPTIMUM | Thermostat Setpoint | C | Default¦SmrDsn | 2014-01-01 | 2014-12-31 | Constant | 15.6 | [23 empty] | From DOE Prototype Buildings
SchoolPrimary HTGSETP_SCH_NO_OPTIMUM | Thermostat Setpoint | C | WntrDsn | 2014-01-01 | 2014-12-31 | Constant | 21 | [23 empty] | From DOE Prototype Buildings
SchoolPrimary HTGSETP_SCH_NO_OPTIMUM | Thermostat Setpoint | C | Wkdy | 2014-01-01 | 2014-12-31 | Hourly | 15.6 | 15.6 | 15.6 | 15.6 | 15.6 | 15.6 | 21 | 21 | 21 | 21 | 21 | 21 | 21 | 21 | 21 | 21 | 21 | 21 | 21 | 21 | 21 | 15.6 | 15.6 | 15.6 | From DOE Prototype Buildings
SchoolPrimary HTGSETP_SCH_Setback | Thermostat Setpoint | C | Default¦SmrDsn¦Wkdy | 2014-01-01 | 2014-12-31 | Constant | 15.6 | [23 empty] | From DOE Prototype Buildings
SchoolPrimary HTGSETP_SCH_Setback | Thermostat Setpoint | C | WntrDsn | 2014-01-01 | 2014-12-31 | Constant | 21 | [23 empty] | From DOE Prototype Buildings
SchoolPrimary HTGSETP_SCH_VAV_OTHER | Thermostat Setpoint | C | Default¦SmrDsn | 2014-01-01 | 2014-12-31 | Constant | 15.6 | [23 empty] | From DOE Prototype Buildings
SchoolPrimary HTGSETP_SCH_VAV_OTHER | Thermostat Setpoint | C | WntrDsn | 2014-01-01 | 2014-12-31 | Constant | 21 | [23 empty] | From DOE Prototype Buildings
SchoolPrimary HTGSETP_SCH_VAV_OTHER | Thermostat Setpoint | C | Wkdy | 2014-01-01 | 2014-12-31 | Hourly | 15.6 | 15.6 | 15.6 | 15.6 | 15.6 | 15.6 | 21 | 21 | 21 | 21 | 21 | 21 | 21 | 21 | 21 | 21 | 21 | 21 | 21 | 21 | 21 | 15.6 | 15.6 | 15.6 | From DOE Prototype Buildings
SchoolPrimary HTGSETP_SCH_VAV_POD_1 | Thermostat Setpoint | C | Default¦SmrDsn | 2014-01-01 | 2014-12-31 | Constant | 15.6 | [23 empty] | From DOE Prototype Buildings
SchoolPrimary HTGSETP_SCH_VAV_POD_1 | Thermostat Setpoint | C | WntrDsn | 2014-01-01 | 2014-12-31 | Constant | 21 | [23 empty] | From DOE Prototype Buildings
SchoolPrimary HTGSETP_SCH_VAV_POD_1 | Thermostat Setpoint | C | Wkdy | 2014-01-01 | 2014-12-31 | Hourly | 15.6 | 15.6 | 15.6 | 15.6 | 15.6 | 15.6 | 21 | 21 | 21 | 21 | 21 | 21 | 21 | 21 | 21 | 21 | 21 | 21 | 21 | 21 | 21 | 15.6 | 15.6 | 15.6 | From DOE Prototype Buildings
SchoolPrimary HTGSETP_SCH_VAV_POD_2 | Thermostat Setpoint | C | Default¦SmrDsn | 2014-01-01 | 2014-12-31 | Constant | 15.6 | [23 empty] | From DOE Prototype Buildings
SchoolPrimary HTGSETP_SCH_VAV_POD_2 | Thermostat Setpoint | C | WntrDsn | 2014-01-01 | 2014-12-31 | Constant | 21 | [23 empty] | From DOE Prototype Buildings
SchoolPrimary HTGSETP_SCH_VAV_POD_2 | Thermostat Setpoint | C | Wkdy | 2014-01-01 | 2014-12-31 | Hourly | 15.6 | 15.6 | 15.6 | 15.6 | 15.6 | 15.6 | 21 | 21 | 21 | 21 | 21 | 21 | 21 | 21 | 21 | 21 | 21 | 21 | 21 | 21 | 21 | 15.6 | 15.6 | 15.6 | From DOE Prototype Buildings
SchoolPrimary HTGSETP_SCH_VAV_POD_3 | Thermostat Setpoint | C | Default¦SmrDsn | 2014-01-01 | 2014-12-31 | Constant | 15.6 | [23 empty] | From DOE Prototype Buildings
SchoolPrimary HTGSETP_SCH_VAV_POD_3 | Thermostat Setpoint | C | WntrDsn | 2014-01-01 | 2014-12-31 | Constant | 21 | [23 empty] | From DOE Prototype Buildings
SchoolPrimary HTGSETP_SCH_VAV_POD_3 | Thermostat Setpoint | C | Wkdy | 2014-01-01 | 2014-12-31 | Hourly | 15.6 | 15.6 | 15.6 | 15.6 | 15.6 | 15.6 | 21 | 21 | 21 | 21 | 21 | 21 | 21 | 21 | 21 | 21 | 21 | 21 | 21 | 21 | 21 | 15.6 | 15.6 | 15.6 | From DOE Prototype Buildings
SchoolPrimary HTGSETP_SCH_YES_OPTIMUM | Thermostat Setpoint | C | Default¦SmrDsn | 2014-01-01 | 2014-12-31 | Constant | 15.6 | [23 empty] | From DOE Prototype Buildings
SchoolPrimary HTGSETP_SCH_YES_OPTIMUM | Thermostat Setpoint | C | WntrDsn | 2014-01-01 | 2014-12-31 | Constant | 21 | [23 empty] | From DOE Prototype Buildings
SchoolPrimary HTGSETP_SCH_YES_OPTIMUM | Thermostat Setpoint | C | Wkdy | 2014-01-01 | 2014-12-31 | Hourly | 15.6 | 15.6 | 15.6 | 15.6 | 15.6 | 15.6 | 17.8 | 20 | 21 | 21 | 21 | 21 | 21 | 21 | 21 | 21 | 21 | 21 | 21 | 21 | 21 | 15.6 | 15.6 | 15.6 | From DOE Prototype Buildings
SchoolPrimary HTGSETP_SCH_YES_OPTIMUM_original | Thermostat Setpoint | C | Default¦SmrDsn | 2014-01-01 | 2014-12-31 | Constant | 15.6 | [23 empty] | From DOE Prototype Buildings
SchoolPrimary HTGSETP_SCH_YES_OPTIMUM_original | Thermostat Setpoint | C | WntrDsn | 2014-01-01 | 2014-12-31 | Constant | 21 | [23 empty] | From DOE Prototype Buildings
SchoolPrimary HTGSETP_SCH_YES_OPTIMUM_original | Thermostat Setpoint | C | Wkdy | 2014-01-01 | 2014-12-31 | Hourly | 15.6 | 15.6 | 15.6 | 15.6 | 15.6 | 15.6 | 17.8 | 20 | 21 | 21 | 21 | 21 | 21 | 21 | 21 | 21 | 21 | 21 | 21 | 21 | 21 | 15.6 | 15.6 | 15.6 | From DOE Prototype Buildings
SchoolPrimary Humidity Setpoint Schedule | Unknown |  | Default¦WntrDsn¦SmrDsn | 2014-01-01 | 2014-12-31 | Constant | 65 | [23 empty] | From DOE Prototype Buildings
SchoolPrimary HVACOperationSchd | Operation |  | Default | 2014-01-01 | 2014-12-31 | Constant | 0 | [23 empty] | From DOE Prototype Buildings
SchoolPrimary HVACOperationSchd | Operation |  | WntrDsn¦SmrDsn¦Wkdy | 2014-01-01 | 2014-12-31 | Hourly | 0 | 0 | 0 | 0 | 0 | 0 | 0 | 1 | 1 | 1 | 1 | 1 | 1 | 1 | 1 | 1 | 1 | 1 | 1 | 1 | 1 | 0 | 0 | 0 | From DOE Prototype Buildings
SchoolPrimary HW-Loop-Temp-Schedule | Unknown | C | Default¦WntrDsn¦SmrDsn | 2014-01-01 | 2014-12-31 | Constant | 82 | [23 empty] | From DOE Prototype Buildings
SchoolPrimary INFIL_Door_Opening_SCH | Infiltration |  | Default¦WntrDsn¦SmrDsn | 2014-01-01 | 2014-12-31 | Constant | 0 | [23 empty] | From DOE Prototype Buildings
SchoolPrimary INFIL_Door_Opening_SCH | Infiltration |  | Wkdy | 2014-01-01 | 2014-12-31 | Hourly | 0 | 0 | 0 | 0 | 0 | 0 | 0 | 1 | 0.144 | 0.144 | 0.144 | 0.144 | 0.144 | 0.144 | 0.144 | 1 | 0.144 | 0.144 | 0 | 0 | 0 | 0 | 0 | 0 | From DOE Prototype Buildings
SchoolPrimary INFIL_SCH | Infiltration |  | Default¦WntrDsn¦SmrDsn | 2014-01-01 | 2014-12-31 | Hourly | 1 | 1 | 1 | 1 | 1 | 1 | 1 | 0.5 | 0.5 | 0.5 | 0.5 | 0.5 | 0.5 | 0.5 | 0.5 | 0.5 | 0.5 | 0.5 | 0.5 | 0.5 | 0.5 | 1 | 1 | 1 | From DOE Prototype Buildings
SchoolPrimary INFIL_SCH_PNNL | Infiltration |  | Default¦WntrDsn | 2014-01-01 | 2014-12-31 | Constant | 1 | [23 empty] | From DOE Prototype Buildings
SchoolPrimary INFIL_SCH_PNNL | Infiltration |  | SmrDsn¦Wkdy | 2014-01-01 | 2014-12-31 | Hourly | 1 | 1 | 1 | 1 | 1 | 1 | 1 | 0.25 | 0.25 | 0.25 | 0.25 | 0.25 | 0.25 | 0.25 | 0.25 | 0.25 | 0.25 | 0.25 | 0.25 | 0.25 | 0.25 | 1 | 1 | 1 | From DOE Prototype Buildings
SchoolPrimary Kitchen Exhaust Fan Balanced Exhaust Fraction Schedule | Equipment |  | Default | 2014-01-01 | 2014-12-31 | Constant | 0 | [23 empty] | From DOE Prototype Buildings
SchoolPrimary Kitchen Exhaust Fan Balanced Exhaust Fraction Schedule | Equipment |  | WntrDsn¦SmrDsn | 2014-01-01 | 2014-12-31 | Hourly | 0 | 0 | 0 | 0 | 0 | 0 | 0 | 0 | 0.81667 | 0.81667 | 0.81667 | 0.81667 | 0.81667 | 0.81667 | 0.81667 | 0.81667 | 0.81667 | 0.81667 | 0.81667 | 0.81667 | 0.81667 | 0 | 0 | 0 | From DOE Prototype Buildings
SchoolPrimary Kitchen Exhaust Fan Balanced Exhaust Fraction Schedule | Equipment |  | Wkdy | 2014-09-01 | 2014-12-31 | Hourly | 0 | 0 | 0 | 0 | 0 | 0 | 0 | 0 | 0.81667 | 0.81667 | 0.81667 | 0.81667 | 0.81667 | 0.81667 | 0.81667 | 0.81667 | 0.81667 | 0.81667 | 0.81667 | 0.81667 | 0.81667 | 0 | 0 | 0 | From DOE Prototype Buildings
SchoolPrimary Kitchen Exhaust Fan Balanced Exhaust Fraction Schedule | Equipment |  | Wknd | 2014-07-01 | 2014-09-01 | Constant | 0 | [23 empty] | From DOE Prototype Buildings
SchoolPrimary Kitchen Exhaust Fan Balanced Exhaust Fraction Schedule | Equipment |  | Wkdy | 2014-07-01 | 2014-09-01 | Hourly | 0 | 0 | 0 | 0 | 0 | 0 | 0 | 0 | 0.81667 | 0.81667 | 0.81667 | 0.81667 | 0.81667 | 0.81667 | 0.81667 | 0.81667 | 0.81667 | 0.81667 | 0.81667 | 0.81667 | 0.81667 | 0 | 0 | 0 | From DOE Prototype Buildings
SchoolPrimary Kitchen Exhaust Fan Balanced Exhaust Fraction Schedule | Equipment |  | Wknd | 2014-01-01 | 2014-06-30 | Constant | 0 | [23 empty] | From DOE Prototype Buildings
SchoolPrimary Kitchen Exhaust Fan Balanced Exhaust Fraction Schedule | Equipment |  | Wkdy | 2014-01-01 | 2014-06-30 | Hourly | 0 | 0 | 0 | 0 | 0 | 0 | 0 | 0 | 0.81667 | 0.81667 | 0.81667 | 0.81667 | 0.81667 | 0.81667 | 0.81667 | 0.81667 | 0.81667 | 0 | 0 | 0 | 0 | 0 | 0 | 0 | From DOE Prototype Buildings
SchoolPrimary KITCHEN_ELEC_EQUIP_SCH | Equipment |  | Default¦WntrDsn | 2014-01-01 | 2014-12-31 | Constant | 0.1 | [23 empty] | From DOE Prototype Buildings
SchoolPrimary KITCHEN_ELEC_EQUIP_SCH | Equipment |  | SmrDsn | 2014-01-01 | 2014-12-31 | Hourly | 0.1 | 0.1 | 0.1 | 0.1 | 0.1 | 0.1 | 0.1 | 0.1 | 0.15 | 0.15 | 0.25 | 0.25 | 0.25 | 0.15 | 0.15 | 0.1 | 0.1 | 0.1 | 0.1 | 0.1 | 0.1 | 0.1 | 0.1 | 0.1 | From DOE Prototype Buildings
SchoolPrimary KITCHEN_ELEC_EQUIP_SCH | Equipment |  | Wkdy | 2014-09-01 | 2014-12-31 | Hourly | 0.1 | 0.1 | 0.1 | 0.1 | 0.1 | 0.1 | 0.1 | 0.1 | 0.15 | 0.15 | 0.25 | 0.25 | 0.25 | 0.15 | 0.15 | 0.1 | 0.1 | 0.1 | 0.1 | 0.1 | 0.1 | 0.1 | 0.1 | 0.1 | From DOE Prototype Buildings
SchoolPrimary KITCHEN_ELEC_EQUIP_SCH | Equipment |  | Wknd | 2014-07-01 | 2014-09-01 | Constant | 0.1 | [23 empty] | From DOE Prototype Buildings
SchoolPrimary KITCHEN_ELEC_EQUIP_SCH | Equipment |  | Wkdy | 2014-07-01 | 2014-09-01 | Hourly | 0.1 | 0.1 | 0.1 | 0.1 | 0.1 | 0.1 | 0.1 | 0.1 | 0.15 | 0.15 | 0.25 | 0.25 | 0.25 | 0.15 | 0.15 | 0.1 | 0.1 | 0.1 | 0.1 | 0.1 | 0.1 | 0.1 | 0.1 | 0.1 | From DOE Prototype Buildings
SchoolPrimary KITCHEN_ELEC_EQUIP_SCH | Equipment |  | Wknd | 2014-01-01 | 2014-06-30 | Constant | 0.1 | [23 empty] | From DOE Prototype Buildings
SchoolPrimary KITCHEN_ELEC_EQUIP_SCH | Equipment |  | Wkdy | 2014-01-01 | 2014-06-30 | Hourly | 0.1 | 0.1 | 0.1 | 0.1 | 0.1 | 0.1 | 0.1 | 0.1 | 0.15 | 0.15 | 0.25 | 0.25 | 0.25 | 0.15 | 0.15 | 0.1 | 0.1 | 0.1 | 0.1 | 0.1 | 0.1 | 0.1 | 0.1 | 0.1 | From DOE Prototype Buildings
SchoolPrimary Kitchen_Exhaust_SCH | Equipment |  | Default | 2014-01-01 | 2014-12-31 | Constant | 0 | [23 empty] | From DOE Prototype Buildings
SchoolPrimary Kitchen_Exhaust_SCH | Equipment |  | WntrDsn¦SmrDsn | 2014-01-01 | 2014-12-31 | Hourly | 0 | 0 | 0 | 0 | 0 | 0 | 0 | 0 | 1 | 1 | 1 | 1 | 1 | 1 | 1 | 1 | 1 | 1 | 1 | 1 | 1 | 0 | 0 | 0 | From DOE Prototype Buildings
SchoolPrimary Kitchen_Exhaust_SCH | Equipment |  | Wkdy | 2014-09-01 | 2014-12-31 | Hourly | 0 | 0 | 0 | 0 | 0 | 0 | 0 | 0 | 1 | 1 | 1 | 1 | 1 | 1 | 1 | 1 | 1 | 1 | 1 | 1 | 1 | 0 | 0 | 0 | From DOE Prototype Buildings
SchoolPrimary Kitchen_Exhaust_SCH | Equipment |  | Wknd | 2014-07-01 | 2014-09-01 | Constant | 0 | [23 empty] | From DOE Prototype Buildings
SchoolPrimary Kitchen_Exhaust_SCH | Equipment |  | Wkdy | 2014-07-01 | 2014-09-01 | Hourly | 0 | 0 | 0 | 0 | 0 | 0 | 0 | 0 | 1 | 1 | 1 | 1 | 1 | 1 | 1 | 1 | 1 | 1 | 1 | 1 | 1 | 0 | 0 | 0 | From DOE Prototype Buildings
SchoolPrimary Kitchen_Exhaust_SCH | Equipment |  | Wknd | 2014-01-01 | 2014-06-30 | Constant | 0 | [23 empty] | From DOE Prototype Buildings
SchoolPrimary Kitchen_Exhaust_SCH | Equipment |  | Wkdy | 2014-01-01 | 2014-06-30 | Hourly | 0 | 0 | 0 | 0 | 0 | 0 | 0 | 0 | 1 | 1 | 1 | 1 | 1 | 1 | 1 | 1 | 1 | 0 | 0 | 0 | 0 | 0 | 0 | 0 | From DOE Prototype Buildings
SchoolPrimary KITCHEN_GAS_EQUIP_SCH | Equipment |  | Default¦WntrDsn | 2014-01-01 | 2014-12-31 | Constant | 0.02 | [23 empty] | From DOE Prototype Buildings
SchoolPrimary KITCHEN_GAS_EQUIP_SCH | Equipment |  | DummrySmrDsn | 2014-01-01 | 2014-12-31 | Hourly | 0.02 | 0.02 | 0.02 | 0.02 | 0.02 | 0.02 | 0.02 | 0.02 | 0.15 | 0.15 | 0.2 | 0.2 | 0.2 | 0.1 | 0.1 | 0.02 | 0.02 | 0.02 | 0.02 | 0.02 | 0.02 | 0.02 | 0.02 | 0.02 | From DOE Prototype Buildings
SchoolPrimary KITCHEN_GAS_EQUIP_SCH | Equipment |  | Wkdy¦SmrDsn | 2014-09-01 | 2014-12-31 | Hourly | 0.02 | 0.02 | 0.02 | 0.02 | 0.02 | 0.02 | 0.02 | 0.02 | 0.15 | 0.15 | 0.2 | 0.2 | 0.2 | 0.1 | 0.1 | 0.02 | 0.02 | 0.02 | 0.02 | 0.02 | 0.02 | 0.02 | 0.02 | 0.02 | From DOE Prototype Buildings
SchoolPrimary KITCHEN_GAS_EQUIP_SCH | Equipment |  | Wknd | 2014-07-01 | 2014-09-01 | Constant | 0.02 | [23 empty] | From DOE Prototype Buildings
SchoolPrimary KITCHEN_GAS_EQUIP_SCH | Equipment |  | Wkdy¦SmrDsn | 2014-07-01 | 2014-09-01 | Hourly | 0.02 | 0.02 | 0.02 | 0.02 | 0.02 | 0.02 | 0.02 | 0.02 | 0.15 | 0.15 | 0.2 | 0.2 | 0.2 | 0.1 | 0.1 | 0.02 | 0.02 | 0.02 | 0.02 | 0.02 | 0.02 | 0.02 | 0.02 | 0.02 | From DOE Prototype Buildings
SchoolPrimary KITCHEN_GAS_EQUIP_SCH | Equipment |  | Wknd | 2014-01-01 | 2014-06-30 | Constant | 0.02 | [23 empty] | From DOE Prototype Buildings
SchoolPrimary KITCHEN_GAS_EQUIP_SCH | Equipment |  | Wkdy¦SmrDsn | 2014-01-01 | 2014-06-30 | Hourly | 0.02 | 0.02 | 0.02 | 0.02 | 0.02 | 0.02 | 0.02 | 0.02 | 0.15 | 0.15 | 0.2 | 0.2 | 0.2 | 0.1 | 0.1 | 0.02 | 0.02 | 0.02 | 0.02 | 0.02 | 0.02 | 0.02 | 0.02 | 0.02 | From DOE Prototype Buildings
SchoolPrimary Kitchen_ZN_1_FLR_1 SHW_default Hot Supply Temp Sched | Equipment | C | Default¦WntrDsn¦SmrDsn | 2014-01-01 | 2014-12-31 | Constant | 55 | [23 empty] | From DOE Prototype Buildings
SchoolPrimary Kitchen_ZN_1_FLR_1 SHW_default Latent fract sched | Equipment |  | Default¦WntrDsn¦SmrDsn | 2014-01-01 | 2014-12-31 | Constant | 0.05 | [23 empty] | From DOE Prototype Buildings
SchoolPrimary Kitchen_ZN_1_FLR_1 SHW_default Sensible fract sched | Equipment |  | Default¦WntrDsn¦SmrDsn | 2014-01-01 | 2014-12-31 | Constant | 0.2 | [23 empty] | From DOE Prototype Buildings
SchoolPrimary Kitchen_ZN_1_FLR_1 SHW_default Temp Sched | Equipment | C | Default¦WntrDsn¦SmrDsn | 2014-01-01 | 2014-12-31 | Constant | 60 | [23 empty] | From DOE Prototype Buildings
SchoolPrimary Kitchen_ZN_1_FLR_1_Case:1_WALKINFREEZER_WalkInStockingSched | Equipment | W | Default | 2014-01-01 | 2014-12-31 | Hourly | 0 | 0 | 0 | 0 | 725 | 417 | 290 | 0 | 0 | 0 | 0 | 0 | 0 | 0 | 0 | 0 | 0 | 0 | 0 | 0 | 0 | 0 | 0 | 0 | From DOE Prototype Buildings
SchoolPrimary Kitchen_ZN_1_FLR_1_Case:1_WALKINFREEZER_WalkInStockingSched | Equipment | W | WntrDsn¦SmrDsn¦Wknd¦Mon¦Wed¦Thu | 2014-01-01 | 2014-12-31 | Hourly | 0 | 0 | 0 | 0 | 125 | 117 | 90 | 0 | 0 | 0 | 0 | 0 | 0 | 0 | 0 | 0 | 0 | 0 | 0 | 125 | 117 | 90 | 0 | 0 | From DOE Prototype Buildings
SchoolPrimary Kitchen_ZN_1_FLR_1_Case:2_SELFCONTAINEDDISPLAYCASE_CaseStockingSched | Equipment | W | Default¦WntrDsn¦SmrDsn | 2014-01-01 | 2014-12-31 | Constant | 0 | [23 empty] | From DOE Prototype Buildings
SchoolPrimary MinOA_Kitchen_Sched | Equipment |  | Default | 2014-01-01 | 2014-12-31 | Constant | 0 | [23 empty] | From DOE Prototype Buildings
SchoolPrimary MinOA_Kitchen_Sched | Equipment |  | WntrDsn¦SmrDsn¦Wkdy | 2014-01-01 | 2014-12-31 | Hourly | 0 | 0 | 0 | 0 | 0 | 0 | 0 | 1 | 1 | 1 | 1 | 1 | 1 | 1 | 1 | 1 | 1 | 0 | 0 | 0 | 0 | 0 | 0 | 0 | From DOE Prototype Buildings
SchoolPrimary MinOA_MotorizedDamper_Sched | OA Air |  | Default | 2014-01-01 | 2014-12-31 | Constant | 0 | [23 empty] | From DOE Prototype Buildings
SchoolPrimary MinOA_MotorizedDamper_Sched | OA Air |  | WntrDsn¦SmrDsn¦Wkdy | 2014-01-01 | 2014-12-31 | Hourly | 0 | 0 | 0 | 0 | 0 | 0 | 0 | 0 | 1 | 1 | 1 | 1 | 1 | 1 | 1 | 1 | 1 | 1 | 1 | 1 | 1 | 0 | 0 | 0 | From DOE Prototype Buildings
SchoolPrimary MinOA_Sched | OA Air |  | Default¦WntrDsn¦SmrDsn | 2014-01-01 | 2014-12-31 | Constant | 1 | [23 empty] | From DOE Prototype Buildings
SchoolPrimary PlantOnSched | Unknown | W | Default¦WntrDsn¦SmrDsn | 2014-01-01 | 2014-12-31 | Constant | 1 | [23 empty] | From DOE Prototype Buildings
SchoolPrimary ReheatCoilAvailSched | Unknown | W | Default¦WntrDsn¦SmrDsn | 2014-01-01 | 2014-12-31 | Constant | 1 | [23 empty] | From DOE Prototype Buildings
SchoolPrimary Seasonal-Reset-Supply-Air-Temp-Sch | Unknown | C | Default¦WntrDsn¦SmrDsn | 2014-01-01 | 2014-12-31 | Constant | 13 | [23 empty] | From DOE Prototype Buildings
SchoolPrimary Seasonal-Reset-Supply-Air-Temp-Sch | Unknown | C | Wknd¦Wkdy | 2014-10-01 | 2014-12-31 | Constant | 13 | [23 empty] | From DOE Prototype Buildings
SchoolPrimary Seasonal-Reset-Supply-Air-Temp-Sch | Unknown | C | Wknd¦Wkdy | 2014-01-01 | 2014-03-31 | Constant | 13 | [23 empty] | From DOE Prototype Buildings
SchoolPrimary SHADING_SCH | Unknown | W | Default¦WntrDsn¦SmrDsn | 2014-01-01 | 2014-12-31 | Constant | 0 | [23 empty] | From DOE Prototype Buildings
SchoolPrimary SHWSys1 Water Heater Ambient Temperature Schedule Name | Service Water Heating | C | Default¦WntrDsn¦SmrDsn | 2014-01-01 | 2014-12-31 | Constant | 22 | [23 empty] | From DOE Prototype Buildings
SchoolPrimary SHWSys1 Water Heater Setpoint Temperature Schedule Name | Service Water Heating | C | Default¦WntrDsn¦SmrDsn | 2014-01-01 | 2014-12-31 | Constant | 60 | [23 empty] | From DOE Prototype Buildings
SchoolPrimary SHWSys1-Loop-Temp-Schedule | Service Water Heating | C | Default¦WntrDsn¦SmrDsn | 2014-01-01 | 2014-12-31 | Constant | 60 | [23 empty] | From DOE Prototype Buildings
SchoolPrimary VAV-Supply-Air-Temp-Sch | Unknown | C | Default¦WntrDsn¦SmrDsn | 2014-01-01 | 2014-12-31 | Constant | 12.8 | [23 empty] | From DOE Prototype Buildings
SchoolPrimary walkin_occ_lght_SCH | Occupancy |  | Default | 2014-01-01 | 2014-12-31 | Constant | 0.1773 | [23 empty] | From DOE Prototype Buildings
SchoolPrimary walkin_occ_lght_SCH | Occupancy |  | WntrDsn | 2014-01-01 | 2014-12-31 | Constant | 0 | [23 empty] | From DOE Prototype Buildings
SchoolPrimary walkin_occ_lght_SCH | Occupancy |  | SmrDsn | 2014-01-01 | 2014-12-31 | Constant | 1 | [23 empty] | From DOE Prototype Buildings
SchoolPrimary walkin_occ_lght_SCH | Occupancy |  | Wkdy | 2014-09-01 | 2014-12-31 | Hourly | 0.1773 | 0.1773 | 0.1773 | 0.1773 | 0.1773 | 0.1773 | 0.1773 | 0.468 | 0.468 | 0.468 | 0.468 | 0.468 | 0.468 | 0.468 | 0.468 | 0.468 | 0.468 | 0.468 | 0.468 | 0.468 | 0.468 | 0.1773 | 0.1773 | 0.1773 | From DOE Prototype Buildings
SchoolPrimary walkin_occ_lght_SCH | Occupancy |  | Wknd | 2014-07-01 | 2014-09-01 | Constant | 0.1773 | [23 empty] | From DOE Prototype Buildings
SchoolPrimary walkin_occ_lght_SCH | Occupancy |  | Wkdy | 2014-07-01 | 2014-09-01 | Hourly | 0.1773 | 0.1773 | 0.1773 | 0.1773 | 0.1773 | 0.1773 | 0.1773 | 0.1773 | 0.26 | 0.26 | 0.26 | 0.26 | 0.26 | 0.26 | 0.26 | 0.26 | 0.26 | 0.26 | 0.26 | 0.26 | 0.1773 | 0.1773 | 0.1773 | 0.1773 | From DOE Prototype Buildings
SchoolPrimary walkin_occ_lght_SCH | Occupancy |  | Wknd | 2014-01-01 | 2014-06-30 | Constant | 0.1773 | [23 empty] | From DOE Prototype Buildings
SchoolPrimary walkin_occ_lght_SCH | Occupancy |  | Wkdy | 2014-01-01 | 2014-06-30 | Hourly | 0.1773 | 0.1773 | 0.1773 | 0.1773 | 0.1773 | 0.1773 | 0.1773 | 0.468 | 0.468 | 0.468 | 0.468 | 0.468 | 0.468 | 0.468 | 0.468 | 0.468 | 0.468 | 0.468 | 0.468 | 0.468 | 0.468 | 0.1773 | 0.1773 | 0.1773 | From DOE Prototype Buildings
SchoolPrimary WORK_EFF_SCH | Unknown |  | Default¦WntrDsn¦SmrDsn | 2014-01-01 | 2014-12-31 | Constant | 0 | [23 empty] | From DOE Prototype Buildings
SchoolSecondary ACTIVITY_SCH | Activity | W | Default¦WntrDsn¦SmrDsn | 2014-01-01 | 2014-12-31 | Constant | 120 | [23 empty] | From DOE Prototype Buildings
SchoolSecondary AIR_VELO_SCH | Unknown | W | Default¦WntrDsn¦SmrDsn | 2014-01-01 | 2014-12-31 | Constant | 0.2 | [23 empty] | From DOE Prototype Buildings
SchoolSecondary ALWAYS_OFF | Unknown |  | Default¦WntrDsn¦SmrDsn | 2014-01-01 | 2014-12-31 | Constant | 0 | [23 empty] | From DOE Prototype Buildings
SchoolSecondary ALWAYS_ON | Unknown |  | Default¦WntrDsn¦SmrDsn | 2014-01-01 | 2014-12-31 | Constant | 1 | [23 empty] | From DOE Prototype Buildings
SchoolSecondary Bathrooms_ZN_1_FLR_1 SHW_default Hot Supply Temp Sched | Service Water Heating | C | Default¦WntrDsn¦SmrDsn | 2014-01-01 | 2014-12-31 | Constant | 55 | [23 empty] | From DOE Prototype Buildings
SchoolSecondary Bathrooms_ZN_1_FLR_1 SHW_default Latent fract sched | Service Water Heating |  | Default¦WntrDsn¦SmrDsn | 2014-01-01 | 2014-12-31 | Constant | 0.05 | [23 empty] | From DOE Prototype Buildings
SchoolSecondary Bathrooms_ZN_1_FLR_1 SHW_default Sensible fract sched | Service Water Heating |  | Default¦WntrDsn¦SmrDsn | 2014-01-01 | 2014-12-31 | Constant | 0.2 | [23 empty] | From DOE Prototype Buildings
SchoolSecondary Bathrooms_ZN_1_FLR_1 SHW_default Temp Sched | Service Water Heating | C | Default¦WntrDsn¦SmrDsn | 2014-01-01 | 2014-12-31 | Constant | 60 | [23 empty] | From DOE Prototype Buildings
SchoolSecondary Bathrooms_ZN_1_FLR_2 SHW_default Hot Supply Temp Sched | Service Water Heating | C | Default¦WntrDsn¦SmrDsn | 2014-01-01 | 2014-12-31 | Constant | 55 | [23 empty] | From DOE Prototype Buildings
SchoolSecondary Bathrooms_ZN_1_FLR_2 SHW_default Latent fract sched | Service Water Heating |  | Default¦WntrDsn¦SmrDsn | 2014-01-01 | 2014-12-31 | Constant | 0.05 | [23 empty] | From DOE Prototype Buildings
SchoolSecondary Bathrooms_ZN_1_FLR_2 SHW_default Sensible fract sched | Service Water Heating |  | Default¦WntrDsn¦SmrDsn | 2014-01-01 | 2014-12-31 | Constant | 0.2 | [23 empty] | From DOE Prototype Buildings
SchoolSecondary Bathrooms_ZN_1_FLR_2 SHW_default Temp Sched | Service Water Heating | C | Default¦WntrDsn¦SmrDsn | 2014-01-01 | 2014-12-31 | Constant | 60 | [23 empty] | From DOE Prototype Buildings
SchoolSecondary BLDG_ELEVATORS | Elevator |  | Default¦WntrDsn | 2014-01-01 | 2014-12-31 | Constant | 0 | [23 empty] | From DOE Prototype Buildings
SchoolSecondary BLDG_ELEVATORS | Elevator |  | SmrDsn | 2014-01-01 | 2014-12-31 | Constant | 0.3 | [23 empty] | From DOE Prototype Buildings
SchoolSecondary BLDG_ELEVATORS | Elevator |  | Wkdy | 2014-01-01 | 2014-12-31 | Hourly | 0 | 0 | 0 | 0 | 0 | 0 | 0 | 0 | 0.3 | 0.3 | 0.3 | 0.3 | 0.3 | 0.3 | 0.3 | 0.15 | 0 | 0 | 0 | 0 | 0 | 0 | 0 | 0 | From DOE Prototype Buildings
SchoolSecondary BLDG_EQUIP_SCH | Equipment |  | Default¦WntrDsn | 2014-01-01 | 2014-12-31 | Constant | 0.35 | [23 empty] | From DOE Prototype Buildings
SchoolSecondary BLDG_EQUIP_SCH | Equipment |  | SmrDsn | 2014-01-01 | 2014-12-31 | Hourly | 0.25 | 0.25 | 0.25 | 0.25 | 0.25 | 0.25 | 0.25 | 0.25 | 0.5 | 0.5 | 0.5 | 0.5 | 0.5 | 0.5 | 0.5 | 0.5 | 0.5 | 0.25 | 0.25 | 0.25 | 0.25 | 0.25 | 0.25 | 0.25 | From DOE Prototype Buildings
SchoolSecondary BLDG_EQUIP_SCH | Equipment |  | Wkdy | 2014-09-01 | 2014-12-31 | Hourly | 0.35 | 0.35 | 0.35 | 0.35 | 0.35 | 0.35 | 0.35 | 0.35 | 0.95 | 0.95 | 0.95 | 0.95 | 0.95 | 0.95 | 0.95 | 0.95 | 0.95 | 0.35 | 0.35 | 0.35 | 0.35 | 0.35 | 0.35 | 0.35 | From DOE Prototype Buildings
SchoolSecondary BLDG_EQUIP_SCH | Equipment |  | Wknd | 2014-07-01 | 2014-09-01 | Constant | 0.25 | [23 empty] | From DOE Prototype Buildings
SchoolSecondary BLDG_EQUIP_SCH | Equipment |  | Wkdy | 2014-07-01 | 2014-09-01 | Hourly | 0.25 | 0.25 | 0.25 | 0.25 | 0.25 | 0.25 | 0.25 | 0.25 | 0.5 | 0.5 | 0.5 | 0.5 | 0.5 | 0.5 | 0.5 | 0.5 | 0.5 | 0.25 | 0.25 | 0.25 | 0.25 | 0.25 | 0.25 | 0.25 | From DOE Prototype Buildings
SchoolSecondary BLDG_EQUIP_SCH | Equipment |  | Wknd | 2014-01-01 | 2014-06-30 | Constant | 0.35 | [23 empty] | From DOE Prototype Buildings
SchoolSecondary BLDG_EQUIP_SCH | Equipment |  | Wkdy | 2014-01-01 | 2014-06-30 | Hourly | 0.35 | 0.35 | 0.35 | 0.35 | 0.35 | 0.35 | 0.35 | 0.35 | 0.95 | 0.95 | 0.95 | 0.95 | 0.95 | 0.95 | 0.95 | 0.95 | 0.95 | 0.35 | 0.35 | 0.35 | 0.35 | 0.35 | 0.35 | 0.35 | From DOE Prototype Buildings
SchoolSecondary BLDG_EQUIP_SCH_2013 | Equipment |  | Default¦Wknd | 2014-09-01 | 2014-12-31 | Constant | 0.29562 | [23 empty] | From DOE Prototype Buildings
SchoolSecondary BLDG_EQUIP_SCH_2013 | Equipment |  | Wkdy | 2014-09-01 | 2014-12-31 | Hourly | 0.29562 | 0.29562 | 0.29562 | 0.29562 | 0.29562 | 0.29562 | 0.29562 | 0.29562 | 0.90367 | 0.90367 | 0.90367 | 0.90367 | 0.90367 | 0.90367 | 0.90367 | 0.90367 | 0.90367 | 0.33293 | 0.33293 | 0.33293 | 0.33293 | 0.29562 | 0.29562 | 0.29562 | From DOE Prototype Buildings
SchoolSecondary BLDG_EQUIP_SCH_2013 | Equipment |  | WntrDsn | 2014-09-01 | 2014-12-31 | Constant | 0.35 | [23 empty] | From DOE Prototype Buildings
SchoolSecondary BLDG_EQUIP_SCH_2013 | Equipment |  | SmrDsn | 2014-09-01 | 2014-12-31 | Hourly | 0.35 | 0.35 | 0.35 | 0.35 | 0.35 | 0.35 | 0.35 | 0.35 | 0.95 | 0.95 | 0.95 | 0.95 | 0.95 | 0.95 | 0.95 | 0.95 | 0.95 | 0.35 | 0.35 | 0.35 | 0.35 | 0.35 | 0.35 | 0.35 | From DOE Prototype Buildings
SchoolSecondary BLDG_EQUIP_SCH_2013 | Equipment |  | Default¦Wknd | 2014-07-01 | 2014-09-01 | Constant | 0.21116 | [23 empty] | From DOE Prototype Buildings
SchoolSecondary BLDG_EQUIP_SCH_2013 | Equipment |  | Wkdy | 2014-07-01 | 2014-09-01 | Hourly | 0.21116 | 0.21116 | 0.21116 | 0.21116 | 0.21116 | 0.21116 | 0.21116 | 0.21116 | 0.47562 | 0.47562 | 0.47562 | 0.47562 | 0.47562 | 0.47562 | 0.47562 | 0.47562 | 0.47562 | 0.23781 | 0.23781 | 0.23781 | 0.23781 | 0.21116 | 0.21116 | 0.21116 | From DOE Prototype Buildings
SchoolSecondary BLDG_EQUIP_SCH_2013 | Equipment |  | WntrDsn | 2014-07-01 | 2014-09-01 | Constant | 0.25 | [23 empty] | From DOE Prototype Buildings
SchoolSecondary BLDG_EQUIP_SCH_2013 | Equipment |  | SmrDsn | 2014-07-01 | 2014-09-01 | Hourly | 0.25 | 0.25 | 0.25 | 0.25 | 0.25 | 0.25 | 0.25 | 0.25 | 0.5 | 0.5 | 0.5 | 0.5 | 0.5 | 0.5 | 0.5 | 0.5 | 0.5 | 0.25 | 0.25 | 0.25 | 0.25 | 0.25 | 0.25 | 0.25 | From DOE Prototype Buildings
SchoolSecondary BLDG_EQUIP_SCH_2013 | Equipment |  | Default¦Wknd | 2014-01-01 | 2014-06-30 | Constant | 0.29562 | [23 empty] | From DOE Prototype Buildings
SchoolSecondary BLDG_EQUIP_SCH_2013 | Equipment |  | Wkdy | 2014-01-01 | 2014-06-30 | Hourly | 0.29562 | 0.29562 | 0.29562 | 0.29562 | 0.29562 | 0.29562 | 0.29562 | 0.29562 | 0.90367 | 0.90367 | 0.90367 | 0.90367 | 0.90367 | 0.90367 | 0.90367 | 0.90367 | 0.90367 | 0.33293 | 0.33293 | 0.33293 | 0.33293 | 0.29562 | 0.29562 | 0.29562 | From DOE Prototype Buildings
SchoolSecondary BLDG_EQUIP_SCH_2013 | Equipment |  | WntrDsn | 2014-01-01 | 2014-06-30 | Constant | 0.35 | [23 empty] | From DOE Prototype Buildings
SchoolSecondary BLDG_EQUIP_SCH_2013 | Equipment |  | SmrDsn | 2014-01-01 | 2014-06-30 | Hourly | 0.35 | 0.35 | 0.35 | 0.35 | 0.35 | 0.35 | 0.35 | 0.35 | 0.95 | 0.95 | 0.95 | 0.95 | 0.95 | 0.95 | 0.95 | 0.95 | 0.95 | 0.35 | 0.35 | 0.35 | 0.35 | 0.35 | 0.35 | 0.35 | From DOE Prototype Buildings
SchoolSecondary BLDG_LIGHT_BATH_SCH | Lighting |  | Default | 2014-01-01 | 2014-12-31 | Constant | 0.1773 | [23 empty] | From DOE Prototype Buildings
SchoolSecondary BLDG_LIGHT_BATH_SCH | Lighting |  | WntrDsn | 2014-01-01 | 2014-12-31 | Constant | 0 | [23 empty] | From DOE Prototype Buildings
SchoolSecondary BLDG_LIGHT_BATH_SCH | Lighting |  | SmrDsn | 2014-01-01 | 2014-12-31 | Constant | 1 | [23 empty] | From DOE Prototype Buildings
SchoolSecondary BLDG_LIGHT_BATH_SCH | Lighting |  | Wkdy | 2014-09-01 | 2014-12-31 | Hourly | 0.1773 | 0.1773 | 0.1773 | 0.1773 | 0.1773 | 0.1773 | 0.1773 | 0.9 | 0.9 | 0.9 | 0.9 | 0.9 | 0.9 | 0.9 | 0.9 | 0.9 | 0.9 | 0.9 | 0.9 | 0.9 | 0.9 | 0.1773 | 0.1773 | 0.1773 | From DOE Prototype Buildings
SchoolSecondary BLDG_LIGHT_BATH_SCH | Lighting |  | Wknd | 2014-07-01 | 2014-09-01 | Constant | 0.1773 | [23 empty] | From DOE Prototype Buildings
SchoolSecondary BLDG_LIGHT_BATH_SCH | Lighting |  | Wkdy | 2014-07-01 | 2014-09-01 | Hourly | 0.1773 | 0.1773 | 0.1773 | 0.1773 | 0.1773 | 0.1773 | 0.1773 | 0.1773 | 0.5 | 0.5 | 0.5 | 0.5 | 0.5 | 0.5 | 0.5 | 0.5 | 0.5 | 0.5 | 0.5 | 0.5 | 0.1773 | 0.1773 | 0.1773 | 0.1773 | From DOE Prototype Buildings
SchoolSecondary BLDG_LIGHT_BATH_SCH | Lighting |  | Wknd | 2014-01-01 | 2014-06-30 | Constant | 0.1773 | [23 empty] | From DOE Prototype Buildings
SchoolSecondary BLDG_LIGHT_BATH_SCH | Lighting |  | Wkdy | 2014-01-01 | 2014-06-30 | Hourly | 0.1773 | 0.1773 | 0.1773 | 0.1773 | 0.1773 | 0.1773 | 0.1773 | 0.9 | 0.9 | 0.9 | 0.9 | 0.9 | 0.9 | 0.9 | 0.9 | 0.9 | 0.9 | 0.9 | 0.9 | 0.9 | 0.9 | 0.1773 | 0.1773 | 0.1773 | From DOE Prototype Buildings
SchoolSecondary BLDG_LIGHT_BATH_SCH_2010 | Lighting |  | Default | 2014-01-01 | 2014-12-31 | Constant | 0.1773 | [23 empty] | From DOE Prototype Buildings
SchoolSecondary BLDG_LIGHT_BATH_SCH_2010 | Lighting |  | WntrDsn | 2014-01-01 | 2014-12-31 | Constant | 0 | [23 empty] | From DOE Prototype Buildings
SchoolSecondary BLDG_LIGHT_BATH_SCH_2010 | Lighting |  | SmrDsn | 2014-01-01 | 2014-12-31 | Constant | 1 | [23 empty] | From DOE Prototype Buildings
SchoolSecondary BLDG_LIGHT_BATH_SCH_2010 | Lighting |  | Wkdy | 2014-09-01 | 2014-12-31 | Hourly | 0.1773 | 0.1773 | 0.1773 | 0.1773 | 0.1773 | 0.1773 | 0.1773 | 0.9 | 0.594 | 0.594 | 0.594 | 0.594 | 0.594 | 0.594 | 0.594 | 0.594 | 0.594 | 0.594 | 0.594 | 0.594 | 0.594 | 0.1773 | 0.1773 | 0.1773 | From DOE Prototype Buildings
SchoolSecondary BLDG_LIGHT_BATH_SCH_2010 | Lighting |  | Wknd | 2014-07-01 | 2014-09-01 | Constant | 0.1773 | [23 empty] | From DOE Prototype Buildings
SchoolSecondary BLDG_LIGHT_BATH_SCH_2010 | Lighting |  | Wkdy | 2014-07-01 | 2014-09-01 | Hourly | 0.1773 | 0.1773 | 0.1773 | 0.1773 | 0.1773 | 0.1773 | 0.1773 | 0.1773 | 0.33 | 0.33 | 0.33 | 0.33 | 0.33 | 0.33 | 0.33 | 0.33 | 0.33 | 0.33 | 0.33 | 0.33 | 0.11702 | 0.1773 | 0.1773 | 0.1773 | From DOE Prototype Buildings
SchoolSecondary BLDG_LIGHT_BATH_SCH_2010 | Lighting |  | Wknd | 2014-01-01 | 2014-06-30 | Constant | 0.1773 | [23 empty] | From DOE Prototype Buildings
SchoolSecondary BLDG_LIGHT_BATH_SCH_2010 | Lighting |  | Wkdy | 2014-01-01 | 2014-06-30 | Hourly | 0.1773 | 0.1773 | 0.1773 | 0.1773 | 0.1773 | 0.1773 | 0.1773 | 0.9 | 0.594 | 0.594 | 0.594 | 0.594 | 0.594 | 0.594 | 0.594 | 0.594 | 0.594 | 0.594 | 0.594 | 0.594 | 0.594 | 0.1773 | 0.1773 | 0.1773 | From DOE Prototype Buildings
SchoolSecondary BLDG_LIGHT_BATH_SCH_2013 | Lighting |  | Default | 2014-01-01 | 2014-12-31 | Constant | 0.1773 | [23 empty] | From DOE Prototype Buildings
SchoolSecondary BLDG_LIGHT_BATH_SCH_2013 | Lighting |  | WntrDsn | 2014-01-01 | 2014-12-31 | Constant | 0 | [23 empty] | From DOE Prototype Buildings
SchoolSecondary BLDG_LIGHT_BATH_SCH_2013 | Lighting |  | SmrDsn | 2014-01-01 | 2014-12-31 | Constant | 1 | [23 empty] | From DOE Prototype Buildings
SchoolSecondary BLDG_LIGHT_BATH_SCH_2013 | Lighting |  | Wkdy | 2014-09-01 | 2014-12-31 | Hourly | 0.1773 | 0.1773 | 0.1773 | 0.1773 | 0.1773 | 0.1773 | 0.1773 | 0.9 | 0.594 | 0.594 | 0.594 | 0.594 | 0.594 | 0.594 | 0.594 | 0.594 | 0.594 | 0.594 | 0.594 | 0.594 | 0.594 | 0.1773 | 0.1773 | 0.1773 | From DOE Prototype Buildings
SchoolSecondary BLDG_LIGHT_BATH_SCH_2013 | Lighting |  | Wknd | 2014-07-01 | 2014-09-01 | Constant | 0.1773 | [23 empty] | From DOE Prototype Buildings
SchoolSecondary BLDG_LIGHT_BATH_SCH_2013 | Lighting |  | Wkdy | 2014-07-01 | 2014-09-01 | Hourly | 0.1773 | 0.1773 | 0.1773 | 0.1773 | 0.1773 | 0.1773 | 0.1773 | 0.1773 | 0.33 | 0.33 | 0.33 | 0.33 | 0.33 | 0.33 | 0.33 | 0.33 | 0.33 | 0.33 | 0.33 | 0.33 | 0.11702 | 0.1773 | 0.1773 | 0.1773 | From DOE Prototype Buildings
SchoolSecondary BLDG_LIGHT_BATH_SCH_2013 | Lighting |  | Wknd | 2014-01-01 | 2014-06-30 | Constant | 0.1773 | [23 empty] | From DOE Prototype Buildings
SchoolSecondary BLDG_LIGHT_BATH_SCH_2013 | Lighting |  | Wkdy | 2014-01-01 | 2014-06-30 | Hourly | 0.1773 | 0.1773 | 0.1773 | 0.1773 | 0.1773 | 0.1773 | 0.1773 | 0.9 | 0.594 | 0.594 | 0.594 | 0.594 | 0.594 | 0.594 | 0.594 | 0.594 | 0.594 | 0.594 | 0.594 | 0.594 | 0.594 | 0.1773 | 0.1773 | 0.1773 | From DOE Prototype Buildings
SchoolSecondary BLDG_LIGHT_CLASSROOM_SCH | Lighting |  | Default | 2014-01-01 | 2014-12-31 | Constant | 0.1773 | [23 empty] | From DOE Prototype Buildings
SchoolSecondary BLDG_LIGHT_CLASSROOM_SCH | Lighting |  | WntrDsn | 2014-01-01 | 2014-12-31 | Constant | 0 | [23 empty] | From DOE Prototype Buildings
SchoolSecondary BLDG_LIGHT_CLASSROOM_SCH | Lighting |  | SmrDsn | 2014-01-01 | 2014-12-31 | Constant | 1 | [23 empty] | From DOE Prototype Buildings
SchoolSecondary BLDG_LIGHT_CLASSROOM_SCH | Lighting |  | Wkdy | 2014-09-01 | 2014-12-31 | Hourly | 0.1773 | 0.1773 | 0.1773 | 0.1773 | 0.1773 | 0.1773 | 0.1773 | 0.9 | 0.9 | 0.9 | 0.9 | 0.9 | 0.9 | 0.9 | 0.9 | 0.9 | 0.9 | 0.9 | 0.9 | 0.9 | 0.9 | 0.1773 | 0.1773 | 0.1773 | From DOE Prototype Buildings
SchoolSecondary BLDG_LIGHT_CLASSROOM_SCH | Lighting |  | Wknd | 2014-07-01 | 2014-09-01 | Constant | 0.1773 | [23 empty] | From DOE Prototype Buildings
SchoolSecondary BLDG_LIGHT_CLASSROOM_SCH | Lighting |  | Wkdy | 2014-07-01 | 2014-09-01 | Hourly | 0.1773 | 0.1773 | 0.1773 | 0.1773 | 0.1773 | 0.1773 | 0.1773 | 0.1773 | 0.5 | 0.5 | 0.5 | 0.5 | 0.5 | 0.5 | 0.5 | 0.5 | 0.5 | 0.5 | 0.5 | 0.5 | 0.1773 | 0.1773 | 0.1773 | 0.1773 | From DOE Prototype Buildings
SchoolSecondary BLDG_LIGHT_CLASSROOM_SCH | Lighting |  | Wknd | 2014-01-01 | 2014-06-30 | Constant | 0.1773 | [23 empty] | From DOE Prototype Buildings
SchoolSecondary BLDG_LIGHT_CLASSROOM_SCH | Lighting |  | Wkdy | 2014-01-01 | 2014-06-30 | Hourly | 0.1773 | 0.1773 | 0.1773 | 0.1773 | 0.1773 | 0.1773 | 0.1773 | 0.9 | 0.9 | 0.9 | 0.9 | 0.9 | 0.9 | 0.9 | 0.9 | 0.9 | 0.9 | 0.9 | 0.9 | 0.9 | 0.9 | 0.1773 | 0.1773 | 0.1773 | From DOE Prototype Buildings
SchoolSecondary BLDG_LIGHT_CLASSROOM_SCH_2010 | Lighting |  | Default | 2014-01-01 | 2014-12-31 | Constant | 0.1773 | [23 empty] | From DOE Prototype Buildings
SchoolSecondary BLDG_LIGHT_CLASSROOM_SCH_2010 | Lighting |  | WntrDsn | 2014-01-01 | 2014-12-31 | Constant | 0 | [23 empty] | From DOE Prototype Buildings
SchoolSecondary BLDG_LIGHT_CLASSROOM_SCH_2010 | Lighting |  | SmrDsn | 2014-01-01 | 2014-12-31 | Constant | 1 | [23 empty] | From DOE Prototype Buildings
SchoolSecondary BLDG_LIGHT_CLASSROOM_SCH_2010 | Lighting |  | Wkdy | 2014-09-01 | 2014-12-31 | Hourly | 0.1773 | 0.1773 | 0.1773 | 0.1773 | 0.1773 | 0.1773 | 0.1773 | 0.9 | 0.612 | 0.612 | 0.612 | 0.612 | 0.612 | 0.612 | 0.612 | 0.612 | 0.612 | 0.612 | 0.612 | 0.612 | 0.612 | 0.1773 | 0.1773 | 0.1773 | From DOE Prototype Buildings
SchoolSecondary BLDG_LIGHT_CLASSROOM_SCH_2010 | Lighting |  | Wknd | 2014-07-01 | 2014-09-01 | Constant | 0.1773 | [23 empty] | From DOE Prototype Buildings
SchoolSecondary BLDG_LIGHT_CLASSROOM_SCH_2010 | Lighting |  | Wkdy | 2014-07-01 | 2014-09-01 | Hourly | 0.1773 | 0.1773 | 0.1773 | 0.1773 | 0.1773 | 0.1773 | 0.1773 | 0.1773 | 0.34 | 0.34 | 0.34 | 0.34 | 0.34 | 0.34 | 0.34 | 0.34 | 0.34 | 0.34 | 0.34 | 0.34 | 0.12056 | 0.1773 | 0.1773 | 0.1773 | From DOE Prototype Buildings
SchoolSecondary BLDG_LIGHT_CLASSROOM_SCH_2010 | Lighting |  | Wknd | 2014-01-01 | 2014-06-30 | Constant | 0.1773 | [23 empty] | From DOE Prototype Buildings
SchoolSecondary BLDG_LIGHT_CLASSROOM_SCH_2010 | Lighting |  | Wkdy | 2014-01-01 | 2014-06-30 | Hourly | 0.1773 | 0.1773 | 0.1773 | 0.1773 | 0.1773 | 0.1773 | 0.1773 | 0.9 | 0.612 | 0.612 | 0.612 | 0.612 | 0.612 | 0.612 | 0.612 | 0.612 | 0.612 | 0.612 | 0.612 | 0.612 | 0.612 | 0.1773 | 0.1773 | 0.1773 | From DOE Prototype Buildings
SchoolSecondary BLDG_LIGHT_CLASSROOM_SCH_2013 | Lighting |  | Default | 2014-01-01 | 2014-12-31 | Constant | 0.1773 | [23 empty] | From DOE Prototype Buildings
SchoolSecondary BLDG_LIGHT_CLASSROOM_SCH_2013 | Lighting |  | WntrDsn | 2014-01-01 | 2014-12-31 | Constant | 0 | [23 empty] | From DOE Prototype Buildings
SchoolSecondary BLDG_LIGHT_CLASSROOM_SCH_2013 | Lighting |  | SmrDsn | 2014-01-01 | 2014-12-31 | Constant | 1 | [23 empty] | From DOE Prototype Buildings
SchoolSecondary BLDG_LIGHT_CLASSROOM_SCH_2013 | Lighting |  | Wkdy | 2014-09-01 | 2014-12-31 | Hourly | 0.1773 | 0.1773 | 0.1773 | 0.1773 | 0.1773 | 0.1773 | 0.1773 | 0.9 | 0.59829 | 0.59829 | 0.59829 | 0.59829 | 0.59829 | 0.59829 | 0.59829 | 0.59829 | 0.59829 | 0.59829 | 0.59829 | 0.59829 | 0.59829 | 0.1773 | 0.1773 | 0.1773 | From DOE Prototype Buildings
SchoolSecondary BLDG_LIGHT_CLASSROOM_SCH_2013 | Lighting |  | Wknd | 2014-07-01 | 2014-09-01 | Constant | 0.1773 | [23 empty] | From DOE Prototype Buildings
SchoolSecondary BLDG_LIGHT_CLASSROOM_SCH_2013 | Lighting |  | Wkdy | 2014-07-01 | 2014-09-01 | Hourly | 0.1773 | 0.1773 | 0.1773 | 0.1773 | 0.1773 | 0.1773 | 0.1773 | 0.1773 | 0.33238 | 0.33238 | 0.33238 | 0.33238 | 0.33238 | 0.33238 | 0.33238 | 0.33238 | 0.33238 | 0.33238 | 0.33238 | 0.33238 | 0.11786 | 0.1773 | 0.1773 | 0.1773 | From DOE Prototype Buildings
SchoolSecondary BLDG_LIGHT_CLASSROOM_SCH_2013 | Lighting |  | Wknd | 2014-01-01 | 2014-06-30 | Constant | 0.1773 | [23 empty] | From DOE Prototype Buildings
SchoolSecondary BLDG_LIGHT_CLASSROOM_SCH_2013 | Lighting |  | Wkdy | 2014-01-01 | 2014-06-30 | Hourly | 0.1773 | 0.1773 | 0.1773 | 0.1773 | 0.1773 | 0.1773 | 0.1773 | 0.9 | 0.59829 | 0.59829 | 0.59829 | 0.59829 | 0.59829 | 0.59829 | 0.59829 | 0.59829 | 0.59829 | 0.59829 | 0.59829 | 0.59829 | 0.59829 | 0.1773 | 0.1773 | 0.1773 | From DOE Prototype Buildings
SchoolSecondary BLDG_LIGHT_CORRIDOR_SCH | Lighting |  | Default | 2014-01-01 | 2014-12-31 | Constant | 0.1773 | [23 empty] | From DOE Prototype Buildings
SchoolSecondary BLDG_LIGHT_CORRIDOR_SCH | Lighting |  | WntrDsn | 2014-01-01 | 2014-12-31 | Constant | 0 | [23 empty] | From DOE Prototype Buildings
SchoolSecondary BLDG_LIGHT_CORRIDOR_SCH | Lighting |  | SmrDsn | 2014-01-01 | 2014-12-31 | Constant | 1 | [23 empty] | From DOE Prototype Buildings
SchoolSecondary BLDG_LIGHT_CORRIDOR_SCH | Lighting |  | Wkdy | 2014-09-01 | 2014-12-31 | Hourly | 0.1773 | 0.1773 | 0.1773 | 0.1773 | 0.1773 | 0.1773 | 0.1773 | 0.9 | 0.9 | 0.9 | 0.9 | 0.9 | 0.9 | 0.9 | 0.9 | 0.9 | 0.9 | 0.9 | 0.9 | 0.9 | 0.9 | 0.1773 | 0.1773 | 0.1773 | From DOE Prototype Buildings
SchoolSecondary BLDG_LIGHT_CORRIDOR_SCH | Lighting |  | Wknd | 2014-07-01 | 2014-09-01 | Constant | 0.1773 | [23 empty] | From DOE Prototype Buildings
SchoolSecondary BLDG_LIGHT_CORRIDOR_SCH | Lighting |  | Wkdy | 2014-07-01 | 2014-09-01 | Hourly | 0.1773 | 0.1773 | 0.1773 | 0.1773 | 0.1773 | 0.1773 | 0.1773 | 0.1773 | 0.5 | 0.5 | 0.5 | 0.5 | 0.5 | 0.5 | 0.5 | 0.5 | 0.5 | 0.5 | 0.5 | 0.5 | 0.1773 | 0.1773 | 0.1773 | 0.1773 | From DOE Prototype Buildings
SchoolSecondary BLDG_LIGHT_CORRIDOR_SCH | Lighting |  | Wknd | 2014-01-01 | 2014-06-30 | Constant | 0.1773 | [23 empty] | From DOE Prototype Buildings
SchoolSecondary BLDG_LIGHT_CORRIDOR_SCH | Lighting |  | Wkdy | 2014-01-01 | 2014-06-30 | Hourly | 0.1773 | 0.1773 | 0.1773 | 0.1773 | 0.1773 | 0.1773 | 0.1773 | 0.9 | 0.9 | 0.9 | 0.9 | 0.9 | 0.9 | 0.9 | 0.9 | 0.9 | 0.9 | 0.9 | 0.9 | 0.9 | 0.9 | 0.1773 | 0.1773 | 0.1773 | From DOE Prototype Buildings
SchoolSecondary BLDG_LIGHT_CORRIDOR_SCH_2010 | Lighting |  | Default | 2014-01-01 | 2014-12-31 | Constant | 0.1773 | [23 empty] | From DOE Prototype Buildings
SchoolSecondary BLDG_LIGHT_CORRIDOR_SCH_2010 | Lighting |  | WntrDsn | 2014-01-01 | 2014-12-31 | Constant | 0 | [23 empty] | From DOE Prototype Buildings
SchoolSecondary BLDG_LIGHT_CORRIDOR_SCH_2010 | Lighting |  | SmrDsn | 2014-01-01 | 2014-12-31 | Constant | 1 | [23 empty] | From DOE Prototype Buildings
SchoolSecondary BLDG_LIGHT_CORRIDOR_SCH_2010 | Lighting |  | Wkdy | 2014-09-01 | 2014-12-31 | Hourly | 0.1773 | 0.1773 | 0.1773 | 0.1773 | 0.1773 | 0.1773 | 0.1773 | 0.9 | 0.84888 | 0.84888 | 0.84888 | 0.84888 | 0.84888 | 0.84888 | 0.84888 | 0.84888 | 0.84888 | 0.84888 | 0.84888 | 0.84888 | 0.84888 | 0.1773 | 0.1773 | 0.1773 | From DOE Prototype Buildings
SchoolSecondary BLDG_LIGHT_CORRIDOR_SCH_2010 | Lighting |  | Wknd | 2014-07-01 | 2014-09-01 | Constant | 0.1773 | [23 empty] | From DOE Prototype Buildings
SchoolSecondary BLDG_LIGHT_CORRIDOR_SCH_2010 | Lighting |  | Wkdy | 2014-07-01 | 2014-09-01 | Hourly | 0.1773 | 0.1773 | 0.1773 | 0.1773 | 0.1773 | 0.1773 | 0.1773 | 0.1773 | 0.4716 | 0.4716 | 0.4716 | 0.4716 | 0.4716 | 0.4716 | 0.4716 | 0.4716 | 0.4716 | 0.4716 | 0.4716 | 0.4716 | 0.16723 | 0.1773 | 0.1773 | 0.1773 | From DOE Prototype Buildings
SchoolSecondary BLDG_LIGHT_CORRIDOR_SCH_2010 | Lighting |  | Wknd | 2014-01-01 | 2014-06-30 | Constant | 0.1773 | [23 empty] | From DOE Prototype Buildings
SchoolSecondary BLDG_LIGHT_CORRIDOR_SCH_2010 | Lighting |  | Wkdy | 2014-01-01 | 2014-06-30 | Hourly | 0.1773 | 0.1773 | 0.1773 | 0.1773 | 0.1773 | 0.1773 | 0.1773 | 0.9 | 0.84888 | 0.84888 | 0.84888 | 0.84888 | 0.84888 | 0.84888 | 0.84888 | 0.84888 | 0.84888 | 0.84888 | 0.84888 | 0.84888 | 0.84888 | 0.1773 | 0.1773 | 0.1773 | From DOE Prototype Buildings
SchoolSecondary BLDG_LIGHT_CORRIDOR_SCH_2013 | Lighting |  | Default | 2014-01-01 | 2014-12-31 | Constant | 0.1773 | [23 empty] | From DOE Prototype Buildings
SchoolSecondary BLDG_LIGHT_CORRIDOR_SCH_2013 | Lighting |  | WntrDsn | 2014-01-01 | 2014-12-31 | Constant | 0 | [23 empty] | From DOE Prototype Buildings
SchoolSecondary BLDG_LIGHT_CORRIDOR_SCH_2013 | Lighting |  | SmrDsn | 2014-01-01 | 2014-12-31 | Constant | 1 | [23 empty] | From DOE Prototype Buildings
SchoolSecondary BLDG_LIGHT_CORRIDOR_SCH_2013 | Lighting |  | Wkdy | 2014-09-01 | 2014-12-31 | Hourly | 0.1773 | 0.1773 | 0.1773 | 0.1773 | 0.1773 | 0.1773 | 0.1773 | 0.9 | 0.55177 | 0.55177 | 0.55177 | 0.55177 | 0.55177 | 0.55177 | 0.55177 | 0.55177 | 0.55177 | 0.55177 | 0.55177 | 0.55177 | 0.55177 | 0.1773 | 0.1773 | 0.1773 | From DOE Prototype Buildings
SchoolSecondary BLDG_LIGHT_CORRIDOR_SCH_2013 | Lighting |  | Wknd | 2014-07-01 | 2014-09-01 | Constant | 0.1773 | [23 empty] | From DOE Prototype Buildings
SchoolSecondary BLDG_LIGHT_CORRIDOR_SCH_2013 | Lighting |  | Wkdy | 2014-07-01 | 2014-09-01 | Hourly | 0.1773 | 0.1773 | 0.1773 | 0.1773 | 0.1773 | 0.1773 | 0.1773 | 0.1773 | 0.30654 | 0.30654 | 0.30654 | 0.30654 | 0.30654 | 0.30654 | 0.30654 | 0.30654 | 0.30654 | 0.30654 | 0.30654 | 0.30654 | 0.1087 | 0.1773 | 0.1773 | 0.1773 | From DOE Prototype Buildings
SchoolSecondary BLDG_LIGHT_CORRIDOR_SCH_2013 | Lighting |  | Wknd | 2014-01-01 | 2014-06-30 | Constant | 0.1773 | [23 empty] | From DOE Prototype Buildings
SchoolSecondary BLDG_LIGHT_CORRIDOR_SCH_2013 | Lighting |  | Wkdy | 2014-01-01 | 2014-06-30 | Hourly | 0.1773 | 0.1773 | 0.1773 | 0.1773 | 0.1773 | 0.1773 | 0.1773 | 0.9 | 0.55177 | 0.55177 | 0.55177 | 0.55177 | 0.55177 | 0.55177 | 0.55177 | 0.55177 | 0.55177 | 0.55177 | 0.55177 | 0.55177 | 0.55177 | 0.1773 | 0.1773 | 0.1773 | From DOE Prototype Buildings
SchoolSecondary BLDG_LIGHT_GYM_SCH | Lighting |  | Default | 2014-01-01 | 2014-12-31 | Constant | 0.1773 | [23 empty] | From DOE Prototype Buildings
SchoolSecondary BLDG_LIGHT_GYM_SCH | Lighting |  | WntrDsn | 2014-01-01 | 2014-12-31 | Constant | 0 | [23 empty] | From DOE Prototype Buildings
SchoolSecondary BLDG_LIGHT_GYM_SCH | Lighting |  | SmrDsn | 2014-01-01 | 2014-12-31 | Constant | 1 | [23 empty] | From DOE Prototype Buildings
SchoolSecondary BLDG_LIGHT_GYM_SCH | Lighting |  | Wkdy | 2014-09-01 | 2014-12-31 | Hourly | 0.1773 | 0.1773 | 0.1773 | 0.1773 | 0.1773 | 0.1773 | 0.1773 | 0.9 | 0.9 | 0.9 | 0.9 | 0.9 | 0.9 | 0.9 | 0.9 | 0.9 | 0.9 | 0.9 | 0.9 | 0.9 | 0.9 | 0.1773 | 0.1773 | 0.1773 | From DOE Prototype Buildings
SchoolSecondary BLDG_LIGHT_GYM_SCH | Lighting |  | Wknd | 2014-07-01 | 2014-09-01 | Constant | 0.1773 | [23 empty] | From DOE Prototype Buildings
SchoolSecondary BLDG_LIGHT_GYM_SCH | Lighting |  | Wkdy | 2014-07-01 | 2014-09-01 | Hourly | 0.1773 | 0.1773 | 0.1773 | 0.1773 | 0.1773 | 0.1773 | 0.1773 | 0.1773 | 0.5 | 0.5 | 0.5 | 0.5 | 0.5 | 0.5 | 0.5 | 0.5 | 0.5 | 0.5 | 0.5 | 0.5 | 0.1773 | 0.1773 | 0.1773 | 0.1773 | From DOE Prototype Buildings
SchoolSecondary BLDG_LIGHT_GYM_SCH | Lighting |  | Wknd | 2014-01-01 | 2014-06-30 | Constant | 0.1773 | [23 empty] | From DOE Prototype Buildings
SchoolSecondary BLDG_LIGHT_GYM_SCH | Lighting |  | Wkdy | 2014-01-01 | 2014-06-30 | Hourly | 0.1773 | 0.1773 | 0.1773 | 0.1773 | 0.1773 | 0.1773 | 0.1773 | 0.9 | 0.9 | 0.9 | 0.9 | 0.9 | 0.9 | 0.9 | 0.9 | 0.9 | 0.9 | 0.9 | 0.9 | 0.9 | 0.9 | 0.1773 | 0.1773 | 0.1773 | From DOE Prototype Buildings
SchoolSecondary BLDG_LIGHT_GYM_SCH_2010 | Lighting |  | Default | 2014-01-01 | 2014-12-31 | Constant | 0.1773 | [23 empty] | From DOE Prototype Buildings
SchoolSecondary BLDG_LIGHT_GYM_SCH_2010 | Lighting |  | WntrDsn | 2014-01-01 | 2014-12-31 | Constant | 0 | [23 empty] | From DOE Prototype Buildings
SchoolSecondary BLDG_LIGHT_GYM_SCH_2010 | Lighting |  | SmrDsn | 2014-01-01 | 2014-12-31 | Constant | 1 | [23 empty] | From DOE Prototype Buildings
SchoolSecondary BLDG_LIGHT_GYM_SCH_2010 | Lighting |  | Wkdy | 2014-09-01 | 2014-12-31 | Hourly | 0.1773 | 0.1773 | 0.1773 | 0.1773 | 0.1773 | 0.1773 | 0.1773 | 0.9 | 0.88182 | 0.88182 | 0.88182 | 0.88182 | 0.88182 | 0.88182 | 0.88182 | 0.88182 | 0.88182 | 0.88182 | 0.88182 | 0.88182 | 0.88182 | 0.1773 | 0.1773 | 0.1773 | From DOE Prototype Buildings
SchoolSecondary BLDG_LIGHT_GYM_SCH_2010 | Lighting |  | Wknd | 2014-07-01 | 2014-09-01 | Constant | 0.1773 | [23 empty] | From DOE Prototype Buildings
SchoolSecondary BLDG_LIGHT_GYM_SCH_2010 | Lighting |  | Wkdy | 2014-07-01 | 2014-09-01 | Hourly | 0.1773 | 0.1773 | 0.1773 | 0.1773 | 0.1773 | 0.1773 | 0.1773 | 0.1773 | 0.4899 | 0.4899 | 0.4899 | 0.4899 | 0.4899 | 0.4899 | 0.4899 | 0.4899 | 0.4899 | 0.4899 | 0.4899 | 0.4899 | 0.17372 | 0.1773 | 0.1773 | 0.1773 | From DOE Prototype Buildings
SchoolSecondary BLDG_LIGHT_GYM_SCH_2010 | Lighting |  | Wknd | 2014-01-01 | 2014-06-30 | Constant | 0.1773 | [23 empty] | From DOE Prototype Buildings
SchoolSecondary BLDG_LIGHT_GYM_SCH_2010 | Lighting |  | Wkdy | 2014-01-01 | 2014-06-30 | Hourly | 0.1773 | 0.1773 | 0.1773 | 0.1773 | 0.1773 | 0.1773 | 0.1773 | 0.9 | 0.88182 | 0.88182 | 0.88182 | 0.88182 | 0.88182 | 0.88182 | 0.88182 | 0.88182 | 0.88182 | 0.88182 | 0.88182 | 0.88182 | 0.88182 | 0.1773 | 0.1773 | 0.1773 | From DOE Prototype Buildings
SchoolSecondary BLDG_LIGHT_GYM_SCH_2013 | Lighting |  | Default | 2014-01-01 | 2014-12-31 | Constant | 0.1773 | [23 empty] | From DOE Prototype Buildings
SchoolSecondary BLDG_LIGHT_GYM_SCH_2013 | Lighting |  | WntrDsn | 2014-01-01 | 2014-12-31 | Constant | 0 | [23 empty] | From DOE Prototype Buildings
SchoolSecondary BLDG_LIGHT_GYM_SCH_2013 | Lighting |  | SmrDsn | 2014-01-01 | 2014-12-31 | Constant | 1 | [23 empty] | From DOE Prototype Buildings
SchoolSecondary BLDG_LIGHT_GYM_SCH_2013 | Lighting |  | Wkdy | 2014-09-01 | 2014-12-31 | Hourly | 0.1773 | 0.1773 | 0.1773 | 0.1773 | 0.1773 | 0.1773 | 0.1773 | 0.9 | 0.88182 | 0.88182 | 0.88182 | 0.88182 | 0.88182 | 0.88182 | 0.88182 | 0.88182 | 0.88182 | 0.88182 | 0.88182 | 0.88182 | 0.88182 | 0.1773 | 0.1773 | 0.1773 | From DOE Prototype Buildings
SchoolSecondary BLDG_LIGHT_GYM_SCH_2013 | Lighting |  | Wknd | 2014-07-01 | 2014-09-01 | Constant | 0.1773 | [23 empty] | From DOE Prototype Buildings
SchoolSecondary BLDG_LIGHT_GYM_SCH_2013 | Lighting |  | Wkdy | 2014-07-01 | 2014-09-01 | Hourly | 0.1773 | 0.1773 | 0.1773 | 0.1773 | 0.1773 | 0.1773 | 0.1773 | 0.1773 | 0.4899 | 0.4899 | 0.4899 | 0.4899 | 0.4899 | 0.4899 | 0.4899 | 0.4899 | 0.4899 | 0.4899 | 0.4899 | 0.4899 | 0.17372 | 0.1773 | 0.1773 | 0.1773 | From DOE Prototype Buildings
SchoolSecondary BLDG_LIGHT_GYM_SCH_2013 | Lighting |  | Wknd | 2014-01-01 | 2014-06-30 | Constant | 0.1773 | [23 empty] | From DOE Prototype Buildings
SchoolSecondary BLDG_LIGHT_GYM_SCH_2013 | Lighting |  | Wkdy | 2014-01-01 | 2014-06-30 | Hourly | 0.1773 | 0.1773 | 0.1773 | 0.1773 | 0.1773 | 0.1773 | 0.1773 | 0.9 | 0.88182 | 0.88182 | 0.88182 | 0.88182 | 0.88182 | 0.88182 | 0.88182 | 0.88182 | 0.88182 | 0.88182 | 0.88182 | 0.88182 | 0.88182 | 0.1773 | 0.1773 | 0.1773 | From DOE Prototype Buildings
SchoolSecondary BLDG_LIGHT_LIBRARY_SCH | Lighting |  | Default | 2014-01-01 | 2014-12-31 | Constant | 0.1773 | [23 empty] | From DOE Prototype Buildings
SchoolSecondary BLDG_LIGHT_LIBRARY_SCH | Lighting |  | WntrDsn | 2014-01-01 | 2014-12-31 | Constant | 0 | [23 empty] | From DOE Prototype Buildings
SchoolSecondary BLDG_LIGHT_LIBRARY_SCH | Lighting |  | SmrDsn | 2014-01-01 | 2014-12-31 | Constant | 1 | [23 empty] | From DOE Prototype Buildings
SchoolSecondary BLDG_LIGHT_LIBRARY_SCH | Lighting |  | Wkdy | 2014-09-01 | 2014-12-31 | Hourly | 0.1773 | 0.1773 | 0.1773 | 0.1773 | 0.1773 | 0.1773 | 0.1773 | 0.9 | 0.9 | 0.9 | 0.9 | 0.9 | 0.9 | 0.9 | 0.9 | 0.9 | 0.9 | 0.9 | 0.9 | 0.9 | 0.9 | 0.1773 | 0.1773 | 0.1773 | From DOE Prototype Buildings
SchoolSecondary BLDG_LIGHT_LIBRARY_SCH | Lighting |  | Wknd | 2014-07-01 | 2014-09-01 | Constant | 0.1773 | [23 empty] | From DOE Prototype Buildings
SchoolSecondary BLDG_LIGHT_LIBRARY_SCH | Lighting |  | Wkdy | 2014-07-01 | 2014-09-01 | Hourly | 0.1773 | 0.1773 | 0.1773 | 0.1773 | 0.1773 | 0.1773 | 0.1773 | 0.1773 | 0.5 | 0.5 | 0.5 | 0.5 | 0.5 | 0.5 | 0.5 | 0.5 | 0.5 | 0.5 | 0.5 | 0.5 | 0.1773 | 0.1773 | 0.1773 | 0.1773 | From DOE Prototype Buildings
SchoolSecondary BLDG_LIGHT_LIBRARY_SCH | Lighting |  | Wknd | 2014-01-01 | 2014-06-30 | Constant | 0.1773 | [23 empty] | From DOE Prototype Buildings
SchoolSecondary BLDG_LIGHT_LIBRARY_SCH | Lighting |  | Wkdy | 2014-01-01 | 2014-06-30 | Hourly | 0.1773 | 0.1773 | 0.1773 | 0.1773 | 0.1773 | 0.1773 | 0.1773 | 0.9 | 0.9 | 0.9 | 0.9 | 0.9 | 0.9 | 0.9 | 0.9 | 0.9 | 0.9 | 0.9 | 0.9 | 0.9 | 0.9 | 0.1773 | 0.1773 | 0.1773 | From DOE Prototype Buildings
SchoolSecondary BLDG_LIGHT_LIBRARY_SCH_2010 | Lighting |  | Default | 2014-01-01 | 2014-12-31 | Constant | 0.1773 | [23 empty] | From DOE Prototype Buildings
SchoolSecondary BLDG_LIGHT_LIBRARY_SCH_2010 | Lighting |  | WntrDsn | 2014-01-01 | 2014-12-31 | Constant | 0 | [23 empty] | From DOE Prototype Buildings
SchoolSecondary BLDG_LIGHT_LIBRARY_SCH_2010 | Lighting |  | SmrDsn | 2014-01-01 | 2014-12-31 | Constant | 1 | [23 empty] | From DOE Prototype Buildings
SchoolSecondary BLDG_LIGHT_LIBRARY_SCH_2010 | Lighting |  | Wkdy | 2014-09-01 | 2014-12-31 | Hourly | 0.1773 | 0.1773 | 0.1773 | 0.1773 | 0.1773 | 0.1773 | 0.1773 | 0.9 | 0.9 | 0.9 | 0.9 | 0.9 | 0.9 | 0.9 | 0.9 | 0.9 | 0.9 | 0.9 | 0.9 | 0.9 | 0.9 | 0.1773 | 0.1773 | 0.1773 | From DOE Prototype Buildings
SchoolSecondary BLDG_LIGHT_LIBRARY_SCH_2010 | Lighting |  | Wknd | 2014-07-01 | 2014-09-01 | Constant | 0.1773 | [23 empty] | From DOE Prototype Buildings
SchoolSecondary BLDG_LIGHT_LIBRARY_SCH_2010 | Lighting |  | Wkdy | 2014-07-01 | 2014-09-01 | Hourly | 0.1773 | 0.1773 | 0.1773 | 0.1773 | 0.1773 | 0.1773 | 0.1773 | 0.1773 | 0.5 | 0.5 | 0.5 | 0.5 | 0.5 | 0.5 | 0.5 | 0.5 | 0.5 | 0.5 | 0.5 | 0.5 | 0.1773 | 0.1773 | 0.1773 | 0.1773 | From DOE Prototype Buildings
SchoolSecondary BLDG_LIGHT_LIBRARY_SCH_2010 | Lighting |  | Wknd | 2014-01-01 | 2014-06-30 | Constant | 0.1773 | [23 empty] | From DOE Prototype Buildings
SchoolSecondary BLDG_LIGHT_LIBRARY_SCH_2010 | Lighting |  | Wkdy | 2014-01-01 | 2014-06-30 | Hourly | 0.1773 | 0.1773 | 0.1773 | 0.1773 | 0.1773 | 0.1773 | 0.1773 | 0.9 | 0.9 | 0.9 | 0.9 | 0.9 | 0.9 | 0.9 | 0.9 | 0.9 | 0.9 | 0.9 | 0.9 | 0.9 | 0.9 | 0.1773 | 0.1773 | 0.1773 | From DOE Prototype Buildings
SchoolSecondary BLDG_LIGHT_LIBRARY_SCH_2013 | Lighting |  | Default | 2014-01-01 | 2014-12-31 | Constant | 0.1773 | [23 empty] | From DOE Prototype Buildings
SchoolSecondary BLDG_LIGHT_LIBRARY_SCH_2013 | Lighting |  | WntrDsn | 2014-01-01 | 2014-12-31 | Constant | 0 | [23 empty] | From DOE Prototype Buildings
SchoolSecondary BLDG_LIGHT_LIBRARY_SCH_2013 | Lighting |  | SmrDsn | 2014-01-01 | 2014-12-31 | Constant | 1 | [23 empty] | From DOE Prototype Buildings
SchoolSecondary BLDG_LIGHT_LIBRARY_SCH_2013 | Lighting |  | Wkdy | 2014-09-01 | 2014-12-31 | Hourly | 0.1773 | 0.1773 | 0.1773 | 0.1773 | 0.1773 | 0.1773 | 0.1773 | 0.9 | 0.8325 | 0.8325 | 0.8325 | 0.8325 | 0.8325 | 0.8325 | 0.8325 | 0.8325 | 0.8325 | 0.8325 | 0.8325 | 0.8325 | 0.8325 | 0.1773 | 0.1773 | 0.1773 | From DOE Prototype Buildings
SchoolSecondary BLDG_LIGHT_LIBRARY_SCH_2013 | Lighting |  | Wknd | 2014-07-01 | 2014-09-01 | Constant | 0.1773 | [23 empty] | From DOE Prototype Buildings
SchoolSecondary BLDG_LIGHT_LIBRARY_SCH_2013 | Lighting |  | Wkdy | 2014-07-01 | 2014-09-01 | Hourly | 0.1773 | 0.1773 | 0.1773 | 0.1773 | 0.1773 | 0.1773 | 0.1773 | 0.1773 | 0.4625 | 0.4625 | 0.4625 | 0.4625 | 0.4625 | 0.4625 | 0.4625 | 0.4625 | 0.4625 | 0.4625 | 0.4625 | 0.4625 | 0.164 | 0.1773 | 0.1773 | 0.1773 | From DOE Prototype Buildings
SchoolSecondary BLDG_LIGHT_LIBRARY_SCH_2013 | Lighting |  | Wknd | 2014-01-01 | 2014-06-30 | Constant | 0.1773 | [23 empty] | From DOE Prototype Buildings
SchoolSecondary BLDG_LIGHT_LIBRARY_SCH_2013 | Lighting |  | Wkdy | 2014-01-01 | 2014-06-30 | Hourly | 0.1773 | 0.1773 | 0.1773 | 0.1773 | 0.1773 | 0.1773 | 0.1773 | 0.9 | 0.8325 | 0.8325 | 0.8325 | 0.8325 | 0.8325 | 0.8325 | 0.8325 | 0.8325 | 0.8325 | 0.8325 | 0.8325 | 0.8325 | 0.8325 | 0.1773 | 0.1773 | 0.1773 | From DOE Prototype Buildings
SchoolSecondary BLDG_LIGHT_LOBBYFLR1_SCH | Lighting |  | Default | 2014-01-01 | 2014-12-31 | Constant | 0.1773 | [23 empty] | From DOE Prototype Buildings
SchoolSecondary BLDG_LIGHT_LOBBYFLR1_SCH | Lighting |  | WntrDsn | 2014-01-01 | 2014-12-31 | Constant | 0 | [23 empty] | From DOE Prototype Buildings
SchoolSecondary BLDG_LIGHT_LOBBYFLR1_SCH | Lighting |  | SmrDsn | 2014-01-01 | 2014-12-31 | Constant | 1 | [23 empty] | From DOE Prototype Buildings
SchoolSecondary BLDG_LIGHT_LOBBYFLR1_SCH | Lighting |  | Wkdy | 2014-09-01 | 2014-12-31 | Hourly | 0.1773 | 0.1773 | 0.1773 | 0.1773 | 0.1773 | 0.1773 | 0.1773 | 0.9 | 0.9 | 0.9 | 0.9 | 0.9 | 0.9 | 0.9 | 0.9 | 0.9 | 0.9 | 0.9 | 0.9 | 0.9 | 0.9 | 0.1773 | 0.1773 | 0.1773 | From DOE Prototype Buildings
SchoolSecondary BLDG_LIGHT_LOBBYFLR1_SCH | Lighting |  | Wknd | 2014-07-01 | 2014-09-01 | Constant | 0.1773 | [23 empty] | From DOE Prototype Buildings
SchoolSecondary BLDG_LIGHT_LOBBYFLR1_SCH | Lighting |  | Wkdy | 2014-07-01 | 2014-09-01 | Hourly | 0.1773 | 0.1773 | 0.1773 | 0.1773 | 0.1773 | 0.1773 | 0.1773 | 0.1773 | 0.5 | 0.5 | 0.5 | 0.5 | 0.5 | 0.5 | 0.5 | 0.5 | 0.5 | 0.5 | 0.5 | 0.5 | 0.1773 | 0.1773 | 0.1773 | 0.1773 | From DOE Prototype Buildings
SchoolSecondary BLDG_LIGHT_LOBBYFLR1_SCH | Lighting |  | Wknd | 2014-01-01 | 2014-06-30 | Constant | 0.1773 | [23 empty] | From DOE Prototype Buildings
SchoolSecondary BLDG_LIGHT_LOBBYFLR1_SCH | Lighting |  | Wkdy | 2014-01-01 | 2014-06-30 | Hourly | 0.1773 | 0.1773 | 0.1773 | 0.1773 | 0.1773 | 0.1773 | 0.1773 | 0.9 | 0.9 | 0.9 | 0.9 | 0.9 | 0.9 | 0.9 | 0.9 | 0.9 | 0.9 | 0.9 | 0.9 | 0.9 | 0.9 | 0.1773 | 0.1773 | 0.1773 | From DOE Prototype Buildings
SchoolSecondary BLDG_LIGHT_LOBBYFLR1_SCH_2010 | Lighting |  | Default | 2014-01-01 | 2014-12-31 | Constant | 0.1773 | [23 empty] | From DOE Prototype Buildings
SchoolSecondary BLDG_LIGHT_LOBBYFLR1_SCH_2010 | Lighting |  | WntrDsn | 2014-01-01 | 2014-12-31 | Constant | 0 | [23 empty] | From DOE Prototype Buildings
SchoolSecondary BLDG_LIGHT_LOBBYFLR1_SCH_2010 | Lighting |  | SmrDsn | 2014-01-01 | 2014-12-31 | Constant | 1 | [23 empty] | From DOE Prototype Buildings
SchoolSecondary BLDG_LIGHT_LOBBYFLR1_SCH_2010 | Lighting |  | Wkdy | 2014-09-01 | 2014-12-31 | Hourly | 0.1773 | 0.1773 | 0.1773 | 0.1773 | 0.1773 | 0.1773 | 0.1773 | 0.9 | 0.9 | 0.9 | 0.9 | 0.9 | 0.9 | 0.9 | 0.9 | 0.9 | 0.9 | 0.9 | 0.9 | 0.9 | 0.9 | 0.1773 | 0.1773 | 0.1773 | From DOE Prototype Buildings
SchoolSecondary BLDG_LIGHT_LOBBYFLR1_SCH_2010 | Lighting |  | Wknd | 2014-07-01 | 2014-09-01 | Constant | 0.1773 | [23 empty] | From DOE Prototype Buildings
SchoolSecondary BLDG_LIGHT_LOBBYFLR1_SCH_2010 | Lighting |  | Wkdy | 2014-07-01 | 2014-09-01 | Hourly | 0.1773 | 0.1773 | 0.1773 | 0.1773 | 0.1773 | 0.1773 | 0.1773 | 0.1773 | 0.5 | 0.5 | 0.5 | 0.5 | 0.5 | 0.5 | 0.5 | 0.5 | 0.5 | 0.5 | 0.5 | 0.5 | 0.1773 | 0.1773 | 0.1773 | 0.1773 | From DOE Prototype Buildings
SchoolSecondary BLDG_LIGHT_LOBBYFLR1_SCH_2010 | Lighting |  | Wknd | 2014-01-01 | 2014-06-30 | Constant | 0.1773 | [23 empty] | From DOE Prototype Buildings
SchoolSecondary BLDG_LIGHT_LOBBYFLR1_SCH_2010 | Lighting |  | Wkdy | 2014-01-01 | 2014-06-30 | Hourly | 0.1773 | 0.1773 | 0.1773 | 0.1773 | 0.1773 | 0.1773 | 0.1773 | 0.9 | 0.9 | 0.9 | 0.9 | 0.9 | 0.9 | 0.9 | 0.9 | 0.9 | 0.9 | 0.9 | 0.9 | 0.9 | 0.9 | 0.1773 | 0.1773 | 0.1773 | From DOE Prototype Buildings
SchoolSecondary BLDG_LIGHT_LOBBYFLR1_SCH_2013 | Lighting |  | Default | 2014-01-01 | 2014-12-31 | Constant | 0.1773 | [23 empty] | From DOE Prototype Buildings
SchoolSecondary BLDG_LIGHT_LOBBYFLR1_SCH_2013 | Lighting |  | WntrDsn | 2014-01-01 | 2014-12-31 | Constant | 0 | [23 empty] | From DOE Prototype Buildings
SchoolSecondary BLDG_LIGHT_LOBBYFLR1_SCH_2013 | Lighting |  | SmrDsn | 2014-01-01 | 2014-12-31 | Constant | 1 | [23 empty] | From DOE Prototype Buildings
SchoolSecondary BLDG_LIGHT_LOBBYFLR1_SCH_2013 | Lighting |  | Wkdy | 2014-09-01 | 2014-12-31 | Hourly | 0.1773 | 0.1773 | 0.1773 | 0.1773 | 0.1773 | 0.1773 | 0.1773 | 0.9 | 0.855 | 0.855 | 0.855 | 0.855 | 0.855 | 0.855 | 0.855 | 0.855 | 0.855 | 0.855 | 0.855 | 0.855 | 0.855 | 0.1773 | 0.1773 | 0.1773 | From DOE Prototype Buildings
SchoolSecondary BLDG_LIGHT_LOBBYFLR1_SCH_2013 | Lighting |  | Wknd | 2014-07-01 | 2014-09-01 | Constant | 0.1773 | [23 empty] | From DOE Prototype Buildings
SchoolSecondary BLDG_LIGHT_LOBBYFLR1_SCH_2013 | Lighting |  | Wkdy | 2014-07-01 | 2014-09-01 | Hourly | 0.1773 | 0.1773 | 0.1773 | 0.1773 | 0.1773 | 0.1773 | 0.1773 | 0.1773 | 0.475 | 0.475 | 0.475 | 0.475 | 0.475 | 0.475 | 0.475 | 0.475 | 0.475 | 0.475 | 0.475 | 0.475 | 0.16844 | 0.1773 | 0.1773 | 0.1773 | From DOE Prototype Buildings
SchoolSecondary BLDG_LIGHT_LOBBYFLR1_SCH_2013 | Lighting |  | Wknd | 2014-01-01 | 2014-06-30 | Constant | 0.1773 | [23 empty] | From DOE Prototype Buildings
SchoolSecondary BLDG_LIGHT_LOBBYFLR1_SCH_2013 | Lighting |  | Wkdy | 2014-01-01 | 2014-06-30 | Hourly | 0.1773 | 0.1773 | 0.1773 | 0.1773 | 0.1773 | 0.1773 | 0.1773 | 0.9 | 0.855 | 0.855 | 0.855 | 0.855 | 0.855 | 0.855 | 0.855 | 0.855 | 0.855 | 0.855 | 0.855 | 0.855 | 0.855 | 0.1773 | 0.1773 | 0.1773 | From DOE Prototype Buildings
SchoolSecondary BLDG_LIGHT_MECHANICAL_SCH | Lighting |  | Default | 2014-01-01 | 2014-12-31 | Constant | 0.1773 | [23 empty] | From DOE Prototype Buildings
SchoolSecondary BLDG_LIGHT_MECHANICAL_SCH | Lighting |  | WntrDsn | 2014-01-01 | 2014-12-31 | Constant | 0 | [23 empty] | From DOE Prototype Buildings
SchoolSecondary BLDG_LIGHT_MECHANICAL_SCH | Lighting |  | SmrDsn | 2014-01-01 | 2014-12-31 | Constant | 1 | [23 empty] | From DOE Prototype Buildings
SchoolSecondary BLDG_LIGHT_MECHANICAL_SCH | Lighting |  | Wkdy | 2014-09-01 | 2014-12-31 | Hourly | 0.1773 | 0.1773 | 0.1773 | 0.1773 | 0.1773 | 0.1773 | 0.1773 | 0.9 | 0.9 | 0.9 | 0.9 | 0.9 | 0.9 | 0.9 | 0.9 | 0.9 | 0.9 | 0.9 | 0.9 | 0.9 | 0.9 | 0.1773 | 0.1773 | 0.1773 | From DOE Prototype Buildings
SchoolSecondary BLDG_LIGHT_MECHANICAL_SCH | Lighting |  | Wknd | 2014-07-01 | 2014-09-01 | Constant | 0.1773 | [23 empty] | From DOE Prototype Buildings
SchoolSecondary BLDG_LIGHT_MECHANICAL_SCH | Lighting |  | Wkdy | 2014-07-01 | 2014-09-01 | Hourly | 0.1773 | 0.1773 | 0.1773 | 0.1773 | 0.1773 | 0.1773 | 0.1773 | 0.1773 | 0.5 | 0.5 | 0.5 | 0.5 | 0.5 | 0.5 | 0.5 | 0.5 | 0.5 | 0.5 | 0.5 | 0.5 | 0.1773 | 0.1773 | 0.1773 | 0.1773 | From DOE Prototype Buildings
SchoolSecondary BLDG_LIGHT_MECHANICAL_SCH | Lighting |  | Wknd | 2014-01-01 | 2014-06-30 | Constant | 0.1773 | [23 empty] | From DOE Prototype Buildings
SchoolSecondary BLDG_LIGHT_MECHANICAL_SCH | Lighting |  | Wkdy | 2014-01-01 | 2014-06-30 | Hourly | 0.1773 | 0.1773 | 0.1773 | 0.1773 | 0.1773 | 0.1773 | 0.1773 | 0.9 | 0.9 | 0.9 | 0.9 | 0.9 | 0.9 | 0.9 | 0.9 | 0.9 | 0.9 | 0.9 | 0.9 | 0.9 | 0.9 | 0.1773 | 0.1773 | 0.1773 | From DOE Prototype Buildings
SchoolSecondary BLDG_LIGHT_MECHANICAL_SCH_2010 | Lighting |  | Default | 2014-01-01 | 2014-12-31 | Constant | 0.1773 | [23 empty] | From DOE Prototype Buildings
SchoolSecondary BLDG_LIGHT_MECHANICAL_SCH_2010 | Lighting |  | WntrDsn | 2014-01-01 | 2014-12-31 | Constant | 0 | [23 empty] | From DOE Prototype Buildings
SchoolSecondary BLDG_LIGHT_MECHANICAL_SCH_2010 | Lighting |  | SmrDsn | 2014-01-01 | 2014-12-31 | Constant | 1 | [23 empty] | From DOE Prototype Buildings
SchoolSecondary BLDG_LIGHT_MECHANICAL_SCH_2010 | Lighting |  | Wkdy | 2014-09-01 | 2014-12-31 | Hourly | 0.1773 | 0.1773 | 0.1773 | 0.1773 | 0.1773 | 0.1773 | 0.1773 | 0.9 | 0.9 | 0.9 | 0.9 | 0.9 | 0.9 | 0.9 | 0.9 | 0.9 | 0.9 | 0.9 | 0.9 | 0.9 | 0.9 | 0.1773 | 0.1773 | 0.1773 | From DOE Prototype Buildings
SchoolSecondary BLDG_LIGHT_MECHANICAL_SCH_2010 | Lighting |  | Wknd | 2014-07-01 | 2014-09-01 | Constant | 0.1773 | [23 empty] | From DOE Prototype Buildings
SchoolSecondary BLDG_LIGHT_MECHANICAL_SCH_2010 | Lighting |  | Wkdy | 2014-07-01 | 2014-09-01 | Hourly | 0.1773 | 0.1773 | 0.1773 | 0.1773 | 0.1773 | 0.1773 | 0.1773 | 0.1773 | 0.5 | 0.5 | 0.5 | 0.5 | 0.5 | 0.5 | 0.5 | 0.5 | 0.5 | 0.5 | 0.5 | 0.5 | 0.1773 | 0.1773 | 0.1773 | 0.1773 | From DOE Prototype Buildings
SchoolSecondary BLDG_LIGHT_MECHANICAL_SCH_2010 | Lighting |  | Wknd | 2014-01-01 | 2014-06-30 | Constant | 0.1773 | [23 empty] | From DOE Prototype Buildings
SchoolSecondary BLDG_LIGHT_MECHANICAL_SCH_2010 | Lighting |  | Wkdy | 2014-01-01 | 2014-06-30 | Hourly | 0.1773 | 0.1773 | 0.1773 | 0.1773 | 0.1773 | 0.1773 | 0.1773 | 0.9 | 0.9 | 0.9 | 0.9 | 0.9 | 0.9 | 0.9 | 0.9 | 0.9 | 0.9 | 0.9 | 0.9 | 0.9 | 0.9 | 0.1773 | 0.1773 | 0.1773 | From DOE Prototype Buildings
SchoolSecondary BLDG_LIGHT_MECHANICAL_SCH_2013 | Lighting |  | Default | 2014-01-01 | 2014-12-31 | Constant | 0.1773 | [23 empty] | From DOE Prototype Buildings
SchoolSecondary BLDG_LIGHT_MECHANICAL_SCH_2013 | Lighting |  | WntrDsn | 2014-01-01 | 2014-12-31 | Constant | 0 | [23 empty] | From DOE Prototype Buildings
SchoolSecondary BLDG_LIGHT_MECHANICAL_SCH_2013 | Lighting |  | SmrDsn | 2014-01-01 | 2014-12-31 | Constant | 1 | [23 empty] | From DOE Prototype Buildings
SchoolSecondary BLDG_LIGHT_MECHANICAL_SCH_2013 | Lighting |  | Wkdy | 2014-09-01 | 2014-12-31 | Hourly | 0.1773 | 0.1773 | 0.1773 | 0.1773 | 0.1773 | 0.1773 | 0.1773 | 0.9 | 0.9 | 0.9 | 0.9 | 0.9 | 0.9 | 0.9 | 0.9 | 0.9 | 0.9 | 0.9 | 0.9 | 0.9 | 0.9 | 0.1773 | 0.1773 | 0.1773 | From DOE Prototype Buildings
SchoolSecondary BLDG_LIGHT_MECHANICAL_SCH_2013 | Lighting |  | Wknd | 2014-07-01 | 2014-09-01 | Constant | 0.1773 | [23 empty] | From DOE Prototype Buildings
SchoolSecondary BLDG_LIGHT_MECHANICAL_SCH_2013 | Lighting |  | Wkdy | 2014-07-01 | 2014-09-01 | Hourly | 0.1773 | 0.1773 | 0.1773 | 0.1773 | 0.1773 | 0.1773 | 0.1773 | 0.1773 | 0.5 | 0.5 | 0.5 | 0.5 | 0.5 | 0.5 | 0.5 | 0.5 | 0.5 | 0.5 | 0.5 | 0.5 | 0.1773 | 0.1773 | 0.1773 | 0.1773 | From DOE Prototype Buildings
SchoolSecondary BLDG_LIGHT_MECHANICAL_SCH_2013 | Lighting |  | Wknd | 2014-01-01 | 2014-06-30 | Constant | 0.1773 | [23 empty] | From DOE Prototype Buildings
SchoolSecondary BLDG_LIGHT_MECHANICAL_SCH_2013 | Lighting |  | Wkdy | 2014-01-01 | 2014-06-30 | Hourly | 0.1773 | 0.1773 | 0.1773 | 0.1773 | 0.1773 | 0.1773 | 0.1773 | 0.9 | 0.9 | 0.9 | 0.9 | 0.9 | 0.9 | 0.9 | 0.9 | 0.9 | 0.9 | 0.9 | 0.9 | 0.9 | 0.9 | 0.1773 | 0.1773 | 0.1773 | From DOE Prototype Buildings
SchoolSecondary BLDG_LIGHT_MISC_SCH | Lighting |  | Default | 2014-01-01 | 2014-12-31 | Constant | 0.1773 | [23 empty] | From DOE Prototype Buildings
SchoolSecondary BLDG_LIGHT_MISC_SCH | Lighting |  | WntrDsn | 2014-01-01 | 2014-12-31 | Constant | 0 | [23 empty] | From DOE Prototype Buildings
SchoolSecondary BLDG_LIGHT_MISC_SCH | Lighting |  | SmrDsn | 2014-01-01 | 2014-12-31 | Constant | 1 | [23 empty] | From DOE Prototype Buildings
SchoolSecondary BLDG_LIGHT_MISC_SCH | Lighting |  | Wkdy | 2014-09-01 | 2014-12-31 | Hourly | 0.1773 | 0.1773 | 0.1773 | 0.1773 | 0.1773 | 0.1773 | 0.1773 | 0.9 | 0.9 | 0.9 | 0.9 | 0.9 | 0.9 | 0.9 | 0.9 | 0.9 | 0.9 | 0.9 | 0.9 | 0.9 | 0.9 | 0.1773 | 0.1773 | 0.1773 | From DOE Prototype Buildings
SchoolSecondary BLDG_LIGHT_MISC_SCH | Lighting |  | Wknd | 2014-07-01 | 2014-09-01 | Constant | 0.1773 | [23 empty] | From DOE Prototype Buildings
SchoolSecondary BLDG_LIGHT_MISC_SCH | Lighting |  | Wkdy | 2014-07-01 | 2014-09-01 | Hourly | 0.1773 | 0.1773 | 0.1773 | 0.1773 | 0.1773 | 0.1773 | 0.1773 | 0.1773 | 0.5 | 0.5 | 0.5 | 0.5 | 0.5 | 0.5 | 0.5 | 0.5 | 0.5 | 0.5 | 0.5 | 0.5 | 0.1773 | 0.1773 | 0.1773 | 0.1773 | From DOE Prototype Buildings
SchoolSecondary BLDG_LIGHT_MISC_SCH | Lighting |  | Wknd | 2014-01-01 | 2014-06-30 | Constant | 0.1773 | [23 empty] | From DOE Prototype Buildings
SchoolSecondary BLDG_LIGHT_MISC_SCH | Lighting |  | Wkdy | 2014-01-01 | 2014-06-30 | Hourly | 0.1773 | 0.1773 | 0.1773 | 0.1773 | 0.1773 | 0.1773 | 0.1773 | 0.9 | 0.9 | 0.9 | 0.9 | 0.9 | 0.9 | 0.9 | 0.9 | 0.9 | 0.9 | 0.9 | 0.9 | 0.9 | 0.9 | 0.1773 | 0.1773 | 0.1773 | From DOE Prototype Buildings
SchoolSecondary BLDG_LIGHT_MISC_SCH_2010 | Lighting |  | Default | 2014-01-01 | 2014-12-31 | Constant | 0.1773 | [23 empty] | From DOE Prototype Buildings
SchoolSecondary BLDG_LIGHT_MISC_SCH_2010 | Lighting |  | WntrDsn | 2014-01-01 | 2014-12-31 | Constant | 0 | [23 empty] | From DOE Prototype Buildings
SchoolSecondary BLDG_LIGHT_MISC_SCH_2010 | Lighting |  | SmrDsn | 2014-01-01 | 2014-12-31 | Constant | 1 | [23 empty] | From DOE Prototype Buildings
SchoolSecondary BLDG_LIGHT_MISC_SCH_2010 | Lighting |  | Wkdy | 2014-09-01 | 2014-12-31 | Hourly | 0.1773 | 0.1773 | 0.1773 | 0.1773 | 0.1773 | 0.1773 | 0.1773 | 0.9 | 0.9 | 0.9 | 0.9 | 0.9 | 0.9 | 0.9 | 0.9 | 0.9 | 0.9 | 0.9 | 0.9 | 0.9 | 0.9 | 0.1773 | 0.1773 | 0.1773 | From DOE Prototype Buildings
SchoolSecondary BLDG_LIGHT_MISC_SCH_2010 | Lighting |  | Wknd | 2014-07-01 | 2014-09-01 | Constant | 0.1773 | [23 empty] | From DOE Prototype Buildings
SchoolSecondary BLDG_LIGHT_MISC_SCH_2010 | Lighting |  | Wkdy | 2014-07-01 | 2014-09-01 | Hourly | 0.1773 | 0.1773 | 0.1773 | 0.1773 | 0.1773 | 0.1773 | 0.1773 | 0.1773 | 0.5 | 0.5 | 0.5 | 0.5 | 0.5 | 0.5 | 0.5 | 0.5 | 0.5 | 0.5 | 0.5 | 0.5 | 0.1773 | 0.1773 | 0.1773 | 0.1773 | From DOE Prototype Buildings
SchoolSecondary BLDG_LIGHT_MISC_SCH_2010 | Lighting |  | Wknd | 2014-01-01 | 2014-06-30 | Constant | 0.1773 | [23 empty] | From DOE Prototype Buildings
SchoolSecondary BLDG_LIGHT_MISC_SCH_2010 | Lighting |  | Wkdy | 2014-01-01 | 2014-06-30 | Hourly | 0.1773 | 0.1773 | 0.1773 | 0.1773 | 0.1773 | 0.1773 | 0.1773 | 0.9 | 0.9 | 0.9 | 0.9 | 0.9 | 0.9 | 0.9 | 0.9 | 0.9 | 0.9 | 0.9 | 0.9 | 0.9 | 0.9 | 0.1773 | 0.1773 | 0.1773 | From DOE Prototype Buildings
SchoolSecondary BLDG_LIGHT_MISC_SCH_2013 | Lighting |  | Default | 2014-01-01 | 2014-12-31 | Constant | 0.1773 | [23 empty] | From DOE Prototype Buildings
SchoolSecondary BLDG_LIGHT_MISC_SCH_2013 | Lighting |  | WntrDsn | 2014-01-01 | 2014-12-31 | Constant | 0 | [23 empty] | From DOE Prototype Buildings
SchoolSecondary BLDG_LIGHT_MISC_SCH_2013 | Lighting |  | SmrDsn | 2014-01-01 | 2014-12-31 | Constant | 1 | [23 empty] | From DOE Prototype Buildings
SchoolSecondary BLDG_LIGHT_MISC_SCH_2013 | Lighting |  | Wkdy | 2014-09-01 | 2014-12-31 | Hourly | 0.1773 | 0.1773 | 0.1773 | 0.1773 | 0.1773 | 0.1773 | 0.1773 | 0.9 | 0.9 | 0.9 | 0.9 | 0.9 | 0.9 | 0.9 | 0.9 | 0.9 | 0.9 | 0.9 | 0.9 | 0.9 | 0.9 | 0.1773 | 0.1773 | 0.1773 | From DOE Prototype Buildings
SchoolSecondary BLDG_LIGHT_MISC_SCH_2013 | Lighting |  | Wknd | 2014-07-01 | 2014-09-01 | Constant | 0.1773 | [23 empty] | From DOE Prototype Buildings
SchoolSecondary BLDG_LIGHT_MISC_SCH_2013 | Lighting |  | Wkdy | 2014-07-01 | 2014-09-01 | Hourly | 0.1773 | 0.1773 | 0.1773 | 0.1773 | 0.1773 | 0.1773 | 0.1773 | 0.1773 | 0.5 | 0.5 | 0.5 | 0.5 | 0.5 | 0.5 | 0.5 | 0.5 | 0.5 | 0.5 | 0.5 | 0.5 | 0.1773 | 0.1773 | 0.1773 | 0.1773 | From DOE Prototype Buildings
SchoolSecondary BLDG_LIGHT_MISC_SCH_2013 | Lighting |  | Wknd | 2014-01-01 | 2014-06-30 | Constant | 0.1773 | [23 empty] | From DOE Prototype Buildings
SchoolSecondary BLDG_LIGHT_MISC_SCH_2013 | Lighting |  | Wkdy | 2014-01-01 | 2014-06-30 | Hourly | 0.1773 | 0.1773 | 0.1773 | 0.1773 | 0.1773 | 0.1773 | 0.1773 | 0.9 | 0.9 | 0.9 | 0.9 | 0.9 | 0.9 | 0.9 | 0.9 | 0.9 | 0.9 | 0.9 | 0.9 | 0.9 | 0.9 | 0.1773 | 0.1773 | 0.1773 | From DOE Prototype Buildings
SchoolSecondary BLDG_LIGHT_OFFICE_SCH | Lighting |  | Default | 2014-01-01 | 2014-12-31 | Constant | 0.1773 | [23 empty] | From DOE Prototype Buildings
SchoolSecondary BLDG_LIGHT_OFFICE_SCH | Lighting |  | WntrDsn | 2014-01-01 | 2014-12-31 | Constant | 0 | [23 empty] | From DOE Prototype Buildings
SchoolSecondary BLDG_LIGHT_OFFICE_SCH | Lighting |  | SmrDsn | 2014-01-01 | 2014-12-31 | Constant | 1 | [23 empty] | From DOE Prototype Buildings
SchoolSecondary BLDG_LIGHT_OFFICE_SCH | Lighting |  | Wkdy | 2014-09-01 | 2014-12-31 | Hourly | 0.1773 | 0.1773 | 0.1773 | 0.1773 | 0.1773 | 0.1773 | 0.1773 | 0.9 | 0.9 | 0.9 | 0.9 | 0.9 | 0.9 | 0.9 | 0.9 | 0.9 | 0.9 | 0.9 | 0.9 | 0.9 | 0.9 | 0.1773 | 0.1773 | 0.1773 | From DOE Prototype Buildings
SchoolSecondary BLDG_LIGHT_OFFICE_SCH | Lighting |  | Wknd | 2014-07-01 | 2014-09-01 | Constant | 0.1773 | [23 empty] | From DOE Prototype Buildings
SchoolSecondary BLDG_LIGHT_OFFICE_SCH | Lighting |  | Wkdy | 2014-07-01 | 2014-09-01 | Hourly | 0.1773 | 0.1773 | 0.1773 | 0.1773 | 0.1773 | 0.1773 | 0.1773 | 0.1773 | 0.5 | 0.5 | 0.5 | 0.5 | 0.5 | 0.5 | 0.5 | 0.5 | 0.5 | 0.5 | 0.5 | 0.5 | 0.1773 | 0.1773 | 0.1773 | 0.1773 | From DOE Prototype Buildings
SchoolSecondary BLDG_LIGHT_OFFICE_SCH | Lighting |  | Wknd | 2014-01-01 | 2014-06-30 | Constant | 0.1773 | [23 empty] | From DOE Prototype Buildings
SchoolSecondary BLDG_LIGHT_OFFICE_SCH | Lighting |  | Wkdy | 2014-01-01 | 2014-06-30 | Hourly | 0.1773 | 0.1773 | 0.1773 | 0.1773 | 0.1773 | 0.1773 | 0.1773 | 0.9 | 0.9 | 0.9 | 0.9 | 0.9 | 0.9 | 0.9 | 0.9 | 0.9 | 0.9 | 0.9 | 0.9 | 0.9 | 0.9 | 0.1773 | 0.1773 | 0.1773 | From DOE Prototype Buildings
SchoolSecondary BLDG_LIGHT_OFFICE_SCH_2010 | Lighting |  | Default | 2014-01-01 | 2014-12-31 | Constant | 0.1773 | [23 empty] | From DOE Prototype Buildings
SchoolSecondary BLDG_LIGHT_OFFICE_SCH_2010 | Lighting |  | WntrDsn | 2014-01-01 | 2014-12-31 | Constant | 0 | [23 empty] | From DOE Prototype Buildings
SchoolSecondary BLDG_LIGHT_OFFICE_SCH_2010 | Lighting |  | SmrDsn | 2014-01-01 | 2014-12-31 | Constant | 1 | [23 empty] | From DOE Prototype Buildings
SchoolSecondary BLDG_LIGHT_OFFICE_SCH_2010 | Lighting |  | Wkdy | 2014-09-01 | 2014-12-31 | Hourly | 0.1773 | 0.1773 | 0.1773 | 0.1773 | 0.1773 | 0.1773 | 0.1773 | 0.9 | 0.78075 | 0.78075 | 0.78075 | 0.78075 | 0.78075 | 0.78075 | 0.78075 | 0.78075 | 0.78075 | 0.78075 | 0.78075 | 0.78075 | 0.78075 | 0.1773 | 0.1773 | 0.1773 | From DOE Prototype Buildings
SchoolSecondary BLDG_LIGHT_OFFICE_SCH_2010 | Lighting |  | Wknd | 2014-07-01 | 2014-09-01 | Constant | 0.1773 | [23 empty] | From DOE Prototype Buildings
SchoolSecondary BLDG_LIGHT_OFFICE_SCH_2010 | Lighting |  | Wkdy | 2014-07-01 | 2014-09-01 | Hourly | 0.1773 | 0.1773 | 0.1773 | 0.1773 | 0.1773 | 0.1773 | 0.1773 | 0.1773 | 0.43375 | 0.43375 | 0.43375 | 0.43375 | 0.43375 | 0.43375 | 0.43375 | 0.43375 | 0.43375 | 0.43375 | 0.43375 | 0.43375 | 0.1773 | 0.1773 | 0.1773 | 0.1773 | From DOE Prototype Buildings
SchoolSecondary BLDG_LIGHT_OFFICE_SCH_2010 | Lighting |  | Wknd | 2014-01-01 | 2014-06-30 | Constant | 0.1773 | [23 empty] | From DOE Prototype Buildings
SchoolSecondary BLDG_LIGHT_OFFICE_SCH_2010 | Lighting |  | Wkdy | 2014-01-01 | 2014-06-30 | Hourly | 0.1773 | 0.1773 | 0.1773 | 0.1773 | 0.1773 | 0.1773 | 0.1773 | 0.9 | 0.78075 | 0.78075 | 0.78075 | 0.78075 | 0.78075 | 0.78075 | 0.78075 | 0.78075 | 0.78075 | 0.78075 | 0.78075 | 0.78075 | 0.78075 | 0.1773 | 0.1773 | 0.1773 | From DOE Prototype Buildings
SchoolSecondary BLDG_LIGHT_OFFICE_SCH_2013 | Lighting |  | Default | 2014-01-01 | 2014-12-31 | Constant | 0.1773 | [23 empty] | From DOE Prototype Buildings
SchoolSecondary BLDG_LIGHT_OFFICE_SCH_2013 | Lighting |  | WntrDsn | 2014-01-01 | 2014-12-31 | Constant | 0 | [23 empty] | From DOE Prototype Buildings
SchoolSecondary BLDG_LIGHT_OFFICE_SCH_2013 | Lighting |  | SmrDsn | 2014-01-01 | 2014-12-31 | Constant | 1 | [23 empty] | From DOE Prototype Buildings
SchoolSecondary BLDG_LIGHT_OFFICE_SCH_2013 | Lighting |  | Wkdy | 2014-09-01 | 2014-12-31 | Hourly | 0.1773 | 0.1773 | 0.1773 | 0.1773 | 0.1773 | 0.1773 | 0.1773 | 0.9 | 0.74796 | 0.74796 | 0.74796 | 0.74796 | 0.74796 | 0.74796 | 0.74796 | 0.74796 | 0.74796 | 0.74796 | 0.74796 | 0.74796 | 0.74796 | 0.1773 | 0.1773 | 0.1773 | From DOE Prototype Buildings
SchoolSecondary BLDG_LIGHT_OFFICE_SCH_2013 | Lighting |  | Wknd | 2014-07-01 | 2014-09-01 | Constant | 0.1773 | [23 empty] | From DOE Prototype Buildings
SchoolSecondary BLDG_LIGHT_OFFICE_SCH_2013 | Lighting |  | Wkdy | 2014-07-01 | 2014-09-01 | Hourly | 0.1773 | 0.1773 | 0.1773 | 0.1773 | 0.1773 | 0.1773 | 0.1773 | 0.1773 | 0.41553 | 0.41553 | 0.41553 | 0.41553 | 0.41553 | 0.41553 | 0.41553 | 0.41553 | 0.41553 | 0.41553 | 0.41553 | 0.41553 | 0.14735 | 0.1773 | 0.1773 | 0.1773 | From DOE Prototype Buildings
SchoolSecondary BLDG_LIGHT_OFFICE_SCH_2013 | Lighting |  | Wknd | 2014-01-01 | 2014-06-30 | Constant | 0.1773 | [23 empty] | From DOE Prototype Buildings
SchoolSecondary BLDG_LIGHT_OFFICE_SCH_2013 | Lighting |  | Wkdy | 2014-01-01 | 2014-06-30 | Hourly | 0.1773 | 0.1773 | 0.1773 | 0.1773 | 0.1773 | 0.1773 | 0.1773 | 0.9 | 0.74796 | 0.74796 | 0.74796 | 0.74796 | 0.74796 | 0.74796 | 0.74796 | 0.74796 | 0.74796 | 0.74796 | 0.74796 | 0.74796 | 0.74796 | 0.1773 | 0.1773 | 0.1773 | From DOE Prototype Buildings
SchoolSecondary BLDG_LIGHT_SCH | Lighting |  | Default | 2014-01-01 | 2014-12-31 | Constant | 0.1773 | [23 empty] | From DOE Prototype Buildings
SchoolSecondary BLDG_LIGHT_SCH | Lighting |  | WntrDsn | 2014-01-01 | 2014-12-31 | Constant | 0 | [23 empty] | From DOE Prototype Buildings
SchoolSecondary BLDG_LIGHT_SCH | Lighting |  | SmrDsn | 2014-01-01 | 2014-12-31 | Constant | 1 | [23 empty] | From DOE Prototype Buildings
SchoolSecondary BLDG_LIGHT_SCH | Lighting |  | Wkdy | 2014-09-01 | 2014-12-31 | Hourly | 0.1773 | 0.1773 | 0.1773 | 0.1773 | 0.1773 | 0.1773 | 0.1773 | 0.9 | 0.9 | 0.9 | 0.9 | 0.9 | 0.9 | 0.9 | 0.9 | 0.9 | 0.9 | 0.9 | 0.9 | 0.9 | 0.9 | 0.1773 | 0.1773 | 0.1773 | From DOE Prototype Buildings
SchoolSecondary BLDG_LIGHT_SCH | Lighting |  | Wknd | 2014-07-01 | 2014-09-01 | Constant | 0.1773 | [23 empty] | From DOE Prototype Buildings
SchoolSecondary BLDG_LIGHT_SCH | Lighting |  | Wkdy | 2014-07-01 | 2014-09-01 | Hourly | 0.1773 | 0.1773 | 0.1773 | 0.1773 | 0.1773 | 0.1773 | 0.1773 | 0.1773 | 0.5 | 0.5 | 0.5 | 0.5 | 0.5 | 0.5 | 0.5 | 0.5 | 0.5 | 0.5 | 0.5 | 0.5 | 0.1773 | 0.1773 | 0.1773 | 0.1773 | From DOE Prototype Buildings
SchoolSecondary BLDG_LIGHT_SCH | Lighting |  | Wknd | 2014-01-01 | 2014-06-30 | Constant | 0.1773 | [23 empty] | From DOE Prototype Buildings
SchoolSecondary BLDG_LIGHT_SCH | Lighting |  | Wkdy | 2014-01-01 | 2014-06-30 | Hourly | 0.1773 | 0.1773 | 0.1773 | 0.1773 | 0.1773 | 0.1773 | 0.1773 | 0.9 | 0.9 | 0.9 | 0.9 | 0.9 | 0.9 | 0.9 | 0.9 | 0.9 | 0.9 | 0.9 | 0.9 | 0.9 | 0.9 | 0.1773 | 0.1773 | 0.1773 | From DOE Prototype Buildings
SchoolSecondary BLDG_LIGHT_SCH_2010 | Lighting |  | Default | 2014-01-01 | 2014-12-31 | Constant | 0.1773 | [23 empty] | From DOE Prototype Buildings
SchoolSecondary BLDG_LIGHT_SCH_2010 | Lighting |  | WntrDsn | 2014-01-01 | 2014-12-31 | Constant | 0 | [23 empty] | From DOE Prototype Buildings
SchoolSecondary BLDG_LIGHT_SCH_2010 | Lighting |  | SmrDsn | 2014-01-01 | 2014-12-31 | Constant | 1 | [23 empty] | From DOE Prototype Buildings
SchoolSecondary BLDG_LIGHT_SCH_2010 | Lighting |  | Wkdy | 2014-09-01 | 2014-12-31 | Hourly | 0.1773 | 0.1773 | 0.1773 | 0.1773 | 0.1773 | 0.1773 | 0.1773 | 0.9 | 0.9 | 0.9 | 0.9 | 0.9 | 0.9 | 0.9 | 0.9 | 0.9 | 0.9 | 0.9 | 0.9 | 0.9 | 0.9 | 0.1773 | 0.1773 | 0.1773 | From DOE Prototype Buildings
SchoolSecondary BLDG_LIGHT_SCH_2010 | Lighting |  | Wknd | 2014-07-01 | 2014-09-01 | Constant | 0.1773 | [23 empty] | From DOE Prototype Buildings
SchoolSecondary BLDG_LIGHT_SCH_2010 | Lighting |  | Wkdy | 2014-07-01 | 2014-09-01 | Hourly | 0.1773 | 0.1773 | 0.1773 | 0.1773 | 0.1773 | 0.1773 | 0.1773 | 0.1773 | 0.5 | 0.5 | 0.5 | 0.5 | 0.5 | 0.5 | 0.5 | 0.5 | 0.5 | 0.5 | 0.5 | 0.5 | 0.1773 | 0.1773 | 0.1773 | 0.1773 | From DOE Prototype Buildings
SchoolSecondary BLDG_LIGHT_SCH_2010 | Lighting |  | Wknd | 2014-01-01 | 2014-06-30 | Constant | 0.1773 | [23 empty] | From DOE Prototype Buildings
SchoolSecondary BLDG_LIGHT_SCH_2010 | Lighting |  | Wkdy | 2014-01-01 | 2014-06-30 | Hourly | 0.1773 | 0.1773 | 0.1773 | 0.1773 | 0.1773 | 0.1773 | 0.1773 | 0.9 | 0.9 | 0.9 | 0.9 | 0.9 | 0.9 | 0.9 | 0.9 | 0.9 | 0.9 | 0.9 | 0.9 | 0.9 | 0.9 | 0.1773 | 0.1773 | 0.1773 | From DOE Prototype Buildings
SchoolSecondary BLDG_LIGHT_SCH_2013 | Lighting |  | Default | 2014-01-01 | 2014-12-31 | Constant | 0.1773 | [23 empty] | From DOE Prototype Buildings
SchoolSecondary BLDG_LIGHT_SCH_2013 | Lighting |  | WntrDsn | 2014-01-01 | 2014-12-31 | Constant | 0 | [23 empty] | From DOE Prototype Buildings
SchoolSecondary BLDG_LIGHT_SCH_2013 | Lighting |  | SmrDsn | 2014-01-01 | 2014-12-31 | Constant | 1 | [23 empty] | From DOE Prototype Buildings
SchoolSecondary BLDG_LIGHT_SCH_2013 | Lighting |  | Wkdy | 2014-09-01 | 2014-12-31 | Hourly | 0.1773 | 0.1773 | 0.1773 | 0.1773 | 0.1773 | 0.1773 | 0.1773 | 0.9 | 0.9 | 0.9 | 0.9 | 0.9 | 0.9 | 0.9 | 0.9 | 0.9 | 0.9 | 0.9 | 0.9 | 0.9 | 0.9 | 0.1773 | 0.1773 | 0.1773 | From DOE Prototype Buildings
SchoolSecondary BLDG_LIGHT_SCH_2013 | Lighting |  | Wknd | 2014-07-01 | 2014-09-01 | Constant | 0.1773 | [23 empty] | From DOE Prototype Buildings
SchoolSecondary BLDG_LIGHT_SCH_2013 | Lighting |  | Wkdy | 2014-07-01 | 2014-09-01 | Hourly | 0.1773 | 0.1773 | 0.1773 | 0.1773 | 0.1773 | 0.1773 | 0.1773 | 0.1773 | 0.5 | 0.5 | 0.5 | 0.5 | 0.5 | 0.5 | 0.5 | 0.5 | 0.5 | 0.5 | 0.5 | 0.5 | 0.1773 | 0.1773 | 0.1773 | 0.1773 | From DOE Prototype Buildings
SchoolSecondary BLDG_LIGHT_SCH_2013 | Lighting |  | Wknd | 2014-01-01 | 2014-06-30 | Constant | 0.1773 | [23 empty] | From DOE Prototype Buildings
SchoolSecondary BLDG_LIGHT_SCH_2013 | Lighting |  | Wkdy | 2014-01-01 | 2014-06-30 | Hourly | 0.1773 | 0.1773 | 0.1773 | 0.1773 | 0.1773 | 0.1773 | 0.1773 | 0.9 | 0.9 | 0.9 | 0.9 | 0.9 | 0.9 | 0.9 | 0.9 | 0.9 | 0.9 | 0.9 | 0.9 | 0.9 | 0.9 | 0.1773 | 0.1773 | 0.1773 | From DOE Prototype Buildings
SchoolSecondary BLDG_OCC_SCH | Occupancy |  | Default¦WntrDsn | 2014-01-01 | 2014-12-31 | Constant | 0 | [23 empty] | From DOE Prototype Buildings
SchoolSecondary BLDG_OCC_SCH | Occupancy |  | DummySmrDsn | 2014-01-01 | 2014-12-31 | Hourly | 0 | 0 | 0 | 0 | 0 | 0 | 0 | 0 | 0.15 | 0.15 | 0.15 | 0.15 | 0.15 | 0.15 | 0.15 | 0.15 | 0.15 | 0.15 | 0.15 | 0.15 | 0.15 | 0 | 0 | 0 | From DOE Prototype Buildings
SchoolSecondary BLDG_OCC_SCH | Occupancy |  | Wkdy¦SmrDsn | 2014-09-16 | 2014-12-31 | Hourly | 0 | 0 | 0 | 0 | 0 | 0 | 0 | 0 | 0.95 | 0.95 | 0.95 | 0.95 | 0.95 | 0.95 | 0.95 | 0.95 | 0.15 | 0.15 | 0.15 | 0.15 | 0.15 | 0 | 0 | 0 | From DOE Prototype Buildings
SchoolSecondary BLDG_OCC_SCH | Occupancy |  | Wknd | 2014-06-16 | 2014-09-15 | Constant | 0 | [23 empty] | From DOE Prototype Buildings
SchoolSecondary BLDG_OCC_SCH | Occupancy |  | Wkdy¦SmrDsn | 2014-06-16 | 2014-09-15 | Hourly | 0 | 0 | 0 | 0 | 0 | 0 | 0 | 0 | 0.15 | 0.15 | 0.15 | 0.15 | 0.15 | 0.15 | 0.15 | 0.15 | 0.15 | 0.15 | 0.15 | 0.15 | 0.15 | 0 | 0 | 0 | From DOE Prototype Buildings
SchoolSecondary BLDG_OCC_SCH | Occupancy |  | Wknd | 2014-01-01 | 2014-06-15 | Constant | 0 | [23 empty] | From DOE Prototype Buildings
SchoolSecondary BLDG_OCC_SCH | Occupancy |  | Wkdy¦SmrDsn | 2014-01-01 | 2014-06-15 | Hourly | 0 | 0 | 0 | 0 | 0 | 0 | 0 | 0 | 0.95 | 0.95 | 0.95 | 0.95 | 0.95 | 0.95 | 0.95 | 0.95 | 0.15 | 0.15 | 0.15 | 0.15 | 0.15 | 0 | 0 | 0 | From DOE Prototype Buildings
SchoolSecondary BLDG_OCC_SCH_Auditorium | Occupancy |  | Default¦WntrDsn | 2014-01-01 | 2014-12-31 | Constant | 0 | [23 empty] | From DOE Prototype Buildings
SchoolSecondary BLDG_OCC_SCH_Auditorium | Occupancy |  | DummySmrDsn | 2014-01-01 | 2014-12-31 | Hourly | 0 | 0 | 0 | 0 | 0 | 0 | 0 | 0 | 0.15 | 0.15 | 0.15 | 0.15 | 0.15 | 0.15 | 0.15 | 0.15 | 0.15 | 0.35 | 0.35 | 0 | 0 | 0 | 0 | 0 | From DOE Prototype Buildings
SchoolSecondary BLDG_OCC_SCH_Auditorium | Occupancy |  | Wkdy¦SmrDsn | 2014-09-01 | 2014-12-31 | Hourly | 0 | 0 | 0 | 0 | 0 | 0 | 0 | 0 | 0.25 | 0.25 | 0.25 | 0.25 | 0.25 | 0.25 | 0.25 | 0.95 | 0.95 | 0.95 | 0.95 | 0.95 | 0 | 0 | 0 | 0 | From DOE Prototype Buildings
SchoolSecondary BLDG_OCC_SCH_Auditorium | Occupancy |  | Wknd | 2014-07-01 | 2014-09-01 | Constant | 0 | [23 empty] | From DOE Prototype Buildings
SchoolSecondary BLDG_OCC_SCH_Auditorium | Occupancy |  | Wkdy¦SmrDsn | 2014-07-01 | 2014-09-01 | Hourly | 0 | 0 | 0 | 0 | 0 | 0 | 0 | 0 | 0.15 | 0.15 | 0.15 | 0.15 | 0.15 | 0.15 | 0.15 | 0.15 | 0.15 | 0.35 | 0.35 | 0 | 0 | 0 | 0 | 0 | From DOE Prototype Buildings
SchoolSecondary BLDG_OCC_SCH_Auditorium | Occupancy |  | Wknd | 2014-01-01 | 2014-06-30 | Constant | 0 | [23 empty] | From DOE Prototype Buildings
SchoolSecondary BLDG_OCC_SCH_Auditorium | Occupancy |  | Wkdy¦SmrDsn | 2014-01-01 | 2014-06-30 | Hourly | 0 | 0 | 0 | 0 | 0 | 0 | 0 | 0 | 0.25 | 0.25 | 0.25 | 0.25 | 0.25 | 0.25 | 0.25 | 0.95 | 0.95 | 0.95 | 0.95 | 0.95 | 0 | 0 | 0 | 0 | From DOE Prototype Buildings
SchoolSecondary BLDG_OCC_SCH_Cafeteria | Occupancy |  | Default¦WntrDsn | 2014-01-01 | 2014-12-31 | Constant | 0 | [23 empty] | From DOE Prototype Buildings
SchoolSecondary BLDG_OCC_SCH_Cafeteria | Occupancy |  | DummySmrDsn | 2014-01-01 | 2014-12-31 | Hourly | 0 | 0 | 0 | 0 | 0 | 0 | 0 | 0 | 0 | 0.15 | 0.15 | 0.15 | 0.15 | 0.15 | 0.15 | 0.15 | 0.15 | 0.35 | 0.35 | 0 | 0 | 0 | 0 | 0 | From DOE Prototype Buildings
SchoolSecondary BLDG_OCC_SCH_Cafeteria | Occupancy |  | Wkdy¦SmrDsn | 2014-09-01 | 2014-12-31 | Hourly | 0 | 0 | 0 | 0 | 0 | 0 | 0 | 0 | 0 | 0.95 | 0.95 | 0.95 | 0.95 | 0.95 | 0.95 | 0.35 | 0.35 | 0.35 | 0.35 | 0.35 | 0 | 0 | 0 | 0 | From DOE Prototype Buildings
SchoolSecondary BLDG_OCC_SCH_Cafeteria | Occupancy |  | Wknd | 2014-07-01 | 2014-09-01 | Constant | 0 | [23 empty] | From DOE Prototype Buildings
SchoolSecondary BLDG_OCC_SCH_Cafeteria | Occupancy |  | Wkdy¦SmrDsn | 2014-07-01 | 2014-09-01 | Hourly | 0 | 0 | 0 | 0 | 0 | 0 | 0 | 0 | 0 | 0.15 | 0.15 | 0.15 | 0.15 | 0.15 | 0.15 | 0.15 | 0.15 | 0.35 | 0.35 | 0 | 0 | 0 | 0 | 0 | From DOE Prototype Buildings
SchoolSecondary BLDG_OCC_SCH_Cafeteria | Occupancy |  | Wknd | 2014-01-01 | 2014-06-30 | Constant | 0 | [23 empty] | From DOE Prototype Buildings
SchoolSecondary BLDG_OCC_SCH_Cafeteria | Occupancy |  | Wkdy¦SmrDsn | 2014-01-01 | 2014-06-30 | Hourly | 0 | 0 | 0 | 0 | 0 | 0 | 0 | 0 | 0 | 0.95 | 0.95 | 0.95 | 0.95 | 0.95 | 0.95 | 0.35 | 0.35 | 0.35 | 0.35 | 0.35 | 0 | 0 | 0 | 0 | From DOE Prototype Buildings
SchoolSecondary BLDG_OCC_SCH_Extend | Occupancy |  | Default¦WntrDsn | 2014-01-01 | 2014-12-31 | Constant | 0 | [23 empty] | From DOE Prototype Buildings
SchoolSecondary BLDG_OCC_SCH_Extend | Occupancy |  | DummySmrDsn | 2014-01-01 | 2014-12-31 | Hourly | 0 | 0 | 0 | 0 | 0 | 0 | 0 | 0 | 0.5 | 0.5 | 0.5 | 0.5 | 0.5 | 0.5 | 0.5 | 0.5 | 0.5 | 0.5 | 0.5 | 0.5 | 0.5 | 0 | 0 | 0 | From DOE Prototype Buildings
SchoolSecondary BLDG_OCC_SCH_Extend | Occupancy |  | Wkdy¦SmrDsn | 2014-09-01 | 2014-12-31 | Hourly | 0 | 0 | 0 | 0 | 0 | 0 | 0 | 0 | 0.95 | 0.95 | 0.95 | 0.95 | 0.95 | 0.95 | 0.95 | 0.95 | 0.95 | 0.95 | 0.95 | 0.95 | 0.95 | 0 | 0 | 0 | From DOE Prototype Buildings
SchoolSecondary BLDG_OCC_SCH_Extend | Occupancy |  | Wknd | 2014-07-01 | 2014-09-01 | Constant | 0 | [23 empty] | From DOE Prototype Buildings
SchoolSecondary BLDG_OCC_SCH_Extend | Occupancy |  | Wkdy¦SmrDsn | 2014-07-01 | 2014-09-01 | Hourly | 0 | 0 | 0 | 0 | 0 | 0 | 0 | 0 | 0.5 | 0.5 | 0.5 | 0.5 | 0.5 | 0.5 | 0.5 | 0.5 | 0.5 | 0.5 | 0.5 | 0.5 | 0.5 | 0 | 0 | 0 | From DOE Prototype Buildings
SchoolSecondary BLDG_OCC_SCH_Extend | Occupancy |  | Wknd | 2014-01-01 | 2014-06-30 | Constant | 0 | [23 empty] | From DOE Prototype Buildings
SchoolSecondary BLDG_OCC_SCH_Extend | Occupancy |  | Wkdy¦SmrDsn | 2014-01-01 | 2014-06-30 | Hourly | 0 | 0 | 0 | 0 | 0 | 0 | 0 | 0 | 0.95 | 0.95 | 0.95 | 0.95 | 0.95 | 0.95 | 0.95 | 0.95 | 0.95 | 0.95 | 0.95 | 0.95 | 0.95 | 0 | 0 | 0 | From DOE Prototype Buildings
SchoolSecondary BLDG_OCC_SCH_Gym | Occupancy |  | Default¦WntrDsn | 2014-01-01 | 2014-12-31 | Constant | 0 | [23 empty] | From DOE Prototype Buildings
SchoolSecondary BLDG_OCC_SCH_Gym | Occupancy |  | DummySmrDsn | 2014-01-01 | 2014-12-31 | Hourly | 0 | 0 | 0 | 0 | 0 | 0 | 0 | 0 | 0.35 | 0.35 | 0.35 | 0.35 | 0.35 | 0.35 | 0.35 | 0.35 | 0.95 | 0.95 | 0.95 | 0.95 | 0.95 | 0 | 0 | 0 | From DOE Prototype Buildings
SchoolSecondary BLDG_OCC_SCH_Gym | Occupancy |  | Wkdy¦SmrDsn | 2014-09-01 | 2014-12-31 | Hourly | 0 | 0 | 0 | 0 | 0 | 0 | 0 | 0 | 0.35 | 0.35 | 0.35 | 0.35 | 0.35 | 0.35 | 0.35 | 0.35 | 0.95 | 0.95 | 0.95 | 0.95 | 0.95 | 0 | 0 | 0 | From DOE Prototype Buildings
SchoolSecondary BLDG_OCC_SCH_Gym | Occupancy |  | Wknd | 2014-07-01 | 2014-09-01 | Constant | 0 | [23 empty] | From DOE Prototype Buildings
SchoolSecondary BLDG_OCC_SCH_Gym | Occupancy |  | Wkdy¦SmrDsn | 2014-07-01 | 2014-09-01 | Hourly | 0 | 0 | 0 | 0 | 0 | 0 | 0 | 0 | 0.35 | 0.35 | 0.35 | 0.35 | 0.35 | 0.35 | 0.35 | 0.35 | 0.35 | 0.35 | 0.35 | 0.35 | 0.35 | 0 | 0 | 0 | From DOE Prototype Buildings
SchoolSecondary BLDG_OCC_SCH_Gym | Occupancy |  | Wknd | 2014-01-01 | 2014-06-30 | Constant | 0 | [23 empty] | From DOE Prototype Buildings
SchoolSecondary BLDG_OCC_SCH_Gym | Occupancy |  | Wkdy¦SmrDsn | 2014-01-01 | 2014-06-30 | Hourly | 0 | 0 | 0 | 0 | 0 | 0 | 0 | 0 | 0.35 | 0.35 | 0.35 | 0.35 | 0.35 | 0.35 | 0.35 | 0.35 | 0.95 | 0.95 | 0.95 | 0.95 | 0.95 | 0 | 0 | 0 | From DOE Prototype Buildings
SchoolSecondary BLDG_OCC_SCH_Offices | Occupancy |  | Default¦WntrDsn | 2014-01-01 | 2014-12-31 | Constant | 0 | [23 empty] | From DOE Prototype Buildings
SchoolSecondary BLDG_OCC_SCH_Offices | Occupancy |  | DummySmrDsn | 2014-01-01 | 2014-12-31 | Hourly | 0 | 0 | 0 | 0 | 0 | 0 | 0 | 0 | 0.5 | 0.5 | 0.5 | 0.5 | 0.5 | 0.5 | 0.5 | 0.5 | 0.5 | 0.15 | 0.15 | 0.15 | 0.15 | 0 | 0 | 0 | From DOE Prototype Buildings
SchoolSecondary BLDG_OCC_SCH_Offices | Occupancy |  | Wkdy¦SmrDsn | 2014-09-01 | 2014-12-31 | Hourly | 0 | 0 | 0 | 0 | 0 | 0 | 0 | 0 | 0.95 | 0.95 | 0.95 | 0.95 | 0.95 | 0.95 | 0.95 | 0.95 | 0.95 | 0.15 | 0.15 | 0.15 | 0.15 | 0 | 0 | 0 | From DOE Prototype Buildings
SchoolSecondary BLDG_OCC_SCH_Offices | Occupancy |  | Wknd | 2014-07-01 | 2014-09-01 | Constant | 0 | [23 empty] | From DOE Prototype Buildings
SchoolSecondary BLDG_OCC_SCH_Offices | Occupancy |  | Wkdy¦SmrDsn | 2014-07-01 | 2014-09-01 | Hourly | 0 | 0 | 0 | 0 | 0 | 0 | 0 | 0 | 0.5 | 0.5 | 0.5 | 0.5 | 0.5 | 0.5 | 0.5 | 0.5 | 0.5 | 0.15 | 0.15 | 0.15 | 0.15 | 0 | 0 | 0 | From DOE Prototype Buildings
SchoolSecondary BLDG_OCC_SCH_Offices | Occupancy |  | Wknd | 2014-01-01 | 2014-06-30 | Constant | 0 | [23 empty] | From DOE Prototype Buildings
SchoolSecondary BLDG_OCC_SCH_Offices | Occupancy |  | Wkdy¦SmrDsn | 2014-01-01 | 2014-06-30 | Hourly | 0 | 0 | 0 | 0 | 0 | 0 | 0 | 0 | 0.95 | 0.95 | 0.95 | 0.95 | 0.95 | 0.95 | 0.95 | 0.95 | 0.95 | 0.15 | 0.15 | 0.15 | 0.15 | 0 | 0 | 0 | From DOE Prototype Buildings
SchoolSecondary BLDG_SWH_SCH | Service Water Heating |  | Default | 2014-01-01 | 2014-12-31 | Constant | 0 | [23 empty] | From DOE Prototype Buildings
SchoolSecondary BLDG_SWH_SCH | Service Water Heating |  | WntrDsn | 2014-01-01 | 2014-12-31 | Hourly | 0.03 | 0.03 | 0.03 | 0.03 | 0.03 | 0.03 | 0.03 | 0.03 | 0.03 | 0.05 | 0.05 | 0.05 | 0.05 | 0.03 | 0.03 | 0.03 | 0.03 | 0.03 | 0.03 | 0.03 | 0.03 | 0.03 | 0.03 | 0.03 | From DOE Prototype Buildings
SchoolSecondary BLDG_SWH_SCH | Service Water Heating |  | SmrDsn | 2014-01-01 | 2014-12-31 | Hourly | 0.05 | 0.05 | 0.05 | 0.05 | 0.05 | 0.05 | 0.05 | 0.1 | 0.34 | 0.6 | 0.63 | 0.72 | 0.79 | 0.83 | 0.61 | 0.65 | 0.1 | 0.1 | 0.19 | 0.25 | 0.22 | 0.22 | 0.12 | 0.09 | From DOE Prototype Buildings
SchoolSecondary BLDG_SWH_SCH | Service Water Heating |  | Sat | 2014-09-16 | 2014-12-31 | Constant | 0 | [23 empty] | From DOE Prototype Buildings
SchoolSecondary BLDG_SWH_SCH | Service Water Heating |  | Wkdy | 2014-09-16 | 2014-12-31 | Hourly | 0 | 0 | 0 | 0 | 0 | 0 | 0 | 0 | 0.34 | 0.6 | 0.63 | 0.72 | 0.79 | 0.83 | 0.61 | 0.65 | 0.1 | 0.1 | 0.19 | 0.25 | 0 | 0 | 0 | 0 | From DOE Prototype Buildings
SchoolSecondary BLDG_SWH_SCH | Service Water Heating |  | Sun¦Sat | 2014-06-16 | 2014-09-15 | Constant | 0 | [23 empty] | From DOE Prototype Buildings
SchoolSecondary BLDG_SWH_SCH | Service Water Heating |  | Wkdy | 2014-06-16 | 2014-09-15 | Hourly | 0 | 0 | 0 | 0 | 0 | 0 | 0 | 0 | 0.1 | 0.1 | 0.1 | 0.1 | 0.1 | 0.1 | 0.1 | 0.1 | 0.1 | 0.1 | 0.19 | 0.25 | 0 | 0 | 0 | 0 | From DOE Prototype Buildings
SchoolSecondary BLDG_SWH_SCH | Service Water Heating |  | Sun¦Sat | 2014-01-01 | 2014-06-15 | Constant | 0 | [23 empty] | From DOE Prototype Buildings
SchoolSecondary BLDG_SWH_SCH | Service Water Heating |  | Wkdy | 2014-01-01 | 2014-06-15 | Hourly | 0 | 0 | 0 | 0 | 0 | 0 | 0 | 0 | 0.34 | 0.6 | 0.63 | 0.72 | 0.79 | 0.83 | 0.61 | 0.65 | 0.1 | 0.1 | 0.19 | 0.25 | 0 | 0 | 0 | 0 | From DOE Prototype Buildings
SchoolSecondary Booster Water Inlet Temp Schedule | Unknown | W | Default¦WntrDsn¦SmrDsn | 2014-01-01 | 2014-12-31 | Constant | 60 | [23 empty] | From DOE Prototype Buildings
SchoolSecondary Booster Water Setpoint Temp Schedule | Unknown | W | Default¦WntrDsn¦SmrDsn | 2014-01-01 | 2014-12-31 | Constant | 82.22 | [23 empty] | From DOE Prototype Buildings
SchoolSecondary CLGSETP_SCH_NO_OPTIMUM | Thermostat Setpoint | C | Default¦WntrDsn | 2014-01-01 | 2014-12-31 | Constant | 29.44 | [23 empty] | From DOE Prototype Buildings
SchoolSecondary CLGSETP_SCH_NO_OPTIMUM | Thermostat Setpoint | C | SmrDsn | 2014-01-01 | 2014-12-31 | Constant | 24 | [23 empty] | From DOE Prototype Buildings
SchoolSecondary CLGSETP_SCH_NO_OPTIMUM | Thermostat Setpoint | C | Wkdy | 2014-01-01 | 2014-12-31 | Hourly | 29.44 | 29.44 | 29.44 | 29.44 | 29.44 | 29.44 | 24 | 24 | 24 | 24 | 24 | 24 | 24 | 24 | 24 | 24 | 24 | 24 | 24 | 24 | 24 | 29.44 | 29.44 | 29.44 | From DOE Prototype Buildings
SchoolSecondary CLGSETP_SCH_NO_SETBACK | Thermostat Setpoint | C | Default¦SmrDsn | 2014-01-01 | 2014-12-31 | Constant | 24 | [23 empty] | From DOE Prototype Buildings
SchoolSecondary CLGSETP_SCH_NO_SETBACK | Thermostat Setpoint | C | WntrDsn | 2014-01-01 | 2014-12-31 | Constant | 29.44 | [23 empty] | From DOE Prototype Buildings
SchoolSecondary CLGSETP_SCH_PSZ_AC | Thermostat Setpoint | C | Default¦WntrDsn | 2014-01-01 | 2014-12-31 | Constant | 29.44 | [23 empty] | From DOE Prototype Buildings
SchoolSecondary CLGSETP_SCH_PSZ_AC | Thermostat Setpoint | C | SmrDsn | 2014-01-01 | 2014-12-31 | Constant | 24 | [23 empty] | From DOE Prototype Buildings
SchoolSecondary CLGSETP_SCH_PSZ_AC | Thermostat Setpoint | C | Wkdy | 2014-01-01 | 2014-12-31 | Hourly | 29.44 | 29.44 | 29.44 | 29.44 | 29.44 | 29.44 | 24 | 24 | 24 | 24 | 24 | 24 | 24 | 24 | 24 | 24 | 24 | 24 | 24 | 24 | 24 | 29.44 | 29.44 | 29.44 | From DOE Prototype Buildings
SchoolSecondary CLGSETP_SCH_Setback | Thermostat Setpoint | C | Default¦WntrDsn¦Wkdy | 2014-01-01 | 2014-12-31 | Constant | 29.44 | [23 empty] | From DOE Prototype Buildings
SchoolSecondary CLGSETP_SCH_Setback | Thermostat Setpoint | C | SmrDsn | 2014-01-01 | 2014-12-31 | Constant | 24 | [23 empty] | From DOE Prototype Buildings
SchoolSecondary CLGSETP_SCH_YES_OPTIMUM | Thermostat Setpoint | C | Default¦WntrDsn | 2014-01-01 | 2014-12-31 | Constant | 29.44 | [23 empty] | From DOE Prototype Buildings
SchoolSecondary CLGSETP_SCH_YES_OPTIMUM | Thermostat Setpoint | C | SmrDsn | 2014-01-01 | 2014-12-31 | Constant | 24 | [23 empty] | From DOE Prototype Buildings
SchoolSecondary CLGSETP_SCH_YES_OPTIMUM | Thermostat Setpoint | C | Wkdy | 2014-01-01 | 2014-12-31 | Hourly | 29.44 | 29.44 | 29.44 | 29.44 | 29.44 | 29.44 | 27.8 | 25.6 | 24 | 24 | 24 | 24 | 24 | 24 | 24 | 24 | 24 | 24 | 24 | 24 | 24 | 29.44 | 29.44 | 29.44 | From DOE Prototype Buildings
SchoolSecondary CLGSETP_SCH_Yes_Optimum_Original | Thermostat Setpoint | C | Default¦WntrDsn | 2014-01-01 | 2014-12-31 | Constant | 29.44 | [23 empty] | From DOE Prototype Buildings
SchoolSecondary CLGSETP_SCH_Yes_Optimum_Original | Thermostat Setpoint | C | SmrDsn | 2014-01-01 | 2014-12-31 | Constant | 24 | [23 empty] | From DOE Prototype Buildings
SchoolSecondary CLGSETP_SCH_Yes_Optimum_Original | Thermostat Setpoint | C | Wkdy | 2014-01-01 | 2014-12-31 | Hourly | 29.44 | 29.44 | 29.44 | 29.44 | 29.44 | 29.44 | 27.8 | 25.6 | 24 | 24 | 24 | 24 | 24 | 24 | 24 | 24 | 24 | 24 | 24 | 24 | 24 | 29.44 | 29.44 | 29.44 | From DOE Prototype Buildings
SchoolSecondary CLOTHING_SCH | Clothing | W | Default¦SmrDsn | 2014-01-01 | 2014-12-31 | Constant | 0.6 | [23 empty] | From DOE Prototype Buildings
SchoolSecondary CLOTHING_SCH | Clothing | W | WntrDsn | 2014-01-01 | 2014-12-31 | Constant | 1.1 | [23 empty] | From DOE Prototype Buildings
SchoolSecondary CLOTHING_SCH | Clothing | W | Wknd¦Wkdy | 2014-10-01 | 2014-12-31 | Constant | 1.1 | [23 empty] | From DOE Prototype Buildings
SchoolSecondary CLOTHING_SCH | Clothing | W | Wknd¦Wkdy | 2014-01-01 | 2014-04-30 | Constant | 1.1 | [23 empty] | From DOE Prototype Buildings
SchoolSecondary CoolingCoilAvailSched | Unknown | W | Default¦WntrDsn¦SmrDsn | 2014-01-01 | 2014-12-31 | Constant | 1 | [23 empty] | From DOE Prototype Buildings
SchoolSecondary CW-Loop-Temp-Schedule | Unknown | C | Default¦WntrDsn¦SmrDsn | 2014-01-01 | 2014-12-31 | Constant | 6.7 | [23 empty] | From DOE Prototype Buildings
SchoolSecondary Dual Zone Control Type Sched | Unknown |  | Default¦WntrDsn¦SmrDsn | 2014-01-01 | 2014-12-31 | Constant | 4 | [23 empty] | From DOE Prototype Buildings
SchoolSecondary ELEV_LIGHT_FAN_SCH_24_7 | Lighting |  | Default¦WntrDsn¦SmrDsn | 2014-01-01 | 2014-12-31 | Constant | 1 | [23 empty] | From DOE Prototype Buildings
SchoolSecondary ELEV_LIGHT_FAN_SCH_ADD_DF | Lighting |  | Default¦WntrDsn | 2014-01-01 | 2014-12-31 | Constant | 0 | [23 empty] | From DOE Prototype Buildings
SchoolSecondary ELEV_LIGHT_FAN_SCH_ADD_DF | Lighting |  | SmrDsn | 2014-01-01 | 2014-12-31 | Constant | 0.3 | [23 empty] | From DOE Prototype Buildings
SchoolSecondary ELEV_LIGHT_FAN_SCH_ADD_DF | Lighting |  | Wkdy | 2014-01-01 | 2014-12-31 | Hourly | 0 | 0 | 0 | 0 | 0 | 0 | 0 | 0 | 0.3 | 0.3 | 0.3 | 0.3 | 0.3 | 0.3 | 0.3 | 0.15 | 0 | 0 | 0 | 0 | 0 | 0 | 0 | 0 | From DOE Prototype Buildings
SchoolSecondary Exterior_Lgt_189_1 | Unknown |  | Default¦WntrDsn¦SmrDsn | 2014-01-01 | 2014-12-31 | Constant | 0.5 | [23 empty] | From DOE Prototype Buildings
SchoolSecondary Exterior_Lgt_ALWAYS_ON | Unknown |  | Default¦WntrDsn¦SmrDsn | 2014-01-01 | 2014-12-31 | Constant | 1 | [23 empty] | From DOE Prototype Buildings
SchoolSecondary Exterior_lighting_schedule_a | Lighting |  | Default¦WntrDsn¦SmrDsn | 2014-01-01 | 2014-12-31 | Hourly | 0 | 0 | 0 | 0 | 0 | 0 | 1 | 1 | 1 | 1 | 1 | 1 | 1 | 1 | 1 | 1 | 1 | 1 | 1 | 1 | 1 | 1 | 1 | 1 | From DOE Prototype Buildings
SchoolSecondary Exterior_lighting_schedule_b | Lighting |  | Default¦WntrDsn¦SmrDsn | 2014-01-01 | 2014-12-31 | Hourly | 0.7 | 0.7 | 0.7 | 0.7 | 0.7 | 0.7 | 1 | 1 | 1 | 1 | 1 | 1 | 1 | 1 | 1 | 1 | 1 | 1 | 1 | 1 | 1 | 1 | 1 | 1 | From DOE Prototype Buildings
SchoolSecondary FAN_SCH | Unknown | W | Default¦WntrDsn¦SmrDsn | 2014-01-01 | 2014-12-31 | Constant | 1 | [23 empty] | From DOE Prototype Buildings
SchoolSecondary Heating-Supply-Air-Temp-Sch | Unknown | C | Default¦WntrDsn¦SmrDsn | 2014-01-01 | 2014-12-31 | Constant | 16 | [23 empty] | From DOE Prototype Buildings
SchoolSecondary Hours_of_operation | Operation |  | Default | 2014-01-01 | 2014-12-31 | Constant | 0 | [23 empty] | From DOE Prototype Buildings
SchoolSecondary Hours_of_operation | Operation |  | WntrDsn¦SmrDsn¦Wkdy | 2014-01-01 | 2014-12-31 | Hourly | 0 | 0 | 0 | 0 | 0 | 0 | 0 | 1 | 1 | 1 | 1 | 1 | 1 | 1 | 1 | 1 | 1 | 1 | 1 | 1 | 1 | 0 | 0 | 0 | From DOE Prototype Buildings
SchoolSecondary HTGSETP_SCH_NO_OPTIMUM | Thermostat Setpoint | C | Default¦SmrDsn | 2014-01-01 | 2014-12-31 | Constant | 15.6 | [23 empty] | From DOE Prototype Buildings
SchoolSecondary HTGSETP_SCH_NO_OPTIMUM | Thermostat Setpoint | C | WntrDsn | 2014-01-01 | 2014-12-31 | Constant | 21 | [23 empty] | From DOE Prototype Buildings
SchoolSecondary HTGSETP_SCH_NO_OPTIMUM | Thermostat Setpoint | C | Wkdy | 2014-01-01 | 2014-12-31 | Hourly | 15.6 | 15.6 | 15.6 | 15.6 | 15.6 | 15.6 | 21 | 21 | 21 | 21 | 21 | 21 | 21 | 21 | 21 | 21 | 21 | 21 | 21 | 21 | 21 | 15.6 | 15.6 | 15.6 | From DOE Prototype Buildings
SchoolSecondary HTGSETP_SCH_PSZ_AC | Thermostat Setpoint | C | Default¦SmrDsn | 2014-01-01 | 2014-12-31 | Constant | 15.6 | [23 empty] | From DOE Prototype Buildings
SchoolSecondary HTGSETP_SCH_PSZ_AC | Thermostat Setpoint | C | WntrDsn | 2014-01-01 | 2014-12-31 | Constant | 21 | [23 empty] | From DOE Prototype Buildings
SchoolSecondary HTGSETP_SCH_PSZ_AC | Thermostat Setpoint | C | Wkdy | 2014-01-01 | 2014-12-31 | Hourly | 15.6 | 15.6 | 15.6 | 15.6 | 15.6 | 15.6 | 21 | 21 | 21 | 21 | 21 | 21 | 21 | 21 | 21 | 21 | 21 | 21 | 21 | 21 | 21 | 15.6 | 15.6 | 15.6 | From DOE Prototype Buildings
SchoolSecondary HTGSETP_SCH_Setback | Thermostat Setpoint | C | Default¦SmrDsn¦Wkdy | 2014-01-01 | 2014-12-31 | Constant | 15.6 | [23 empty] | From DOE Prototype Buildings
SchoolSecondary HTGSETP_SCH_Setback | Thermostat Setpoint | C | WntrDsn | 2014-01-01 | 2014-12-31 | Constant | 21 | [23 empty] | From DOE Prototype Buildings
SchoolSecondary HTGSETP_SCH_YES_OPTIMUM | Thermostat Setpoint | C | Default¦SmrDsn | 2014-01-01 | 2014-12-31 | Constant | 15.6 | [23 empty] | From DOE Prototype Buildings
SchoolSecondary HTGSETP_SCH_YES_OPTIMUM | Thermostat Setpoint | C | WntrDsn | 2014-01-01 | 2014-12-31 | Constant | 21 | [23 empty] | From DOE Prototype Buildings
SchoolSecondary HTGSETP_SCH_YES_OPTIMUM | Thermostat Setpoint | C | Wkdy | 2014-01-01 | 2014-12-31 | Hourly | 15.6 | 15.6 | 15.6 | 15.6 | 15.6 | 15.6 | 17.8 | 20 | 21 | 21 | 21 | 21 | 21 | 21 | 21 | 21 | 21 | 21 | 21 | 21 | 21 | 15.6 | 15.6 | 15.6 | From DOE Prototype Buildings
SchoolSecondary HTGSETP_SCH_Yes_Optimum_Original | Thermostat Setpoint | C | Default¦SmrDsn | 2014-01-01 | 2014-12-31 | Constant | 15.6 | [23 empty] | From DOE Prototype Buildings
SchoolSecondary HTGSETP_SCH_Yes_Optimum_Original | Thermostat Setpoint | C | WntrDsn | 2014-01-01 | 2014-12-31 | Constant | 21 | [23 empty] | From DOE Prototype Buildings
SchoolSecondary HTGSETP_SCH_Yes_Optimum_Original | Thermostat Setpoint | C | Wkdy | 2014-01-01 | 2014-12-31 | Hourly | 15.6 | 15.6 | 15.6 | 15.6 | 15.6 | 15.6 | 17.8 | 20 | 21 | 21 | 21 | 21 | 21 | 21 | 21 | 21 | 21 | 21 | 21 | 21 | 21 | 15.6 | 15.6 | 15.6 | From DOE Prototype Buildings
SchoolSecondary Humidity Setpoint Schedule | Unknown |  | Default¦WntrDsn¦SmrDsn | 2014-01-01 | 2014-12-31 | Constant | 65 | [23 empty] | From DOE Prototype Buildings
SchoolSecondary HVACOperationSchd | Operation |  | Default | 2014-01-01 | 2014-12-31 | Constant | 0 | [23 empty] | From DOE Prototype Buildings
SchoolSecondary HVACOperationSchd | Operation |  | WntrDsn¦SmrDsn¦Wkdy | 2014-01-01 | 2014-12-31 | Hourly | 0 | 0 | 0 | 0 | 0 | 0 | 0 | 1 | 1 | 1 | 1 | 1 | 1 | 1 | 1 | 1 | 1 | 1 | 1 | 1 | 1 | 0 | 0 | 0 | From DOE Prototype Buildings
SchoolSecondary HW-Loop-Temp-Schedule | Unknown | C | Default¦WntrDsn¦SmrDsn | 2014-01-01 | 2014-12-31 | Constant | 82 | [23 empty] | From DOE Prototype Buildings
SchoolSecondary INFIL_Door_Opening_SCH | Infiltration |  | Default¦WntrDsn¦SmrDsn | 2014-01-01 | 2014-12-31 | Constant | 0 | [23 empty] | From DOE Prototype Buildings
SchoolSecondary INFIL_Door_Opening_SCH | Infiltration |  | Wkdy | 2014-01-01 | 2014-12-31 | Hourly | 0 | 0 | 0 | 0 | 0 | 0 | 0 | 1 | 0.144 | 0.144 | 0.144 | 0.144 | 0.144 | 0.144 | 0.144 | 1 | 1 | 0.144 | 0.144 | 0 | 0 | 0 | 0 | 0 | From DOE Prototype Buildings
SchoolSecondary INFIL_SCH | Infiltration |  | Default¦WntrDsn¦SmrDsn | 2014-01-01 | 2014-12-31 | Hourly | 1 | 1 | 1 | 1 | 1 | 1 | 1 | 0.25 | 0.25 | 0.25 | 0.25 | 0.25 | 0.25 | 0.25 | 0.25 | 0.25 | 0.25 | 0.25 | 0.25 | 0.25 | 0.25 | 1 | 1 | 1 | From DOE Prototype Buildings
SchoolSecondary INFIL_SCH_PNNL | Infiltration |  | Default¦WntrDsn | 2014-01-01 | 2014-12-31 | Constant | 1 | [23 empty] | From DOE Prototype Buildings
SchoolSecondary INFIL_SCH_PNNL | Infiltration |  | SmrDsn¦Wkdy | 2014-01-01 | 2014-12-31 | Hourly | 1 | 1 | 1 | 1 | 1 | 1 | 1 | 0.25 | 0.25 | 0.25 | 0.25 | 0.25 | 0.25 | 0.25 | 0.25 | 0.25 | 0.25 | 0.25 | 0.25 | 0.25 | 0.25 | 1 | 1 | 1 | From DOE Prototype Buildings
SchoolSecondary Kitchen Exhaust Fan Balanced Exhaust Fraction Schedule | Equipment |  | Default | 2014-01-01 | 2014-12-31 | Constant | 0 | [23 empty] | From DOE Prototype Buildings
SchoolSecondary Kitchen Exhaust Fan Balanced Exhaust Fraction Schedule | Equipment |  | WntrDsn¦SmrDsn | 2014-01-01 | 2014-12-31 | Hourly | 0 | 0 | 0 | 0 | 0 | 0 | 0 | 0 | 0.7463 | 0.7463 | 0.7463 | 0.7463 | 0.7463 | 0.7463 | 0.7463 | 0.7463 | 0.7463 | 0.7463 | 0.7463 | 0.7463 | 0.7463 | 0 | 0 | 0 | From DOE Prototype Buildings
SchoolSecondary Kitchen Exhaust Fan Balanced Exhaust Fraction Schedule | Equipment |  | Wkdy | 2014-09-01 | 2014-12-31 | Hourly | 0 | 0 | 0 | 0 | 0 | 0 | 0 | 0 | 0.7463 | 0.7463 | 0.7463 | 0.7463 | 0.7463 | 0.7463 | 0.7463 | 0.7463 | 0.7463 | 0.7463 | 0.7463 | 0.7463 | 0.7463 | 0 | 0 | 0 | From DOE Prototype Buildings
SchoolSecondary Kitchen Exhaust Fan Balanced Exhaust Fraction Schedule | Equipment |  | Wknd | 2014-07-01 | 2014-09-01 | Constant | 0 | [23 empty] | From DOE Prototype Buildings
SchoolSecondary Kitchen Exhaust Fan Balanced Exhaust Fraction Schedule | Equipment |  | Wkdy | 2014-07-01 | 2014-09-01 | Hourly | 0 | 0 | 0 | 0 | 0 | 0 | 0 | 0 | 0.7463 | 0.7463 | 0.7463 | 0.7463 | 0.7463 | 0.7463 | 0.7463 | 0.7463 | 0.7463 | 0.7463 | 0.7463 | 0.7463 | 0.7463 | 0 | 0 | 0 | From DOE Prototype Buildings
SchoolSecondary Kitchen Exhaust Fan Balanced Exhaust Fraction Schedule | Equipment |  | Wknd | 2014-01-01 | 2014-06-30 | Constant | 0 | [23 empty] | From DOE Prototype Buildings
SchoolSecondary Kitchen Exhaust Fan Balanced Exhaust Fraction Schedule | Equipment |  | Wkdy | 2014-01-01 | 2014-06-30 | Hourly | 0 | 0 | 0 | 0 | 0 | 0 | 0 | 0 | 0.7463 | 0.7463 | 0.7463 | 0.7463 | 0.7463 | 0.7463 | 0.7463 | 0.7463 | 0.7463 | 0 | 0 | 0 | 0 | 0 | 0 | 0 | From DOE Prototype Buildings
SchoolSecondary KITCHEN_ELEC_EQUIP_SCH | Equipment |  | Default¦WntrDsn | 2014-01-01 | 2014-12-31 | Constant | 0.1 | [23 empty] | From DOE Prototype Buildings
SchoolSecondary KITCHEN_ELEC_EQUIP_SCH | Equipment |  | SmrDsn | 2014-01-01 | 2014-12-31 | Hourly | 0.1 | 0.1 | 0.1 | 0.1 | 0.1 | 0.1 | 0.1 | 0.1 | 0.15 | 0.15 | 0.25 | 0.25 | 0.25 | 0.15 | 0.15 | 0.1 | 0.1 | 0.1 | 0.1 | 0.1 | 0.1 | 0.1 | 0.1 | 0.1 | From DOE Prototype Buildings
SchoolSecondary KITCHEN_ELEC_EQUIP_SCH | Equipment |  | Wkdy | 2014-09-01 | 2014-12-31 | Hourly | 0.1 | 0.1 | 0.1 | 0.1 | 0.1 | 0.1 | 0.1 | 0.1 | 0.15 | 0.15 | 0.25 | 0.25 | 0.25 | 0.15 | 0.15 | 0.1 | 0.1 | 0.1 | 0.1 | 0.1 | 0.1 | 0.1 | 0.1 | 0.1 | From DOE Prototype Buildings
SchoolSecondary KITCHEN_ELEC_EQUIP_SCH | Equipment |  | Wknd | 2014-07-01 | 2014-09-01 | Constant | 0.1 | [23 empty] | From DOE Prototype Buildings
SchoolSecondary KITCHEN_ELEC_EQUIP_SCH | Equipment |  | Wkdy | 2014-07-01 | 2014-09-01 | Hourly | 0.1 | 0.1 | 0.1 | 0.1 | 0.1 | 0.1 | 0.1 | 0.1 | 0.15 | 0.15 | 0.25 | 0.25 | 0.25 | 0.15 | 0.15 | 0.1 | 0.1 | 0.1 | 0.1 | 0.1 | 0.1 | 0.1 | 0.1 | 0.1 | From DOE Prototype Buildings
SchoolSecondary KITCHEN_ELEC_EQUIP_SCH | Equipment |  | Wknd | 2014-01-01 | 2014-06-30 | Constant | 0.1 | [23 empty] | From DOE Prototype Buildings
SchoolSecondary KITCHEN_ELEC_EQUIP_SCH | Equipment |  | Wkdy | 2014-01-01 | 2014-06-30 | Hourly | 0.1 | 0.1 | 0.1 | 0.1 | 0.1 | 0.1 | 0.1 | 0.1 | 0.15 | 0.15 | 0.25 | 0.25 | 0.25 | 0.15 | 0.15 | 0.1 | 0.1 | 0.1 | 0.1 | 0.1 | 0.1 | 0.1 | 0.1 | 0.1 | From DOE Prototype Buildings
SchoolSecondary Kitchen_Exhaust_SCH | Equipment |  | Default | 2014-01-01 | 2014-12-31 | Constant | 0 | [23 empty] | From DOE Prototype Buildings
SchoolSecondary Kitchen_Exhaust_SCH | Equipment |  | WntrDsn¦SmrDsn | 2014-01-01 | 2014-12-31 | Hourly | 0 | 0 | 0 | 0 | 0 | 0 | 0 | 0 | 1 | 1 | 1 | 1 | 1 | 1 | 1 | 1 | 1 | 1 | 1 | 1 | 1 | 0 | 0 | 0 | From DOE Prototype Buildings
SchoolSecondary Kitchen_Exhaust_SCH | Equipment |  | Wkdy | 2014-09-01 | 2014-12-31 | Hourly | 0 | 0 | 0 | 0 | 0 | 0 | 0 | 0 | 1 | 1 | 1 | 1 | 1 | 1 | 1 | 1 | 1 | 1 | 1 | 1 | 1 | 0 | 0 | 0 | From DOE Prototype Buildings
SchoolSecondary Kitchen_Exhaust_SCH | Equipment |  | Wknd | 2014-07-01 | 2014-09-01 | Constant | 0 | [23 empty] | From DOE Prototype Buildings
SchoolSecondary Kitchen_Exhaust_SCH | Equipment |  | Wkdy | 2014-07-01 | 2014-09-01 | Hourly | 0 | 0 | 0 | 0 | 0 | 0 | 0 | 0 | 1 | 1 | 1 | 1 | 1 | 1 | 1 | 1 | 1 | 1 | 1 | 1 | 1 | 0 | 0 | 0 | From DOE Prototype Buildings
SchoolSecondary Kitchen_Exhaust_SCH | Equipment |  | Wknd | 2014-01-01 | 2014-06-30 | Constant | 0 | [23 empty] | From DOE Prototype Buildings
SchoolSecondary Kitchen_Exhaust_SCH | Equipment |  | Wkdy | 2014-01-01 | 2014-06-30 | Hourly | 0 | 0 | 0 | 0 | 0 | 0 | 0 | 0 | 1 | 1 | 1 | 1 | 1 | 1 | 1 | 1 | 1 | 0 | 0 | 0 | 0 | 0 | 0 | 0 | From DOE Prototype Buildings
SchoolSecondary Kitchen_Exhaust_SCH_DCV | Equipment |  | Default¦WntrDsn¦SmrDsn | 2014-01-01 | 2014-12-31 | Constant | 1 | [23 empty] | From DOE Prototype Buildings
SchoolSecondary KITCHEN_GAS_EQUIP_SCH | Equipment |  | Default¦WntrDsn | 2014-01-01 | 2014-12-31 | Constant | 0.02 | [23 empty] | From DOE Prototype Buildings
SchoolSecondary KITCHEN_GAS_EQUIP_SCH | Equipment |  | DummrySmrDsn | 2014-01-01 | 2014-12-31 | Hourly | 0.02 | 0.02 | 0.02 | 0.02 | 0.02 | 0.02 | 0.02 | 0.02 | 0.15 | 0.15 | 0.2 | 0.2 | 0.2 | 0.1 | 0.1 | 0.02 | 0.02 | 0.02 | 0.02 | 0.02 | 0.02 | 0.02 | 0.02 | 0.02 | From DOE Prototype Buildings
SchoolSecondary KITCHEN_GAS_EQUIP_SCH | Equipment |  | Wkdy¦SmrDsn | 2014-09-01 | 2014-12-31 | Hourly | 0.02 | 0.02 | 0.02 | 0.02 | 0.02 | 0.02 | 0.02 | 0.02 | 0.15 | 0.15 | 0.2 | 0.2 | 0.2 | 0.1 | 0.1 | 0.02 | 0.02 | 0.02 | 0.02 | 0.02 | 0.02 | 0.02 | 0.02 | 0.02 | From DOE Prototype Buildings
SchoolSecondary KITCHEN_GAS_EQUIP_SCH | Equipment |  | Wknd | 2014-07-01 | 2014-09-01 | Constant | 0.02 | [23 empty] | From DOE Prototype Buildings
SchoolSecondary KITCHEN_GAS_EQUIP_SCH | Equipment |  | Wkdy¦SmrDsn | 2014-07-01 | 2014-09-01 | Hourly | 0.02 | 0.02 | 0.02 | 0.02 | 0.02 | 0.02 | 0.02 | 0.02 | 0.15 | 0.15 | 0.2 | 0.2 | 0.2 | 0.1 | 0.1 | 0.02 | 0.02 | 0.02 | 0.02 | 0.02 | 0.02 | 0.02 | 0.02 | 0.02 | From DOE Prototype Buildings
SchoolSecondary KITCHEN_GAS_EQUIP_SCH | Equipment |  | Wknd | 2014-01-01 | 2014-06-30 | Constant | 0.02 | [23 empty] | From DOE Prototype Buildings
SchoolSecondary KITCHEN_GAS_EQUIP_SCH | Equipment |  | Wkdy¦SmrDsn | 2014-01-01 | 2014-06-30 | Hourly | 0.02 | 0.02 | 0.02 | 0.02 | 0.02 | 0.02 | 0.02 | 0.02 | 0.15 | 0.15 | 0.2 | 0.2 | 0.2 | 0.1 | 0.1 | 0.02 | 0.02 | 0.02 | 0.02 | 0.02 | 0.02 | 0.02 | 0.02 | 0.02 | From DOE Prototype Buildings
SchoolSecondary Kitchen_ZN_1_FLR_1 SHW_default Hot Supply Temp Sched | Equipment | C | Default¦WntrDsn¦SmrDsn | 2014-01-01 | 2014-12-31 | Constant | 55 | [23 empty] | From DOE Prototype Buildings
SchoolSecondary Kitchen_ZN_1_FLR_1 SHW_default Latent fract sched | Equipment |  | Default¦WntrDsn¦SmrDsn | 2014-01-01 | 2014-12-31 | Constant | 0.05 | [23 empty] | From DOE Prototype Buildings
SchoolSecondary Kitchen_ZN_1_FLR_1 SHW_default Sensible fract sched | Equipment |  | Default¦WntrDsn¦SmrDsn | 2014-01-01 | 2014-12-31 | Constant | 0.2 | [23 empty] | From DOE Prototype Buildings
SchoolSecondary Kitchen_ZN_1_FLR_1 SHW_default Temp Sched | Equipment | C | Default¦WntrDsn¦SmrDsn | 2014-01-01 | 2014-12-31 | Constant | 60 | [23 empty] | From DOE Prototype Buildings
SchoolSecondary Kitchen_ZN_1_FLR_1_Case:1_WALKINFREEZER_WalkInStockingSched | Equipment | W | Default | 2014-01-01 | 2014-12-31 | Hourly | 0 | 0 | 0 | 0 | 725 | 417 | 290 | 0 | 0 | 0 | 0 | 0 | 0 | 0 | 0 | 0 | 0 | 0 | 0 | 0 | 0 | 0 | 0 | 0 | From DOE Prototype Buildings
SchoolSecondary Kitchen_ZN_1_FLR_1_Case:1_WALKINFREEZER_WalkInStockingSched | Equipment | W | WntrDsn¦SmrDsn¦Wknd¦Mon¦Wed¦Thu | 2014-01-01 | 2014-12-31 | Hourly | 0 | 0 | 0 | 0 | 125 | 117 | 90 | 0 | 0 | 0 | 0 | 0 | 0 | 0 | 0 | 0 | 0 | 0 | 0 | 125 | 117 | 90 | 0 | 0 | From DOE Prototype Buildings
SchoolSecondary Kitchen_ZN_1_FLR_1_Case:2_SELFCONTAINEDDISPLAYCASE_CaseStockingSched | Equipment | W | Default¦WntrDsn¦SmrDsn | 2014-01-01 | 2014-12-31 | Constant | 0 | [23 empty] | From DOE Prototype Buildings
SchoolSecondary MinOA_MotorizedDamper_Sched | OA Air |  | Default | 2014-01-01 | 2014-12-31 | Constant | 0 | [23 empty] | From DOE Prototype Buildings
SchoolSecondary MinOA_MotorizedDamper_Sched | OA Air |  | WntrDsn¦SmrDsn¦Wkdy | 2014-01-01 | 2014-12-31 | Hourly | 0 | 0 | 0 | 0 | 0 | 0 | 0 | 0 | 1 | 1 | 1 | 1 | 1 | 1 | 1 | 1 | 1 | 1 | 1 | 1 | 1 | 0 | 0 | 0 | From DOE Prototype Buildings
SchoolSecondary MinOA_Sched | OA Air |  | Default¦WntrDsn¦SmrDsn¦Wkdy | 2014-01-01 | 2014-12-31 | Constant | 1 | [23 empty] | From DOE Prototype Buildings
SchoolSecondary PlantOnSched | Unknown | W | Default¦WntrDsn¦SmrDsn | 2014-01-01 | 2014-12-31 | Constant | 1 | [23 empty] | From DOE Prototype Buildings
SchoolSecondary ReheatCoilAvailSched | Unknown | W | Default¦WntrDsn¦SmrDsn | 2014-01-01 | 2014-12-31 | Constant | 1 | [23 empty] | From DOE Prototype Buildings
SchoolSecondary Seasonal-Reset-Supply-Air-Temp-Sch | Unknown | C | Default¦WntrDsn¦SmrDsn | 2014-01-01 | 2014-12-31 | Constant | 13 | [23 empty] | From DOE Prototype Buildings
SchoolSecondary Seasonal-Reset-Supply-Air-Temp-Sch | Unknown | C | Wknd¦Wkdy | 2014-10-01 | 2014-12-31 | Constant | 13 | [23 empty] | From DOE Prototype Buildings
SchoolSecondary Seasonal-Reset-Supply-Air-Temp-Sch | Unknown | C | Wknd¦Wkdy | 2014-01-01 | 2014-03-31 | Constant | 13 | [23 empty] | From DOE Prototype Buildings
SchoolSecondary SHADING_SCH | Unknown | W | Default¦WntrDsn¦SmrDsn | 2014-01-01 | 2014-12-31 | Constant | 0 | [23 empty] | From DOE Prototype Buildings
SchoolSecondary SHWSys1 Water Heater Ambient Temperature Schedule Name | Service Water Heating | C | Default¦WntrDsn¦SmrDsn | 2014-01-01 | 2014-12-31 | Constant | 22 | [23 empty] | From DOE Prototype Buildings
SchoolSecondary SHWSys1 Water Heater Setpoint Temperature Schedule Name | Service Water Heating | C | Default¦WntrDsn¦SmrDsn | 2014-01-01 | 2014-12-31 | Constant | 60 | [23 empty] | From DOE Prototype Buildings
SchoolSecondary SHWSys1-Loop-Temp-Schedule | Service Water Heating | C | Default¦WntrDsn¦SmrDsn | 2014-01-01 | 2014-12-31 | Constant | 60 | [23 empty] | From DOE Prototype Buildings
SchoolSecondary VAV-Supply-Air-Temp-Sch | Unknown | C | Default¦WntrDsn¦SmrDsn | 2014-01-01 | 2014-12-31 | Constant | 12.8 | [23 empty] | From DOE Prototype Buildings
SchoolSecondary walkin_occ_lght_SCH | Occupancy |  | Default | 2014-01-01 | 2014-12-31 | Constant | 0.1773 | [23 empty] | From DOE Prototype Buildings
SchoolSecondary walkin_occ_lght_SCH | Occupancy |  | WntrDsn | 2014-01-01 | 2014-12-31 | Constant | 0 | [23 empty] | From DOE Prototype Buildings
SchoolSecondary walkin_occ_lght_SCH | Occupancy |  | SmrDsn | 2014-01-01 | 2014-12-31 | Constant | 1 | [23 empty] | From DOE Prototype Buildings
SchoolSecondary walkin_occ_lght_SCH | Occupancy |  | Wkdy | 2014-09-01 | 2014-12-31 | Hourly | 0.1773 | 0.1773 | 0.1773 | 0.1773 | 0.1773 | 0.1773 | 0.1773 | 0.468 | 0.468 | 0.468 | 0.468 | 0.468 | 0.468 | 0.468 | 0.468 | 0.468 | 0.468 | 0.468 | 0.468 | 0.468 | 0.468 | 0.1773 | 0.1773 | 0.1773 | From DOE Prototype Buildings
SchoolSecondary walkin_occ_lght_SCH | Occupancy |  | Wknd | 2014-07-01 | 2014-09-01 | Constant | 0.1773 | [23 empty] | From DOE Prototype Buildings
SchoolSecondary walkin_occ_lght_SCH | Occupancy |  | Wkdy | 2014-07-01 | 2014-09-01 | Hourly | 0.1773 | 0.1773 | 0.1773 | 0.1773 | 0.1773 | 0.1773 | 0.1773 | 0.1773 | 0.26 | 0.26 | 0.26 | 0.26 | 0.26 | 0.26 | 0.26 | 0.26 | 0.26 | 0.26 | 0.26 | 0.26 | 0.1773 | 0.1773 | 0.1773 | 0.1773 | From DOE Prototype Buildings
SchoolSecondary walkin_occ_lght_SCH | Occupancy |  | Wknd | 2014-01-01 | 2014-06-30 | Constant | 0.1773 | [23 empty] | From DOE Prototype Buildings
SchoolSecondary walkin_occ_lght_SCH | Occupancy |  | Wkdy | 2014-01-01 | 2014-06-30 | Hourly | 0.1773 | 0.1773 | 0.1773 | 0.1773 | 0.1773 | 0.1773 | 0.1773 | 0.468 | 0.468 | 0.468 | 0.468 | 0.468 | 0.468 | 0.468 | 0.468 | 0.468 | 0.468 | 0.468 | 0.468 | 0.468 | 0.468 | 0.1773 | 0.1773 | 0.1773 | From DOE Prototype Buildings
SchoolSecondary WORK_EFF_SCH | Unknown |  | Default¦WntrDsn¦SmrDsn | 2014-01-01 | 2014-12-31 | Constant | 0 | [23 empty] | From DOE Prototype Buildings
SchoolUniversity BLDG_ELEVATORS | Elevator |  | WntrDsn | 2018-01-01 | 2018-12-31 | Constant | 0
SchoolUniversity BLDG_ELEVATORS | Elevator |  | SmrDsn | 2018-01-01 | 2018-12-31 | Constant | 0.3
SchoolUniversity BLDG_ELEVATORS | Elevator |  | Wkdy¦Default | 2018-01-01 | 2018-12-31 | Hourly | 0 | 0 | 0 | 0 | 0 | 0 | 0.15 | 0.3 | 0.3 | 0.3 | 0.3 | 0.3 | 0.3 | 0.3 | 0.3 | 0.3 | 0.3 | 0.3 | 0.3 | 0.3 | 0.15 | 0.15 | 0.15 | 0.15
SchoolUniversity BLDG_ELEVATORS | Elevator |  | Wknd | 2018-01-01 | 2018-12-31 | Hourly | 0 | 0 | 0 | 0 | 0 | 0 | 0 | 0 | 0 | 0.15 | 0.15 | 0.3 | 0.3 | 0.3 | 0.3 | 0.3 | 0.3 | 0.3 | 0.3 | 0.3 | 0.15 | 0.15 | 0.15 | 0.15
SchoolUniversity ELEV_LIGHT_FAN_SCH_24_7 | Lighting |  | Default¦WntrDsn¦SmrDsn | 2018-01-01 | 2018-12-31 | Constant | 1
SchoolUniversity ELEV_LIGHT_FAN_SCH_ADD_DF | Lighting |  | Default¦WntrDsn | 2018-01-01 | 2018-12-31 | Constant | 0
SchoolUniversity ELEV_LIGHT_FAN_SCH_ADD_DF | Lighting |  | SmrDsn | 2018-01-01 | 2018-12-31 | Constant | 0.3
SchoolUniversity ELEV_LIGHT_FAN_SCH_ADD_DF | Lighting |  | Wkdy | 2018-01-01 | 2018-12-31 | Hourly | 0 | 0 | 0 | 0 | 0 | 0 | 0.15 | 0.3 | 0.3 | 0.3 | 0.3 | 0.3 | 0.3 | 0.3 | 0.3 | 0.3 | 0.3 | 0.3 | 0.3 | 0.3 | 0.15 | 0.15 | 0.15 | 0.15
SchoolUniversity ELEV_LIGHT_FAN_SCH_ADD_DF | Lighting |  | Wknd | 2018-01-01 | 2018-12-31 | Hourly | 0 | 0 | 0 | 0 | 0 | 0 | 0 | 0 | 0 | 0.15 | 0.15 | 0.3 | 0.3 | 0.3 | 0.3 | 0.3 | 0.3 | 0.3 | 0.3 | 0.3 | 0.15 | 0.15 | 0.15 | 0.15
SecondarySchool Activity | Activity | W | Default¦WntrDsn¦SmrDsn | 2014-01-01 | 2014-12-31 | Constant | 120 | [23 empty] | From DOE Reference Buildings
SecondarySchool Auditorium Occ | Occupancy |  | Default | 2014-01-01 | 2014-12-31 | Hourly | 0 | 0 | 0 | 0 | 0 | 0 | 0 | 0 | 0.25 | 0.25 | 0.25 | 0.25 | 0.25 | 0.25 | 0.25 | 0.95 | 0.95 | 0.1 | 0.1 | 0.1 | 0 | 0 | 0 | 0 | From DOE Reference Buildings
SecondarySchool Auditorium Occ | Occupancy |  | WntrDsn | 2014-01-01 | 2014-12-31 | Constant | 0 | [23 empty] | From DOE Reference Buildings
SecondarySchool Auditorium Occ | Occupancy |  | Wknd | 2014-09-01 | 2014-12-31 | Constant | 0 | [23 empty] | From DOE Reference Buildings
SecondarySchool Auditorium Occ | Occupancy |  | Wkdy | 2014-09-01 | 2014-12-31 | Hourly | 0 | 0 | 0 | 0 | 0 | 0 | 0 | 0 | 0.25 | 0.25 | 0.25 | 0.25 | 0.25 | 0.25 | 0.25 | 0.95 | 0.95 | 0.1 | 0.1 | 0.1 | 0 | 0 | 0 | 0 | From DOE Reference Buildings
SecondarySchool Auditorium Occ | Occupancy |  | Wknd | 2014-07-01 | 2014-09-01 | Constant | 0 | [23 empty] | From DOE Reference Buildings
SecondarySchool Auditorium Occ | Occupancy |  | Wkdy¦SmrDsn | 2014-07-01 | 2014-09-01 | Hourly | 0 | 0 | 0 | 0 | 0 | 0 | 0 | 0 | 0.15 | 0.15 | 0.15 | 0.15 | 0.15 | 0.15 | 0.15 | 0.15 | 0.15 | 0.35 | 0.35 | 0 | 0 | 0 | 0 | 0 | From DOE Reference Buildings
SecondarySchool Auditorium Occ | Occupancy |  | Wknd | 2014-01-01 | 2014-06-30 | Constant | 0 | [23 empty] | From DOE Reference Buildings
SecondarySchool BLDG ELEVATORS | Elevator |  | Default¦SmrDsn | 2014-01-01 | 2014-12-31 | Hourly | 0 | 0 | 0 | 0 | 0 | 0 | 0 | 0 | 0.3 | 0.3 | 0.3 | 0.3 | 0.3 | 0.3 | 0.3 | 0.15 | 0 | 0 | 0 | 0 | 0 | 0 | 0 | 0 | From DOE Reference Buildings
SecondarySchool BLDG ELEVATORS | Elevator |  | WntrDsn¦Wknd | 2014-01-01 | 2014-12-31 | Constant | 0 | [23 empty] | From DOE Reference Buildings
SecondarySchool Bldg Equip | Equipment |  | Default | 2014-01-01 | 2014-12-31 | Hourly | 0.35 | 0.35 | 0.35 | 0.35 | 0.35 | 0.35 | 0.35 | 0.35 | 0.95 | 0.95 | 0.95 | 0.95 | 0.95 | 0.95 | 0.95 | 0.95 | 0.95 | 0.35 | 0.35 | 0.35 | 0.35 | 0.35 | 0.35 | 0.35 | From DOE Reference Buildings
SecondarySchool Bldg Equip | Equipment |  | WntrDsn | 2014-01-01 | 2014-12-31 | Constant | 0.35 | [23 empty] | From DOE Reference Buildings
SecondarySchool Bldg Equip | Equipment |  | Wknd | 2014-09-01 | 2014-12-31 | Constant | 0.35 | [23 empty] | From DOE Reference Buildings
SecondarySchool Bldg Equip | Equipment |  | Wkdy | 2014-09-01 | 2014-12-31 | Hourly | 0.35 | 0.35 | 0.35 | 0.35 | 0.35 | 0.35 | 0.35 | 0.35 | 0.95 | 0.95 | 0.95 | 0.95 | 0.95 | 0.95 | 0.95 | 0.95 | 0.95 | 0.35 | 0.35 | 0.35 | 0.35 | 0.35 | 0.35 | 0.35 | From DOE Reference Buildings
SecondarySchool Bldg Equip | Equipment |  | Wknd | 2014-07-01 | 2014-09-01 | Constant | 0.25 | [23 empty] | From DOE Reference Buildings
SecondarySchool Bldg Equip | Equipment |  | Wkdy¦SmrDsn | 2014-07-01 | 2014-09-01 | Hourly | 0.25 | 0.25 | 0.25 | 0.25 | 0.25 | 0.25 | 0.25 | 0.25 | 0.5 | 0.5 | 0.5 | 0.5 | 0.5 | 0.5 | 0.5 | 0.5 | 0.5 | 0.25 | 0.25 | 0.25 | 0.25 | 0.25 | 0.25 | 0.25 | From DOE Reference Buildings
SecondarySchool Bldg Equip | Equipment |  | Wknd | 2014-01-01 | 2014-06-30 | Constant | 0.35 | [23 empty] | From DOE Reference Buildings
SecondarySchool Bldg Light | Lighting |  | Default | 2014-01-01 | 2014-12-31 | Hourly | 0.1773 | 0.1773 | 0.1773 | 0.1773 | 0.1773 | 0.1773 | 0.1773 | 0.9 | 0.9 | 0.9 | 0.9 | 0.9 | 0.9 | 0.9 | 0.9 | 0.9 | 0.9 | 0.9 | 0.9 | 0.9 | 0.9 | 0.1773 | 0.1773 | 0.1773 | From DOE Reference Buildings
SecondarySchool Bldg Light | Lighting |  | WntrDsn | 2014-01-01 | 2014-12-31 | Constant | 0.1773 | [23 empty] | From DOE Reference Buildings
SecondarySchool Bldg Light | Lighting |  | Wknd | 2014-09-01 | 2014-12-31 | Constant | 0.1773 | [23 empty] | From DOE Reference Buildings
SecondarySchool Bldg Light | Lighting |  | Wkdy | 2014-09-01 | 2014-12-31 | Hourly | 0.1773 | 0.1773 | 0.1773 | 0.1773 | 0.1773 | 0.1773 | 0.1773 | 0.9 | 0.9 | 0.9 | 0.9 | 0.9 | 0.9 | 0.9 | 0.9 | 0.9 | 0.9 | 0.9 | 0.9 | 0.9 | 0.9 | 0.1773 | 0.1773 | 0.1773 | From DOE Reference Buildings
SecondarySchool Bldg Light | Lighting |  | Wknd | 2014-07-01 | 2014-09-01 | Constant | 0.1773 | [23 empty] | From DOE Reference Buildings
SecondarySchool Bldg Light | Lighting |  | Wkdy¦SmrDsn | 2014-07-01 | 2014-09-01 | Hourly | 0.1773 | 0.1773 | 0.1773 | 0.1773 | 0.1773 | 0.1773 | 0.1773 | 0.1773 | 0.5 | 0.5 | 0.5 | 0.5 | 0.5 | 0.5 | 0.5 | 0.5 | 0.5 | 0.5 | 0.5 | 0.5 | 0.1773 | 0.1773 | 0.1773 | 0.1773 | From DOE Reference Buildings
SecondarySchool Bldg Light | Lighting |  | Wknd | 2014-01-01 | 2014-06-30 | Constant | 0.1773 | [23 empty] | From DOE Reference Buildings
SecondarySchool Bldg Occ | Occupancy |  | Default | 2014-01-01 | 2014-12-31 | Hourly | 0 | 0 | 0 | 0 | 0 | 0 | 0 | 0 | 0.7 | 0.7 | 0.7 | 0.7 | 0.7 | 0.7 | 0.7 | 0.7 | 0.15 | 0.15 | 0.15 | 0.15 | 0.15 | 0 | 0 | 0 | From DOE Reference Buildings
SecondarySchool Bldg Occ | Occupancy |  | WntrDsn | 2014-01-01 | 2014-12-31 | Constant | 0 | [23 empty] | From DOE Reference Buildings
SecondarySchool Bldg Occ | Occupancy |  | Wknd | 2014-09-01 | 2014-12-31 | Constant | 0 | [23 empty] | From DOE Reference Buildings
SecondarySchool Bldg Occ | Occupancy |  | Wkdy | 2014-09-01 | 2014-12-31 | Hourly | 0 | 0 | 0 | 0 | 0 | 0 | 0 | 0 | 0.7 | 0.7 | 0.7 | 0.7 | 0.7 | 0.7 | 0.7 | 0.7 | 0.15 | 0.15 | 0.15 | 0.15 | 0.15 | 0 | 0 | 0 | From DOE Reference Buildings
SecondarySchool Bldg Occ | Occupancy |  | Wknd | 2014-07-01 | 2014-09-01 | Constant | 0 | [23 empty] | From DOE Reference Buildings
SecondarySchool Bldg Occ | Occupancy |  | Wkdy¦SmrDsn | 2014-07-01 | 2014-09-01 | Hourly | 0 | 0 | 0 | 0 | 0 | 0 | 0 | 0 | 0.15 | 0.15 | 0.15 | 0.15 | 0.15 | 0.15 | 0.15 | 0.15 | 0.15 | 0.15 | 0.15 | 0.15 | 0.15 | 0 | 0 | 0 | From DOE Reference Buildings
SecondarySchool Bldg Occ | Occupancy |  | Wknd | 2014-01-01 | 2014-06-30 | Constant | 0 | [23 empty] | From DOE Reference Buildings
SecondarySchool Cafeteria Bldg Occ | Occupancy |  | Default | 2014-01-01 | 2014-12-31 | Hourly | 0 | 0 | 0 | 0 | 0 | 0 | 0 | 0.15 | 0.15 | 0.05 | 0.05 | 0.95 | 0.95 | 0.15 | 0.15 | 0 | 0 | 0 | 0 | 0 | 0 | 0 | 0 | 0 | From DOE Reference Buildings
SecondarySchool Cafeteria Bldg Occ | Occupancy |  | WntrDsn | 2014-01-01 | 2014-12-31 | Constant | 0 | [23 empty] | From DOE Reference Buildings
SecondarySchool Cafeteria Bldg Occ | Occupancy |  | Wknd | 2014-09-01 | 2014-12-31 | Constant | 0 | [23 empty] | From DOE Reference Buildings
SecondarySchool Cafeteria Bldg Occ | Occupancy |  | Wkdy | 2014-09-01 | 2014-12-31 | Hourly | 0 | 0 | 0 | 0 | 0 | 0 | 0 | 0.15 | 0.15 | 0.05 | 0.05 | 0.95 | 0.95 | 0.15 | 0.15 | 0 | 0 | 0 | 0 | 0 | 0 | 0 | 0 | 0 | From DOE Reference Buildings
SecondarySchool Cafeteria Bldg Occ | Occupancy |  | Wknd | 2014-07-01 | 2014-09-01 | Constant | 0 | [23 empty] | From DOE Reference Buildings
SecondarySchool Cafeteria Bldg Occ | Occupancy |  | Wkdy¦SmrDsn | 2014-07-01 | 2014-09-01 | Hourly | 0 | 0 | 0 | 0 | 0 | 0 | 0 | 0 | 0 | 0.25 | 0.25 | 0.25 | 0.25 | 0.25 | 0.25 | 0 | 0 | 0 | 0 | 0 | 0 | 0 | 0 | 0 | From DOE Reference Buildings
SecondarySchool Cafeteria Bldg Occ | Occupancy |  | Wknd | 2014-01-01 | 2014-06-30 | Constant | 0 | [23 empty] | From DOE Reference Buildings
SecondarySchool ClgSetp | Thermostat Setpoint | C | Default | 2014-01-01 | 2014-12-31 | Hourly | 27 | 27 | 27 | 27 | 27 | 27 | 24 | 24 | 24 | 24 | 24 | 24 | 24 | 24 | 24 | 24 | 24 | 24 | 24 | 24 | 24 | 27 | 27 | 27 | From DOE Reference Buildings
SecondarySchool ClgSetp | Thermostat Setpoint | C | WntrDsn | 2014-01-01 | 2014-12-31 | Constant | 27 | [23 empty] | From DOE Reference Buildings
SecondarySchool ClgSetp | Thermostat Setpoint | C | SmrDsn | 2014-01-01 | 2014-12-31 | Constant | 24 | [23 empty] | From DOE Reference Buildings
SecondarySchool ClgSetp | Thermostat Setpoint | C | Wknd¦Wkdy | 2014-09-01 | 2014-12-31 | Hourly | 27 | 27 | 27 | 27 | 27 | 27 | 24 | 24 | 24 | 24 | 24 | 24 | 24 | 24 | 24 | 24 | 24 | 24 | 24 | 24 | 24 | 27 | 27 | 27 | From DOE Reference Buildings
SecondarySchool ClgSetp | Thermostat Setpoint | C | Wknd¦Wkdy | 2014-07-01 | 2014-09-01 | Hourly | 27 | 27 | 27 | 27 | 27 | 27 | 27 | 24 | 24 | 24 | 24 | 24 | 24 | 24 | 24 | 24 | 24 | 24 | 27 | 27 | 27 | 27 | 27 | 27 | From DOE Reference Buildings
SecondarySchool ClgSetp BathCorrMechKitchen | Thermostat Setpoint | C | Default¦WntrDsn | 2014-01-01 | 2014-12-31 | Constant | 27 | [23 empty] | From DOE Reference Buildings
SecondarySchool ClgSetp BathCorrMechKitchen | Thermostat Setpoint | C | SmrDsn | 2014-01-01 | 2014-12-31 | Hourly | 27 | 27 | 27 | 27 | 27 | 27 | 24 | 24 | 24 | 24 | 24 | 24 | 24 | 24 | 24 | 24 | 24 | 24 | 24 | 24 | 24 | 27 | 27 | 27 | From DOE Reference Buildings
SecondarySchool Clothing | Clothing |  | Default¦WntrDsn | 2014-01-01 | 2014-12-31 | Constant | 1.1 | [23 empty] | From DOE Reference Buildings
SecondarySchool Clothing | Clothing |  | SmrDsn | 2014-01-01 | 2014-12-31 | Constant | 0.6 | [23 empty] | From DOE Reference Buildings
SecondarySchool Clothing | Clothing |  | Wknd¦Wkdy | 2014-10-01 | 2014-12-31 | Constant | 1.1 | [23 empty] | From DOE Reference Buildings
SecondarySchool Clothing | Clothing |  | Wknd¦Wkdy | 2014-05-01 | 2014-09-30 | Constant | 0.6 | [23 empty] | From DOE Reference Buildings
SecondarySchool Extend Bldg Occ | Occupancy |  | Default | 2014-01-01 | 2014-12-31 | Hourly | 0 | 0 | 0 | 0 | 0 | 0 | 0 | 0 | 0.7 | 0.7 | 0.7 | 0.7 | 0.7 | 0.7 | 0.7 | 0.7 | 0.7 | 0.7 | 0.7 | 0.7 | 0.7 | 0 | 0 | 0 | From DOE Reference Buildings
SecondarySchool Extend Bldg Occ | Occupancy |  | WntrDsn | 2014-01-01 | 2014-12-31 | Constant | 0 | [23 empty] | From DOE Reference Buildings
SecondarySchool Extend Bldg Occ | Occupancy |  | Wknd | 2014-09-01 | 2014-12-31 | Constant | 0 | [23 empty] | From DOE Reference Buildings
SecondarySchool Extend Bldg Occ | Occupancy |  | Wkdy | 2014-09-01 | 2014-12-31 | Hourly | 0 | 0 | 0 | 0 | 0 | 0 | 0 | 0 | 0.7 | 0.7 | 0.7 | 0.7 | 0.7 | 0.7 | 0.7 | 0.7 | 0.7 | 0.7 | 0.7 | 0.7 | 0.7 | 0 | 0 | 0 | From DOE Reference Buildings
SecondarySchool Extend Bldg Occ | Occupancy |  | Wknd | 2014-07-01 | 2014-09-01 | Constant | 0 | [23 empty] | From DOE Reference Buildings
SecondarySchool Extend Bldg Occ | Occupancy |  | Wkdy¦SmrDsn | 2014-07-01 | 2014-09-01 | Hourly | 0 | 0 | 0 | 0 | 0 | 0 | 0 | 0 | 0.5 | 0.5 | 0.5 | 0.5 | 0.5 | 0.5 | 0.5 | 0.5 | 0.5 | 0.5 | 0.5 | 0.5 | 0.5 | 0 | 0 | 0 | From DOE Reference Buildings
SecondarySchool Extend Bldg Occ | Occupancy |  | Wknd | 2014-01-01 | 2014-06-30 | Constant | 0 | [23 empty] | From DOE Reference Buildings
SecondarySchool Exterior Lights | Lighting | Dimensionless | Default¦WntrDsn¦SmrDsn | 2014-01-01 | 2014-12-31 | Hourly | 0 | 0 | 0 | 0 | 0 | 0 | 0 | 1 | 1 | 1 | 1 | 1 | 1 | 1 | 1 | 1 | 1 | 1 | 1 | 1 | 1 | 1 | 1 | 1
SecondarySchool Exterior Lights Always On | Lighting | Dimensionless | Default¦WntrDsn¦SmrDsn | 2014-01-01 | 2014-12-31 | Constant | 1
SecondarySchool Gym Occ | Occupancy |  | Default | 2014-01-01 | 2014-12-31 | Hourly | 0 | 0 | 0 | 0 | 0 | 0 | 0 | 0 | 0.35 | 0.35 | 0.35 | 0.35 | 0.35 | 0.35 | 0.35 | 0.35 | 0.95 | 0.95 | 0.95 | 0.95 | 0.95 | 0 | 0 | 0 | From DOE Reference Buildings
SecondarySchool Gym Occ | Occupancy |  | WntrDsn | 2014-01-01 | 2014-12-31 | Constant | 0 | [23 empty] | From DOE Reference Buildings
SecondarySchool Gym Occ | Occupancy |  | Wknd | 2014-09-01 | 2014-12-31 | Constant | 0 | [23 empty] | From DOE Reference Buildings
SecondarySchool Gym Occ | Occupancy |  | Wkdy | 2014-09-01 | 2014-12-31 | Hourly | 0 | 0 | 0 | 0 | 0 | 0 | 0 | 0 | 0.35 | 0.35 | 0.35 | 0.35 | 0.35 | 0.35 | 0.35 | 0.35 | 0.95 | 0.95 | 0.95 | 0.95 | 0.95 | 0 | 0 | 0 | From DOE Reference Buildings
SecondarySchool Gym Occ | Occupancy |  | Wknd | 2014-07-01 | 2014-09-01 | Constant | 0 | [23 empty] | From DOE Reference Buildings
SecondarySchool Gym Occ | Occupancy |  | Wkdy¦SmrDsn | 2014-07-01 | 2014-09-01 | Hourly | 0 | 0 | 0 | 0 | 0 | 0 | 0 | 0 | 0.35 | 0.35 | 0.35 | 0.35 | 0.35 | 0.35 | 0.35 | 0.35 | 0.35 | 0.35 | 0.35 | 0.35 | 0.35 | 0 | 0 | 0 | From DOE Reference Buildings
SecondarySchool Gym Occ | Occupancy |  | Wknd | 2014-01-01 | 2014-06-30 | Constant | 0 | [23 empty] | From DOE Reference Buildings
SecondarySchool HtgSetp | Thermostat Setpoint | C | Default | 2014-01-01 | 2014-12-31 | Hourly | 16 | 16 | 16 | 16 | 16 | 16 | 21 | 21 | 21 | 21 | 21 | 21 | 21 | 21 | 21 | 21 | 21 | 21 | 21 | 21 | 21 | 16 | 16 | 16 | From DOE Reference Buildings
SecondarySchool HtgSetp | Thermostat Setpoint | C | WntrDsn | 2014-01-01 | 2014-12-31 | Constant | 21 | [23 empty] | From DOE Reference Buildings
SecondarySchool HtgSetp | Thermostat Setpoint | C | SmrDsn | 2014-01-01 | 2014-12-31 | Constant | 16 | [23 empty] | From DOE Reference Buildings
SecondarySchool HtgSetp | Thermostat Setpoint | C | Wknd¦Wkdy | 2014-09-01 | 2014-12-31 | Hourly | 16 | 16 | 16 | 16 | 16 | 16 | 21 | 21 | 21 | 21 | 21 | 21 | 21 | 21 | 21 | 21 | 21 | 21 | 21 | 21 | 21 | 16 | 16 | 16 | From DOE Reference Buildings
SecondarySchool HtgSetp | Thermostat Setpoint | C | Wknd¦Wkdy | 2014-07-01 | 2014-09-01 | Hourly | 16 | 16 | 16 | 16 | 16 | 16 | 16 | 21 | 21 | 21 | 21 | 21 | 21 | 21 | 21 | 21 | 21 | 21 | 16 | 16 | 16 | 16 | 16 | 16 | From DOE Reference Buildings
SecondarySchool HtgSetp BathCorrMechKitchen | Thermostat Setpoint | C | Default¦SmrDsn | 2014-01-01 | 2014-12-31 | Constant | 16 | [23 empty] | From DOE Reference Buildings
SecondarySchool HtgSetp BathCorrMechKitchen | Thermostat Setpoint | C | WntrDsn | 2014-01-01 | 2014-12-31 | Hourly | 16 | 16 | 16 | 16 | 16 | 16 | 21 | 21 | 21 | 21 | 21 | 21 | 21 | 21 | 21 | 21 | 21 | 21 | 21 | 21 | 21 | 16 | 16 | 16 | From DOE Reference Buildings
SecondarySchool Infil | Infiltration |  | Default¦WntrDsn¦SmrDsn | 2014-01-01 | 2014-12-31 | Hourly | 1 | 1 | 1 | 1 | 1 | 1 | 1 | 0.5 | 0.5 | 0.5 | 0.5 | 0.5 | 0.5 | 0.5 | 0.5 | 0.5 | 0.5 | 0.5 | 0.5 | 0.5 | 0.5 | 1 | 1 | 1 | From DOE Reference Buildings
SecondarySchool Kitchen Equip | Equipment |  | Default | 2014-01-01 | 2014-12-31 | Hourly | 0.1 | 0.1 | 0.1 | 0.1 | 0.1 | 0.1 | 0.1 | 0.1 | 0.15 | 0.15 | 0.25 | 0.25 | 0.25 | 0.15 | 0.15 | 0.1 | 0.1 | 0.1 | 0.1 | 0.1 | 0.1 | 0.1 | 0.1 | 0.1 | From DOE Reference Buildings
SecondarySchool Kitchen Equip | Equipment |  | WntrDsn | 2014-01-01 | 2014-12-31 | Constant | 0.1 | [23 empty] | From DOE Reference Buildings
SecondarySchool Kitchen Equip | Equipment |  | Wknd | 2014-09-01 | 2014-12-31 | Constant | 0.1 | [23 empty] | From DOE Reference Buildings
SecondarySchool Kitchen Equip | Equipment |  | Wkdy | 2014-09-01 | 2014-12-31 | Hourly | 0.1 | 0.1 | 0.1 | 0.1 | 0.1 | 0.1 | 0.1 | 0.1 | 0.15 | 0.15 | 0.25 | 0.25 | 0.25 | 0.15 | 0.15 | 0.1 | 0.1 | 0.1 | 0.1 | 0.1 | 0.1 | 0.1 | 0.1 | 0.1 | From DOE Reference Buildings
SecondarySchool Kitchen Equip | Equipment |  | Wknd | 2014-07-01 | 2014-09-01 | Constant | 0.1 | [23 empty] | From DOE Reference Buildings
SecondarySchool Kitchen Equip | Equipment |  | Wkdy¦SmrDsn | 2014-07-01 | 2014-09-01 | Hourly | 0.1 | 0.1 | 0.1 | 0.1 | 0.1 | 0.1 | 0.1 | 0.1 | 0.13 | 0.13 | 0.2 | 0.2 | 0.2 | 0.13 | 0.13 | 0.1 | 0.1 | 0.1 | 0.1 | 0.1 | 0.1 | 0.1 | 0.1 | 0.1 | From DOE Reference Buildings
SecondarySchool Kitchen Equip | Equipment |  | Wknd | 2014-01-01 | 2014-06-30 | Constant | 0.1 | [23 empty] | From DOE Reference Buildings
SecondarySchool Kitchen Exhaust | Equipment |  | Default | 2014-01-01 | 2014-12-31 | Hourly | 0 | 0 | 0 | 0 | 0 | 0 | 1 | 1 | 1 | 1 | 1 | 1 | 1 | 1 | 1 | 1 | 1 | 1 | 1 | 1 | 1 | 0 | 0 | 0 | From DOE Reference Buildings
SecondarySchool Kitchen Exhaust | Equipment |  | WntrDsn¦Wknd | 2014-01-01 | 2014-12-31 | Constant | 0 | [23 empty] | From DOE Reference Buildings
SecondarySchool Kitchen Gas | Equipment |  | Default | 2014-01-01 | 2014-12-31 | Hourly | 0.02 | 0.02 | 0.02 | 0.02 | 0.02 | 0.02 | 0.02 | 0.02 | 0.15 | 0.15 | 0.2 | 0.2 | 0.2 | 0.1 | 0.1 | 0.02 | 0.02 | 0.02 | 0.02 | 0.02 | 0.02 | 0.02 | 0.02 | 0.02 | From DOE Reference Buildings
SecondarySchool Kitchen Gas | Equipment |  | WntrDsn | 2014-01-01 | 2014-12-31 | Constant | 0.02 | [23 empty] | From DOE Reference Buildings
SecondarySchool Kitchen Gas | Equipment |  | Wknd | 2014-09-01 | 2014-12-31 | Constant | 0.02 | [23 empty] | From DOE Reference Buildings
SecondarySchool Kitchen Gas | Equipment |  | Wkdy | 2014-09-01 | 2014-12-31 | Hourly | 0.02 | 0.02 | 0.02 | 0.02 | 0.02 | 0.02 | 0.02 | 0.02 | 0.15 | 0.15 | 0.2 | 0.2 | 0.2 | 0.1 | 0.1 | 0.02 | 0.02 | 0.02 | 0.02 | 0.02 | 0.02 | 0.02 | 0.02 | 0.02 | From DOE Reference Buildings
SecondarySchool Kitchen Gas | Equipment |  | Wknd | 2014-07-01 | 2014-09-01 | Constant | 0.02 | [23 empty] | From DOE Reference Buildings
SecondarySchool Kitchen Gas | Equipment |  | Wkdy¦SmrDsn | 2014-07-01 | 2014-09-01 | Hourly | 0.02 | 0.02 | 0.02 | 0.02 | 0.02 | 0.02 | 0.02 | 0.02 | 0.1 | 0.1 | 0.15 | 0.15 | 0.15 | 0.1 | 0.1 | 0.02 | 0.02 | 0.02 | 0.02 | 0.02 | 0.02 | 0.02 | 0.02 | 0.02 | From DOE Reference Buildings
SecondarySchool Kitchen Gas | Equipment |  | Wknd | 2014-01-01 | 2014-06-30 | Constant | 0.02 | [23 empty] | From DOE Reference Buildings
SecondarySchool Office Occ | Occupancy |  | Default | 2014-01-01 | 2014-12-31 | Hourly | 0 | 0 | 0 | 0 | 0 | 0 | 0 | 0 | 0.95 | 0.95 | 0.95 | 0.95 | 0.95 | 0.95 | 0.95 | 0.95 | 0.95 | 0.15 | 0.15 | 0.15 | 0.15 | 0 | 0 | 0 | From DOE Reference Buildings
SecondarySchool Office Occ | Occupancy |  | WntrDsn | 2014-01-01 | 2014-12-31 | Constant | 0 | [23 empty] | From DOE Reference Buildings
SecondarySchool Office Occ | Occupancy |  | Wknd | 2014-09-01 | 2014-12-31 | Constant | 0 | [23 empty] | From DOE Reference Buildings
SecondarySchool Office Occ | Occupancy |  | Wkdy | 2014-09-01 | 2014-12-31 | Hourly | 0 | 0 | 0 | 0 | 0 | 0 | 0 | 0 | 0.95 | 0.95 | 0.95 | 0.95 | 0.95 | 0.95 | 0.95 | 0.95 | 0.95 | 0.15 | 0.15 | 0.15 | 0.15 | 0 | 0 | 0 | From DOE Reference Buildings
SecondarySchool Office Occ | Occupancy |  | Wknd | 2014-07-01 | 2014-09-01 | Constant | 0 | [23 empty] | From DOE Reference Buildings
SecondarySchool Office Occ | Occupancy |  | Wkdy¦SmrDsn | 2014-07-01 | 2014-09-01 | Hourly | 0 | 0 | 0 | 0 | 0 | 0 | 0 | 0 | 0.5 | 0.5 | 0.5 | 0.5 | 0.5 | 0.5 | 0.5 | 0.5 | 0.5 | 0 | 0 | 0 | 0 | 0 | 0 | 0 | From DOE Reference Buildings
SecondarySchool Office Occ | Occupancy |  | Wknd | 2014-01-01 | 2014-06-30 | Constant | 0 | [23 empty] | From DOE Reference Buildings
SecondarySchool PSZ-AC OA Damper | Operation | Dimensionless | Default¦SmrDsn | 2014-01-01 | 2014-12-31 | Hourly | 0 | 0 | 0 | 0 | 0 | 0 | 1 | 1 | 1 | 1 | 1 | 1 | 1 | 1 | 1 | 1 | 1 | 1 | 1 | 0 | 0 | 0 | 0 | 0
SecondarySchool PSZ-AC OA Damper | Operation | Dimensionless | WntrDsn | 2014-01-01 | 2014-12-31 | Hourly | 0 | 0 | 0 | 0 | 0 | 0 | 1 | 1 | 1 | 1 | 1 | 1 | 1 | 1 | 1 | 1 | 1 | 1 | 1 | 0 | 0 | 0 | 0 | 0
SecondarySchool PSZ-AC OA Damper | Operation | Dimensionless | Sat¦Sun | 2014-01-01 | 2014-12-31 | Constant | 0
SecondarySchool PSZ-AC Operation | Operation | Dimensionless | Default¦SmrDsn | 2014-01-01 | 2014-12-31 | Hourly | 0 | 0 | 0 | 0 | 0 | 0 | 1 | 1 | 1 | 1 | 1 | 1 | 1 | 1 | 1 | 1 | 1 | 1 | 1 | 0 | 0 | 0 | 0 | 0
SecondarySchool PSZ-AC Operation | Operation | Dimensionless | WntrDsn | 2014-01-01 | 2014-12-31 | Hourly | 0 | 0 | 0 | 0 | 0 | 0 | 1 | 1 | 1 | 1 | 1 | 1 | 1 | 1 | 1 | 1 | 1 | 1 | 1 | 0 | 0 | 0 | 0 | 0
SecondarySchool PSZ-AC Operation | Operation | Dimensionless | Sat¦Sun | 2014-01-01 | 2014-12-31 | Constant | 0
SecondarySchool VAV OA Damper | Operation | Dimensionless | Default¦SmrDsn | 2014-01-01 | 2014-12-31 | Hourly | 0 | 0 | 0 | 0 | 0 | 0 | 1 | 1 | 1 | 1 | 1 | 1 | 1 | 1 | 1 | 1 | 1 | 1 | 1 | 1 | 1 | 1 | 0 | 0
SecondarySchool VAV OA Damper | Operation | Dimensionless | Sat¦Sun¦WntrDsn | 2014-01-01 | 2014-12-31 | Constant | 0
SecondarySchool VAV Operation | Operation | Dimensionless | Default¦SmrDsn | 2014-01-01 | 2014-12-31 | Hourly | 0 | 0 | 0 | 0 | 0 | 0 | 1 | 1 | 1 | 1 | 1 | 1 | 1 | 1 | 1 | 1 | 1 | 1 | 1 | 1 | 1 | 1 | 0 | 0
SecondarySchool VAV Operation | Operation | Dimensionless | Sat¦WntrDsn | 2014-01-01 | 2014-12-31 | Hourly | 0 | 0 | 0 | 0 | 0 | 0 | 1 | 1 | 1 | 1 | 1 | 1 | 1 | 1 | 1 | 1 | 1 | 1 | 0 | 0 | 0 | 0 | 0 | 0
SecondarySchool VAV Operation | Operation | Dimensionless | Sun | 2014-01-01 | 2014-12-31 | Constant | 0
SecondarySchool Work Eff | Unknown |  | Default¦WntrDsn¦SmrDsn | 2014-01-01 | 2014-12-31 | Constant | 0 | [23 empty] | From DOE Reference Buildings
Skylight Shades Schedule |  | FRACTION | Default¦Wkdy | 2014-01-01 | 2014-12-31 | Constant | 1 | [23 empty] | From eQ_Lib.dat in MASControl 2017
Skylight Shades Schedule |  | FRACTION | Wknd | 2014-01-01 | 2014-12-31 | Constant | 1 | [23 empty] | From eQ_Lib.dat in MASControl 2017
Skylight Shades Schedule |  | FRACTION | WntrDsn | 2014-01-01 | 2014-12-31 | Constant | 0 | [23 empty] | From eQ_Lib.dat in MASControl 2017
Skylight Shades Schedule |  | FRACTION | SmrDsn | 2014-01-01 | 2014-12-31 | Constant | 1 | [23 empty] | From eQ_Lib.dat in MASControl 2017
Skylight Shades Schedule |  | FRACTION | Hol | 2014-01-01 | 2014-12-31 | Constant | 1 | [23 empty] | From eQ_Lib.dat in MASControl 2017
Small Office Activity | Activity | W | Default¦WntrDsn¦SmrDsn | 2014-01-01 | 2014-12-31 | Constant | 120 | [23 empty] | From DOE Reference Buildings
Small Office Bldg Equip | Equipment |  | Default | 2014-01-01 | 2014-12-31 | Hourly | 0.4 | 0.4 | 0.4 | 0.4 | 0.4 | 0.4 | 0.4 | 0.4 | 0.9 | 0.9 | 0.9 | 0.9 | 0.8 | 0.9 | 0.9 | 0.9 | 0.9 | 0.5 | 0.4 | 0.4 | 0.4 | 0.4 | 0.4 | 0.4 | From DOE Reference Buildings
Small Office Bldg Equip | Equipment |  | WntrDsn | 2014-01-01 | 2014-12-31 | Constant | 0 | [23 empty] | From DOE Reference Buildings
Small Office Bldg Equip | Equipment |  | SmrDsn | 2014-01-01 | 2014-12-31 | Constant | 1 | [23 empty] | From DOE Reference Buildings
Small Office Bldg Equip | Equipment |  | Sun | 2014-01-01 | 2014-12-31 | Constant | 0.3 | [23 empty] | From DOE Reference Buildings
Small Office Bldg Equip | Equipment |  | Sat | 2014-01-01 | 2014-12-31 | Hourly | 0.3 | 0.3 | 0.3 | 0.3 | 0.3 | 0.3 | 0.4 | 0.4 | 0.5 | 0.5 | 0.5 | 0.5 | 0.35 | 0.35 | 0.35 | 0.35 | 0.35 | 0.3 | 0.3 | 0.3 | 0.3 | 0.3 | 0.3 | 0.3 | From DOE Reference Buildings
Small Office Bldg Light | Lighting |  | Default | 2014-01-01 | 2014-12-31 | Hourly | 0.05 | 0.05 | 0.05 | 0.05 | 0.05 | 0.1 | 0.1 | 0.3 | 0.9 | 0.9 | 0.9 | 0.9 | 0.9 | 0.9 | 0.9 | 0.9 | 0.9 | 0.5 | 0.3 | 0.3 | 0.2 | 0.2 | 0.1 | 0.05 | From DOE Reference Buildings
Small Office Bldg Light | Lighting |  | WntrDsn | 2014-01-01 | 2014-12-31 | Constant | 0 | [23 empty] | From DOE Reference Buildings
Small Office Bldg Light | Lighting |  | SmrDsn | 2014-01-01 | 2014-12-31 | Constant | 1 | [23 empty] | From DOE Reference Buildings
Small Office Bldg Light | Lighting |  | Sun | 2014-01-01 | 2014-12-31 | Constant | 0.05 | [23 empty] | From DOE Reference Buildings
Small Office Bldg Light | Lighting |  | Sat | 2014-01-01 | 2014-12-31 | Hourly | 0.05 | 0.05 | 0.05 | 0.05 | 0.05 | 0.05 | 0.1 | 0.1 | 0.3 | 0.3 | 0.3 | 0.3 | 0.15 | 0.15 | 0.15 | 0.15 | 0.15 | 0.05 | 0.05 | 0.05 | 0.05 | 0.05 | 0.05 | 0.05 | From DOE Reference Buildings
Small Office Bldg Occ | Occupancy |  | Default | 2014-01-01 | 2014-12-31 | Hourly | 0 | 0 | 0 | 0 | 0 | 0 | 0.1 | 0.2 | 0.95 | 0.95 | 0.95 | 0.95 | 0.5 | 0.95 | 0.95 | 0.95 | 0.95 | 0.3 | 0.1 | 0.1 | 0.05 | 0.05 | 0.05 | 0.05 | From DOE Reference Buildings
Small Office Bldg Occ | Occupancy |  | WntrDsn¦Sun | 2014-01-01 | 2014-12-31 | Constant | 0 | [23 empty] | From DOE Reference Buildings
Small Office Bldg Occ | Occupancy |  | SmrDsn | 2014-01-01 | 2014-12-31 | Hourly | 0 | 0 | 0 | 0 | 0 | 0 | 1 | 1 | 1 | 1 | 1 | 1 | 1 | 1 | 1 | 1 | 1 | 1 | 1 | 1 | 1 | 1 | 0.05 | 0.05 | From DOE Reference Buildings
Small Office Bldg Occ | Occupancy |  | Sat | 2014-01-01 | 2014-12-31 | Hourly | 0 | 0 | 0 | 0 | 0 | 0 | 0.1 | 0.1 | 0.3 | 0.3 | 0.3 | 0.3 | 0.1 | 0.1 | 0.1 | 0.1 | 0.1 | 0 | 0 | 0 | 0 | 0 | 0 | 0 | From DOE Reference Buildings
Small Office ClgSetp | Thermostat Setpoint | C | Default¦SmrDsn | 2014-01-01 | 2014-12-31 | Hourly | 26.7 | 26.7 | 26.7 | 26.7 | 26.7 | 26.7 | 24 | 24 | 24 | 24 | 24 | 24 | 24 | 24 | 24 | 24 | 24 | 24 | 24 | 24 | 24 | 24 | 26.7 | 26.7 | From DOE Reference Buildings
Small Office ClgSetp | Thermostat Setpoint | C | WntrDsn¦Sun | 2014-01-01 | 2014-12-31 | Constant | 26.7 | [23 empty] | From DOE Reference Buildings
Small Office ClgSetp | Thermostat Setpoint | C | Sat | 2014-01-01 | 2014-12-31 | Hourly | 26.7 | 26.7 | 26.7 | 26.7 | 26.7 | 26.7 | 24 | 24 | 24 | 24 | 24 | 24 | 24 | 24 | 24 | 24 | 24 | 24 | 26.7 | 26.7 | 26.7 | 26.7 | 26.7 | 26.7 | From DOE Reference Buildings
Small Office Clothing | Clothing |  | Default¦WntrDsn | 2014-01-01 | 2014-12-31 | Constant | 1 | [23 empty] | From DOE Reference Buildings
Small Office Clothing | Clothing |  | SmrDsn | 2014-01-01 | 2014-12-31 | Constant | 0.5 | [23 empty] | From DOE Reference Buildings
Small Office Clothing | Clothing |  | Wknd¦Wkdy | 2014-10-01 | 2014-12-31 | Constant | 1 | [23 empty] | From DOE Reference Buildings
Small Office Clothing | Clothing |  | Wknd¦Wkdy | 2014-05-01 | 2014-09-30 | Constant | 0.5 | [23 empty] | From DOE Reference Buildings
Small Office HtgSetp | Thermostat Setpoint | C | Default | 2014-01-01 | 2014-12-31 | Hourly | 15.6 | 15.6 | 15.6 | 15.6 | 15.6 | 15.6 | 21 | 21 | 21 | 21 | 21 | 21 | 21 | 21 | 21 | 21 | 21 | 21 | 21 | 21 | 21 | 21 | 15.6 | 15.6 | From DOE Reference Buildings
Small Office HtgSetp | Thermostat Setpoint | C | WntrDsn | 2014-01-01 | 2014-12-31 | Constant | 21 | [23 empty] | From DOE Reference Buildings
Small Office HtgSetp | Thermostat Setpoint | C | SmrDsn¦Sun | 2014-01-01 | 2014-12-31 | Constant | 15.6 | [23 empty] | From DOE Reference Buildings
Small Office HtgSetp | Thermostat Setpoint | C | Sat | 2014-01-01 | 2014-12-31 | Hourly | 15.6 | 15.6 | 15.6 | 15.6 | 15.6 | 15.6 | 21 | 21 | 21 | 21 | 21 | 21 | 21 | 21 | 21 | 21 | 21 | 21 | 15.6 | 15.6 | 15.6 | 15.6 | 15.6 | 15.6 | From DOE Reference Buildings
Small Office Infil Quarter On | Infiltration |  | Default¦SmrDsn | 2014-01-01 | 2014-12-31 | Hourly | 1 | 1 | 1 | 1 | 1 | 1 | 0.25 | 0.25 | 0.25 | 0.25 | 0.25 | 0.25 | 0.25 | 0.25 | 0.25 | 0.25 | 0.25 | 0.25 | 0.25 | 0.25 | 0.25 | 0.25 | 1 | 1 | From DOE Reference Buildings
Small Office Infil Quarter On | Infiltration |  | WntrDsn¦Sat | 2014-01-01 | 2014-12-31 | Hourly | 1 | 1 | 1 | 1 | 1 | 1 | 0.25 | 0.25 | 0.25 | 0.25 | 0.25 | 0.25 | 0.25 | 0.25 | 0.25 | 0.25 | 0.25 | 0.25 | 1 | 1 | 1 | 1 | 1 | 1 | From DOE Reference Buildings
Small Office Infil Quarter On | Infiltration |  | Sun | 2014-01-01 | 2014-12-31 | Constant | 1 | [23 empty] | From DOE Reference Buildings
Small Office Work Eff | Unknown |  | Default¦WntrDsn¦SmrDsn | 2014-01-01 | 2014-12-31 | Constant | 0 | [23 empty] | From DOE Reference Buildings
SmallHotel Activity | Activity | W | Default¦WntrDsn¦SmrDsn | 2014-01-01 | 2014-12-31 | Constant | 120 | [23 empty] | From DOE Reference Buildings
SmallHotel BLDG ELEVATORS | Elevator |  | Default¦WntrDsn¦SmrDsn | 2014-01-01 | 2014-12-31 | Hourly | 0.05 | 0.05 | 0.05 | 0.05 | 0.1 | 0.2 | 0.4 | 0.5 | 0.5 | 0.35 | 0.15 | 0.15 | 0.15 | 0.15 | 0.15 | 0.15 | 0.35 | 0.5 | 0.5 | 0.4 | 0.4 | 0.3 | 0.2 | 0.1 | From DOE Reference Buildings
SmallHotel Bldg Equip | Equipment |  | Default | 2014-01-01 | 2014-12-31 | Hourly | 0.3 | 0.25 | 0.2 | 0.2 | 0.2 | 0.3 | 0.5 | 0.6 | 0.5 | 0.5 | 0.35 | 0.35 | 0.35 | 0.35 | 0.35 | 0.35 | 0.35 | 0.35 | 0.7 | 0.9 | 0.95 | 0.9 | 0.7 | 0.4 | From DOE Reference Buildings
SmallHotel Bldg Equip | Equipment |  | WntrDsn | 2014-01-01 | 2014-12-31 | Constant | 0 | [23 empty] | From DOE Reference Buildings
SmallHotel Bldg Equip | Equipment |  | SmrDsn | 2014-01-01 | 2014-12-31 | Constant | 1 | [23 empty] | From DOE Reference Buildings
SmallHotel Bldg Equip | Equipment |  | Sun | 2014-01-01 | 2014-12-31 | Hourly | 0.4 | 0.4 | 0.3 | 0.3 | 0.3 | 0.3 | 0.4 | 0.5 | 0.5 | 0.4 | 0.4 | 0.4 | 0.4 | 0.3 | 0.3 | 0.3 | 0.3 | 0.3 | 0.6 | 0.8 | 0.9 | 0.7 | 0.6 | 0.4 | From DOE Reference Buildings
SmallHotel Bldg Equip | Equipment |  | Sat | 2014-01-01 | 2014-12-31 | Hourly | 0.3 | 0.3 | 0.2 | 0.2 | 0.2 | 0.2 | 0.4 | 0.4 | 0.5 | 0.5 | 0.4 | 0.35 | 0.35 | 0.35 | 0.35 | 0.35 | 0.35 | 0.35 | 0.7 | 0.8 | 0.8 | 0.8 | 0.7 | 0.4 | From DOE Reference Buildings
SmallHotel Bldg Light | Lighting |  | Default | 2014-01-01 | 2014-12-31 | Hourly | 0.2 | 0.15 | 0.1 | 0.1 | 0.1 | 0.2 | 0.4 | 0.5 | 0.4 | 0.4 | 0.25 | 0.25 | 0.25 | 0.25 | 0.25 | 0.25 | 0.25 | 0.25 | 0.6 | 0.8 | 0.9 | 0.8 | 0.6 | 0.3 | From DOE Reference Buildings
SmallHotel Bldg Light | Lighting |  | WntrDsn | 2014-01-01 | 2014-12-31 | Constant | 0 | [23 empty] | From DOE Reference Buildings
SmallHotel Bldg Light | Lighting |  | SmrDsn | 2014-01-01 | 2014-12-31 | Constant | 1 | [23 empty] | From DOE Reference Buildings
SmallHotel Bldg Light | Lighting |  | Sun | 2014-01-01 | 2014-12-31 | Hourly | 0.3 | 0.3 | 0.2 | 0.2 | 0.2 | 0.2 | 0.3 | 0.4 | 0.4 | 0.3 | 0.3 | 0.3 | 0.3 | 0.2 | 0.2 | 0.2 | 0.2 | 0.2 | 0.5 | 0.7 | 0.8 | 0.6 | 0.5 | 0.3 | From DOE Reference Buildings
SmallHotel Bldg Light | Lighting |  | Sat | 2014-01-01 | 2014-12-31 | Hourly | 0.2 | 0.2 | 0.1 | 0.1 | 0.1 | 0.1 | 0.3 | 0.3 | 0.4 | 0.4 | 0.3 | 0.25 | 0.25 | 0.25 | 0.25 | 0.25 | 0.25 | 0.25 | 0.6 | 0.7 | 0.7 | 0.7 | 0.6 | 0.3 | From DOE Reference Buildings
SmallHotel Bldg Occ | Occupancy |  | Default | 2014-01-01 | 2014-12-31 | Hourly | 0.9 | 0.9 | 0.9 | 0.9 | 0.9 | 0.9 | 0.7 | 0.4 | 0.4 | 0.2 | 0.2 | 0.2 | 0.2 | 0.2 | 0.2 | 0.3 | 0.5 | 0.5 | 0.5 | 0.7 | 0.7 | 0.8 | 0.9 | 0.9 | From DOE Reference Buildings
SmallHotel Bldg Occ | Occupancy |  | WntrDsn | 2014-01-01 | 2014-12-31 | Constant | 0 | [23 empty] | From DOE Reference Buildings
SmallHotel Bldg Occ | Occupancy |  | SmrDsn | 2014-01-01 | 2014-12-31 | Constant | 1 | [23 empty] | From DOE Reference Buildings
SmallHotel Bldg Occ | Occupancy |  | Sun | 2014-01-01 | 2014-12-31 | Hourly | 0.7 | 0.7 | 0.7 | 0.7 | 0.7 | 0.7 | 0.7 | 0.7 | 0.5 | 0.5 | 0.5 | 0.3 | 0.3 | 0.2 | 0.2 | 0.2 | 0.3 | 0.4 | 0.4 | 0.6 | 0.6 | 0.8 | 0.8 | 0.8 | From DOE Reference Buildings
SmallHotel Bldg Occ | Occupancy |  | Sat | 2014-01-01 | 2014-12-31 | Hourly | 0.9 | 0.9 | 0.9 | 0.9 | 0.9 | 0.9 | 0.7 | 0.5 | 0.5 | 0.3 | 0.3 | 0.3 | 0.3 | 0.3 | 0.3 | 0.3 | 0.3 | 0.5 | 0.6 | 0.6 | 0.6 | 0.7 | 0.7 | 0.7 | From DOE Reference Buildings
SmallHotel ClgSetp | Thermostat Setpoint | C | Default¦WntrDsn¦SmrDsn | 2014-01-01 | 2014-12-31 | Constant | 24 | [23 empty] | From DOE Reference Buildings
SmallHotel Clothing | Clothing |  | Default¦WntrDsn | 2014-01-01 | 2014-12-31 | Constant | 1 | [23 empty] | From DOE Reference Buildings
SmallHotel Clothing | Clothing |  | SmrDsn | 2014-01-01 | 2014-12-31 | Constant | 0.5 | [23 empty] | From DOE Reference Buildings
SmallHotel Clothing | Clothing |  | Wknd¦Wkdy | 2014-10-01 | 2014-12-31 | Constant | 1 | [23 empty] | From DOE Reference Buildings
SmallHotel Clothing | Clothing |  | Wknd¦Wkdy | 2014-05-01 | 2014-09-30 | Constant | 0.5 | [23 empty] | From DOE Reference Buildings
SmallHotel Corridor Light | Lighting |  | Default¦WntrDsn¦SmrDsn | 2014-01-01 | 2014-12-31 | Constant | 1 | [23 empty] | From DOE Reference Buildings
SmallHotel Exercise Equip | Equipment |  | Default¦WntrDsn¦SmrDsn | 2014-01-01 | 2014-12-31 | Hourly | 0 | 0 | 0 | 0 | 0 | 0 | 0.5 | 1 | 1 | 0.5 | 0.5 | 0.5 | 0 | 0.5 | 0.5 | 0.5 | 1 | 0.5 | 0.5 | 1 | 1 | 0.5 | 0.5 | 0 | From DOE Reference Buildings
SmallHotel Exercise Light | Lighting |  | Default¦WntrDsn¦SmrDsn | 2014-01-01 | 2014-12-31 | Hourly | 0 | 0 | 0 | 0 | 0 | 0 | 0.5 | 1 | 1 | 1 | 1 | 1 | 1 | 1 | 1 | 1 | 1 | 1 | 1 | 1 | 1 | 1 | 0.5 | 0 | From DOE Reference Buildings
SmallHotel Exercise Occ | Occupancy |  | Default¦WntrDsn¦SmrDsn | 2014-01-01 | 2014-12-31 | Hourly | 0 | 0 | 0 | 0 | 0 | 0 | 0.5 | 1 | 1 | 1 | 1 | 0.5 | 0 | 1 | 1 | 1 | 1 | 1 | 1 | 1 | 1 | 1 | 0.5 | 0 | From DOE Reference Buildings
SmallHotel Exterior Lights | Lighting | Dimensionless | Default¦WntrDsn¦SmrDsn | 2014-01-01 | 2014-12-31 | Constant | 1
SmallHotel GuestRoom Equip | Equipment |  | Default | 2014-01-01 | 2014-12-31 | Hourly | 0.2 | 0.2 | 0.2 | 0.2 | 0.2 | 0.2 | 0.62 | 0.9 | 0.43 | 0.43 | 0.26 | 0.26 | 0.26 | 0.26 | 0.26 | 0.26 | 0.26 | 0.51 | 0.51 | 0.49 | 0.66 | 0.7 | 0.35 | 0.2 | From DOE Reference Buildings
SmallHotel GuestRoom Equip | Equipment |  | WntrDsn | 2014-01-01 | 2014-12-31 | Constant | 0 | [23 empty] | From DOE Reference Buildings
SmallHotel GuestRoom Equip | Equipment |  | SmrDsn | 2014-01-01 | 2014-12-31 | Constant | 1 | [23 empty] | From DOE Reference Buildings
SmallHotel GuestRoom Equip | Equipment |  | Wknd | 2014-01-01 | 2014-12-31 | Hourly | 0.2 | 0.2 | 0.2 | 0.2 | 0.2 | 0.2 | 0.3 | 0.62 | 0.9 | 0.62 | 0.29 | 0.29 | 0.29 | 0.29 | 0.29 | 0.29 | 0.29 | 0.43 | 0.51 | 0.49 | 0.66 | 0.7 | 0.35 | 0.2 | From DOE Reference Buildings
SmallHotel GuestRoom Light | Lighting |  | Default | 2014-01-01 | 2014-12-31 | Hourly | 0.22 | 0.17 | 0.11 | 0.11 | 0.11 | 0.22 | 0.44 | 0.56 | 0.44 | 0.44 | 0.28 | 0.28 | 0.28 | 0.28 | 0.28 | 0.28 | 0.28 | 0.28 | 0.67 | 0.89 | 1 | 0.89 | 0.67 | 0.33 | From DOE Reference Buildings
SmallHotel GuestRoom Light | Lighting |  | WntrDsn | 2014-01-01 | 2014-12-31 | Constant | 0 | [23 empty] | From DOE Reference Buildings
SmallHotel GuestRoom Light | Lighting |  | SmrDsn | 2014-01-01 | 2014-12-31 | Constant | 1 | [23 empty] | From DOE Reference Buildings
SmallHotel GuestRoom Light | Lighting |  | Wknd | 2014-01-01 | 2014-12-31 | Hourly | 0.26 | 0.26 | 0.11 | 0.11 | 0.11 | 0.11 | 0.41 | 0.41 | 0.56 | 0.56 | 0.41 | 0.33 | 0.33 | 0.33 | 0.33 | 0.33 | 0.33 | 0.33 | 0.85 | 1 | 1 | 1 | 0.85 | 0.41 | From DOE Reference Buildings
SmallHotel GuestRoom Occ | Occupancy |  | Default | 2014-01-01 | 2014-12-31 | Hourly | 0.65 | 0.65 | 0.65 | 0.65 | 0.65 | 0.65 | 0.5 | 0.28 | 0.28 | 0.13 | 0.13 | 0.13 | 0.13 | 0.13 | 0.13 | 0.2 | 0.35 | 0.35 | 0.35 | 0.5 | 0.5 | 0.58 | 0.65 | 0.65 | From DOE Reference Buildings
SmallHotel GuestRoom Occ | Occupancy |  | WntrDsn | 2014-01-01 | 2014-12-31 | Constant | 0 | [23 empty] | From DOE Reference Buildings
SmallHotel GuestRoom Occ | Occupancy |  | SmrDsn | 2014-01-01 | 2014-12-31 | Constant | 1 | [23 empty] | From DOE Reference Buildings
SmallHotel GuestRoom Occ | Occupancy |  | Wknd | 2014-01-01 | 2014-12-31 | Hourly | 0.65 | 0.65 | 0.65 | 0.65 | 0.65 | 0.65 | 0.5 | 0.34 | 0.34 | 0.2 | 0.2 | 0.2 | 0.2 | 0.2 | 0.2 | 0.2 | 0.2 | 0.34 | 0.35 | 0.65 | 0.65 | 0.5 | 0.5 | 0.5 | From DOE Reference Buildings
SmallHotel HtgSetp | Thermostat Setpoint | C | Default¦WntrDsn¦SmrDsn | 2014-01-01 | 2014-12-31 | Constant | 21 | [23 empty] | From DOE Reference Buildings
SmallHotel Infil | Infiltration |  | Default¦WntrDsn¦SmrDsn | 2014-01-01 | 2014-12-31 | Constant | 1 | [23 empty] | From DOE Reference Buildings
SmallHotel Infil Half On | Infiltration |  | Default¦WntrDsn¦SmrDsn | 2014-01-01 | 2014-12-31 | Constant | 0.5 | [23 empty] | From DOE Reference Buildings
SmallHotel Laundry Equip | Equipment |  | Default | 2014-01-01 | 2014-12-31 | Hourly | 0 | 0 | 0 | 0 | 0 | 0 | 0 | 0 | 1 | 1 | 1 | 1 | 1 | 1 | 1 | 1 | 0 | 0 | 0 | 0 | 0 | 0 | 0 | 0 | From DOE Reference Buildings
SmallHotel Laundry Equip | Equipment |  | WntrDsn | 2014-01-01 | 2014-12-31 | Constant | 0 | [23 empty] | From DOE Reference Buildings
SmallHotel Laundry Equip | Equipment |  | SmrDsn | 2014-01-01 | 2014-12-31 | Constant | 1 | [23 empty] | From DOE Reference Buildings
SmallHotel Laundry Gas | Equipment |  | Default | 2014-01-01 | 2014-12-31 | Hourly | 0 | 0 | 0 | 0 | 0 | 0 | 0 | 0 | 0 | 1 | 1 | 1 | 1 | 1 | 1 | 1 | 1 | 0 | 0 | 0 | 0 | 0 | 0 | 0 | From DOE Reference Buildings
SmallHotel Laundry Gas | Equipment |  | WntrDsn | 2014-01-01 | 2014-12-31 | Constant | 0 | [23 empty] | From DOE Reference Buildings
SmallHotel Laundry Gas | Equipment |  | SmrDsn | 2014-01-01 | 2014-12-31 | Constant | 1 | [23 empty] | From DOE Reference Buildings
SmallHotel Laundry Light | Lighting |  | Default¦WntrDsn¦SmrDsn | 2014-01-01 | 2014-12-31 | Hourly | 0 | 0 | 0 | 0 | 0 | 0 | 0 | 0 | 1 | 1 | 1 | 1 | 1 | 1 | 1 | 1 | 1 | 0 | 0 | 0 | 0 | 0 | 0 | 0 | From DOE Reference Buildings
SmallHotel Laundry Occ | Occupancy |  | Default¦Wknd | 2014-01-01 | 2014-12-31 | Hourly | 0 | 0 | 0 | 0 | 0 | 0 | 0 | 0 | 0.09 | 0.09 | 0.18 | 0.18 | 0 | 0.18 | 0.18 | 0.18 | 0.09 | 0 | 0 | 0 | 0 | 0 | 0 | 0 | From DOE Reference Buildings
SmallHotel Laundry Occ | Occupancy |  | WntrDsn | 2014-01-01 | 2014-12-31 | Constant | 0 | [23 empty] | From DOE Reference Buildings
SmallHotel Laundry Occ | Occupancy |  | SmrDsn | 2014-01-01 | 2014-12-31 | Constant | 1 | [23 empty] | From DOE Reference Buildings
SmallHotel Meeting Equip | Equipment |  | Default¦WntrDsn¦SmrDsn | 2014-01-01 | 2014-12-31 | Hourly | 0 | 0 | 0 | 0 | 0 | 0 | 0 | 0.05 | 0.54 | 0.54 | 0.26 | 0.26 | 0.05 | 0.54 | 0.54 | 0.26 | 0.26 | 0.26 | 0.05 | 0.05 | 0 | 0 | 0 | 0 | From DOE Reference Buildings
SmallHotel Meeting Light | Lighting |  | Default | 2014-01-01 | 2014-12-31 | Hourly | 0 | 0 | 0 | 0 | 0 | 0.2 | 0.3 | 0.5 | 1 | 1 | 1 | 1 | 1 | 1 | 1 | 1 | 1 | 1 | 0.5 | 0.3 | 0.2 | 0.05 | 0 | 0 | From DOE Reference Buildings
SmallHotel Meeting Light | Lighting |  | WntrDsn | 2014-01-01 | 2014-12-31 | Constant | 0 | [23 empty] | From DOE Reference Buildings
SmallHotel Meeting Light | Lighting |  | SmrDsn | 2014-01-01 | 2014-12-31 | Constant | 1 | [23 empty] | From DOE Reference Buildings
SmallHotel Meeting Occ | Occupancy |  | Default¦Wknd | 2014-01-01 | 2014-12-31 | Hourly | 0 | 0 | 0 | 0 | 0 | 0 | 0 | 0.05 | 0.5 | 0.5 | 0.2 | 0.2 | 0.05 | 0.5 | 0.5 | 0.2 | 0.2 | 0.2 | 0.05 | 0.05 | 0 | 0 | 0 | 0 | From DOE Reference Buildings
SmallHotel Meeting Occ | Occupancy |  | WntrDsn | 2014-01-01 | 2014-12-31 | Constant | 0 | [23 empty] | From DOE Reference Buildings
SmallHotel Meeting Occ | Occupancy |  | SmrDsn | 2014-01-01 | 2014-12-31 | Constant | 1 | [23 empty] | From DOE Reference Buildings
SmallHotel Office Equip | Equipment |  | Default | 2014-01-01 | 2014-12-31 | Hourly | 0.33 | 0.33 | 0.33 | 0.33 | 0.33 | 0.38 | 0.38 | 0.43 | 0.43 | 0.43 | 1 | 1 | 0.94 | 1 | 1 | 1 | 1 | 0.75 | 0.63 | 0.63 | 0.48 | 0.48 | 0.33 | 0.33 | From DOE Reference Buildings
SmallHotel Office Equip | Equipment |  | WntrDsn | 2014-01-01 | 2014-12-31 | Constant | 0 | [23 empty] | From DOE Reference Buildings
SmallHotel Office Equip | Equipment |  | SmrDsn | 2014-01-01 | 2014-12-31 | Constant | 1 | [23 empty] | From DOE Reference Buildings
SmallHotel Office Equip | Equipment |  | Wknd | 2014-01-01 | 2014-12-31 | Hourly | 0.33 | 0.33 | 0.33 | 0.33 | 0.33 | 0.38 | 0.38 | 0.43 | 0.63 | 0.63 | 0.63 | 0.63 | 0.63 | 0.63 | 0.63 | 0.63 | 0.63 | 0.63 | 0.48 | 0.48 | 0.48 | 0.48 | 0.33 | 0.33 | From DOE Reference Buildings
SmallHotel Office Light | Lighting |  | Default | 2014-01-01 | 2014-12-31 | Hourly | 0.5 | 0.5 | 0.5 | 0.5 | 0.5 | 0.5 | 0.5 | 0.61 | 0.9 | 0.9 | 0.9 | 0.9 | 0.8 | 0.9 | 0.9 | 0.9 | 0.9 | 0.61 | 0.5 | 0.5 | 0.5 | 0.5 | 0.5 | 0.5 | From DOE Reference Buildings
SmallHotel Office Light | Lighting |  | WntrDsn | 2014-01-01 | 2014-12-31 | Constant | 0 | [23 empty] | From DOE Reference Buildings
SmallHotel Office Light | Lighting |  | SmrDsn | 2014-01-01 | 2014-12-31 | Constant | 1 | [23 empty] | From DOE Reference Buildings
SmallHotel Office Occ | Occupancy |  | Default | 2014-01-01 | 2014-12-31 | Hourly | 0.2 | 0.2 | 0.2 | 0.2 | 0.2 | 0.2 | 0.3 | 0.4 | 1 | 1 | 1 | 1 | 0.5 | 1 | 1 | 1 | 1 | 0.4 | 0.3 | 0.2 | 0.2 | 0.2 | 0.2 | 0.2 | From DOE Reference Buildings
SmallHotel Office Occ | Occupancy |  | WntrDsn | 2014-01-01 | 2014-12-31 | Constant | 0 | [23 empty] | From DOE Reference Buildings
SmallHotel Office Occ | Occupancy |  | SmrDsn | 2014-01-01 | 2014-12-31 | Constant | 1 | [23 empty] | From DOE Reference Buildings
SmallHotel Office Occ | Occupancy |  | Wknd | 2014-01-01 | 2014-12-31 | Hourly | 0.2 | 0.2 | 0.2 | 0.2 | 0.2 | 0.2 | 0.2 | 0.3 | 0.5 | 0.5 | 0.5 | 0.5 | 0.5 | 0.5 | 0.5 | 0.5 | 0.5 | 0.3 | 0.2 | 0.2 | 0.2 | 0.2 | 0.2 | 0.2 | From DOE Reference Buildings
SmallHotel PSZ-AC OA Damper | Operation | Dimensionless | Default | 2014-01-01 | 2014-12-31 | Constant | 1
SmallHotel PSZ-AC Operation | Operation | Dimensionless | Default | 2014-01-01 | 2014-12-31 | Constant | 1
SmallHotel PTAC OA Damper | Operation | Dimensionless | Default | 2014-01-01 | 2014-12-31 | Constant | 0
SmallHotel PTAC Operation | Operation | Dimensionless | Default | 2014-01-01 | 2014-12-31 | Constant | 1
SmallHotel Split-AC OA Damper | Operation | Dimensionless | Default | 2014-01-01 | 2014-12-31 | Constant | 1
SmallHotel Split-AC Operation | Operation | Dimensionless | Default | 2014-01-01 | 2014-12-31 | Constant | 1
SmallHotel StaffLounge Equip | Equipment |  | Default¦Wknd | 2014-01-01 | 2014-12-31 | Hourly | 0.11 | 0.11 | 0.11 | 0.11 | 0.11 | 0.19 | 0.19 | 0.25 | 1 | 1 | 0.86 | 0.86 | 1 | 0.86 | 0.86 | 0.86 | 0.86 | 0.86 | 0.25 | 0.19 | 0.11 | 0.11 | 0.11 | 0.11 | From DOE Reference Buildings
SmallHotel StaffLounge Equip | Equipment |  | WntrDsn | 2014-01-01 | 2014-12-31 | Constant | 0 | [23 empty] | From DOE Reference Buildings
SmallHotel StaffLounge Equip | Equipment |  | SmrDsn | 2014-01-01 | 2014-12-31 | Constant | 1 | [23 empty] | From DOE Reference Buildings
SmallHotel StaffLounge Light | Lighting |  | Default | 2014-01-01 | 2014-12-31 | Hourly | 0.05 | 0.05 | 0.05 | 0.05 | 0.05 | 0.15 | 0.4 | 0.5 | 1 | 1 | 1 | 1 | 1 | 1 | 1 | 1 | 1 | 1 | 0.5 | 0.4 | 0.15 | 0.15 | 0.05 | 0.05 | From DOE Reference Buildings
SmallHotel StaffLounge Light | Lighting |  | WntrDsn | 2014-01-01 | 2014-12-31 | Constant | 0 | [23 empty] | From DOE Reference Buildings
SmallHotel StaffLounge Light | Lighting |  | SmrDsn | 2014-01-01 | 2014-12-31 | Constant | 1 | [23 empty] | From DOE Reference Buildings
SmallHotel StaffLounge Light | Lighting |  | Wknd | 2014-01-01 | 2014-12-31 | Hourly | 0.05 | 0.05 | 0.05 | 0.05 | 0.05 | 0.15 | 0.3 | 0.4 | 0.6 | 0.6 | 0.6 | 0.6 | 0.6 | 0.6 | 0.6 | 0.6 | 0.6 | 0.6 | 0.4 | 0.3 | 0.15 | 0.15 | 0.05 | 0.05 | From DOE Reference Buildings
SmallHotel StaffLounge Occ | Occupancy |  | Default | 2014-01-01 | 2014-12-31 | Hourly | 0 | 0 | 0 | 0 | 0 | 0.1 | 0.1 | 0.2 | 0.2 | 0.2 | 0.2 | 0.2 | 0.7 | 0.2 | 0.2 | 0.2 | 0.2 | 0.2 | 0.1 | 0.1 | 0 | 0 | 0 | 0 | From DOE Reference Buildings
SmallHotel StaffLounge Occ | Occupancy |  | WntrDsn | 2014-01-01 | 2014-12-31 | Constant | 0 | [23 empty] | From DOE Reference Buildings
SmallHotel StaffLounge Occ | Occupancy |  | SmrDsn | 2014-01-01 | 2014-12-31 | Constant | 1 | [23 empty] | From DOE Reference Buildings
SmallHotel StaffLounge Occ | Occupancy |  | Wknd | 2014-01-01 | 2014-12-31 | Hourly | 0 | 0 | 0 | 0 | 0 | 0.05 | 0.05 | 0.05 | 0.1 | 0.1 | 0.1 | 0.1 | 0.2 | 0.1 | 0.1 | 0.1 | 0.1 | 0.1 | 0.05 | 0.05 | 0 | 0 | 0 | 0 | From DOE Reference Buildings
SmallHotel Storage Light | Lighting |  | Default¦Wknd | 2014-01-01 | 2014-12-31 | Hourly | 0.1 | 0.1 | 0.1 | 0.1 | 0.1 | 0.1 | 0.1 | 0.2 | 0.4 | 0.4 | 0.4 | 0.4 | 0.4 | 0.4 | 0.4 | 0.4 | 0.4 | 0.4 | 0.2 | 0.2 | 0.2 | 0.2 | 0.1 | 0.1 | From DOE Reference Buildings
SmallHotel Storage Light | Lighting |  | WntrDsn | 2014-01-01 | 2014-12-31 | Constant | 0 | [23 empty] | From DOE Reference Buildings
SmallHotel Storage Light | Lighting |  | SmrDsn | 2014-01-01 | 2014-12-31 | Constant | 1 | [23 empty] | From DOE Reference Buildings
SmallHotel UnitHeater ClgSP Sch | Thermostat Setpoint |  | Default¦WntrDsn¦SmrDsn | 2014-01-01 | 2014-12-31 | Constant | 40 | [23 empty] | From DOE Reference Buildings
SmallHotel UnitHeater HtgSP Sch | Thermostat Setpoint |  | Default¦WntrDsn¦SmrDsn | 2014-01-01 | 2014-12-31 | Constant | 15.6 | [23 empty] | From DOE Reference Buildings
SmallHotel Work Eff | Unknown |  | Default¦WntrDsn¦SmrDsn | 2014-01-01 | 2014-12-31 | Constant | 0 | [23 empty] | From DOE Reference Buildings
SmallOffice Exterior Lights | Lighting | Dimensionless | Default¦WntrDsn¦SmrDsn | 2014-01-01 | 2014-12-31 | Hourly | 0 | 0 | 0 | 0 | 0 | 0 | 0 | 1 | 1 | 1 | 1 | 1 | 1 | 1 | 1 | 1 | 1 | 1 | 1 | 1 | 1 | 1 | 1 | 1
SmallOffice Exterior Lights Always On | Lighting | Dimensionless | Default¦WntrDsn¦SmrDsn | 2014-01-01 | 2014-12-31 | Constant | 1
SmallOffice PSZ-AC OA Damper | Operation | Dimensionless | Sat¦WntrDsn | 2014-01-01 | 2014-12-31 | Hourly | 0 | 0 | 0 | 0 | 0 | 0 | 0 | 1 | 1 | 1 | 1 | 1 | 1 | 1 | 1 | 1 | 1 | 1 | 0 | 0 | 0 | 0 | 0 | 0
SmallOffice PSZ-AC OA Damper | Operation | Dimensionless | Sun | 2014-01-01 | 2014-12-31 | Constant | 0
SmallOffice PSZ-AC Operation | Operation | Dimensionless | Sat¦WntrDsn | 2014-01-01 | 2014-12-31 | Constant | 0
SmallOffice PSZ-AC Operation | Operation | Dimensionless | Default¦SmrDsn | 2014-01-01 | 2014-12-31 | Hourly | 0 | 0 | 0 | 0 | 0 | 0 | 1 | 1 | 1 | 1 | 1 | 1 | 1 | 1 | 1 | 1 | 1 | 1 | 1 | 0 | 0 | 0 | 0 | 0
StripMall Activity | Activity | W | Default¦WntrDsn¦SmrDsn | 2014-01-01 | 2014-12-31 | Constant | 120 | [23 empty] | From DOE Reference Buildings
StripMall Bldg Equip | Equipment |  | Default | 2014-01-01 | 2014-12-31 | Hourly | 0.2 | 0.2 | 0.2 | 0.2 | 0.2 | 0.2 | 0.2 | 0.4 | 0.7 | 0.9 | 0.9 | 0.9 | 0.9 | 0.9 | 0.9 | 0.9 | 0.9 | 0.9 | 0.8 | 0.8 | 0.7 | 0.4 | 0.2 | 0.2 | From DOE Reference Buildings
StripMall Bldg Equip | Equipment |  | WntrDsn | 2014-01-01 | 2014-12-31 | Constant | 0 | [23 empty] | From DOE Reference Buildings
StripMall Bldg Equip | Equipment |  | SmrDsn | 2014-01-01 | 2014-12-31 | Constant | 1 | [23 empty] | From DOE Reference Buildings
StripMall Bldg Equip | Equipment |  | Sun | 2014-01-01 | 2014-12-31 | Hourly | 0.15 | 0.15 | 0.15 | 0.15 | 0.15 | 0.15 | 0.15 | 0.15 | 0.3 | 0.3 | 0.6 | 0.6 | 0.8 | 0.8 | 0.8 | 0.8 | 0.8 | 0.6 | 0.4 | 0.15 | 0.15 | 0.15 | 0.15 | 0.15 | From DOE Reference Buildings
StripMall Bldg Equip | Equipment |  | Sat | 2014-01-01 | 2014-12-31 | Hourly | 0.15 | 0.15 | 0.15 | 0.15 | 0.15 | 0.15 | 0.15 | 0.3 | 0.5 | 0.8 | 0.9 | 0.9 | 0.9 | 0.9 | 0.9 | 0.9 | 0.9 | 0.9 | 0.7 | 0.5 | 0.5 | 0.3 | 0.15 | 0.15 | From DOE Reference Buildings
StripMall Bldg Light | Lighting |  | Default | 2014-01-01 | 2014-12-31 | Hourly | 0.05 | 0.05 | 0.05 | 0.05 | 0.05 | 0.05 | 0.05 | 0.2 | 0.5 | 0.9 | 0.9 | 0.9 | 0.9 | 0.9 | 0.9 | 0.9 | 0.9 | 0.9 | 0.6 | 0.6 | 0.5 | 0.2 | 0.05 | 0.05 | From DOE Reference Buildings
StripMall Bldg Light | Lighting |  | WntrDsn | 2014-01-01 | 2014-12-31 | Constant | 0 | [23 empty] | From DOE Reference Buildings
StripMall Bldg Light | Lighting |  | SmrDsn | 2014-01-01 | 2014-12-31 | Constant | 1 | [23 empty] | From DOE Reference Buildings
StripMall Bldg Light | Lighting |  | Sun | 2014-01-01 | 2014-12-31 | Hourly |  | 0.05 | 0.05 | 0.05 | 0.05 | 0.05 | 0.05 | 0.05 | 0.1 | 0.1 | 0.4 | 0.4 | 0.6 | 0.6 | 0.6 | 0.6 | 0.6 | 0.4 | 0.2 | 0.05 | 0.05 | 0.05 | 0.05 | 0.05 | From DOE Reference Buildings
StripMall Bldg Light | Lighting |  | Sat | 2014-01-01 | 2014-12-31 | Hourly | 0.05 | 0.05 | 0.05 | 0.05 | 0.05 | 0.05 | 0.05 | 0.1 | 0.3 | 0.6 | 0.9 | 0.9 | 0.9 | 0.9 | 0.9 | 0.9 | 0.9 | 0.9 | 0.5 | 0.3 | 0.3 | 0.1 | 0.05 | 0.05 | From DOE Reference Buildings
StripMall Bldg Occ | Occupancy |  | Default | 2014-01-01 | 2014-12-31 | Hourly | 0 | 0 | 0 | 0 | 0 | 0 | 0 | 0.1 | 0.2 | 0.5 | 0.5 | 0.7 | 0.7 | 0.7 | 0.7 | 0.8 | 0.7 | 0.5 | 0.5 | 0.3 | 0.3 | 0 | 0 | 0 | From DOE Reference Buildings
StripMall Bldg Occ | Occupancy |  | WntrDsn¦SmrDsn | 2014-01-01 | 2014-12-31 | Constant | 1 | [23 empty] | From DOE Reference Buildings
StripMall Bldg Occ | Occupancy |  | Sun | 2014-01-01 | 2014-12-31 | Hourly | 0 | 0 | 0 | 0 | 0 | 0 | 0 | 0 | 0 | 0.1 | 0.2 | 0.2 | 0.4 | 0.4 | 0.4 | 0.4 | 0.4 | 0.2 | 0.1 | 0 | 0 | 0 | 0 | 0 | From DOE Reference Buildings
StripMall Bldg Occ | Occupancy |  | Sat | 2014-01-01 | 2014-12-31 | Hourly | 0 | 0 | 0 | 0 | 0 | 0 | 0 | 0.1 | 0.2 | 0.5 | 0.6 | 0.8 | 0.8 | 0.8 | 0.8 | 0.8 | 0.8 | 0.6 | 0.2 | 0.2 | 0.2 | 0.1 | 0 | 0 | From DOE Reference Buildings
StripMall ClgSetp | Thermostat Setpoint | C | Default¦SmrDsn | 2014-01-01 | 2014-12-31 | Hourly | 30 | 30 | 30 | 30 | 30 | 30 | 24 | 24 | 24 | 24 | 24 | 24 | 24 | 24 | 24 | 24 | 24 | 24 | 24 | 24 | 24 | 30 | 30 | 30 | From DOE Reference Buildings
StripMall ClgSetp | Thermostat Setpoint | C | WntrDsn | 2014-01-01 | 2014-12-31 | Constant | 30 | [23 empty] | From DOE Reference Buildings
StripMall ClgSetp | Thermostat Setpoint | C | Sun | 2014-01-01 | 2014-12-31 | Hourly | 30 | 30 | 30 | 30 | 30 | 30 | 30 | 30 | 24 | 24 | 24 | 24 | 24 | 24 | 24 | 24 | 24 | 24 | 24 | 30 | 30 | 30 | 30 | 30 | From DOE Reference Buildings
StripMall ClgSetp | Thermostat Setpoint | C | Sat | 2014-01-01 | 2014-12-31 | Hourly | 30 | 30 | 30 | 30 | 30 | 30 | 24 | 24 | 24 | 24 | 24 | 24 | 24 | 24 | 24 | 24 | 24 | 24 | 24 | 24 | 24 | 24 | 30 | 30 | From DOE Reference Buildings
StripMall Clothing | Clothing |  | Default¦WntrDsn | 2014-01-01 | 2014-12-31 | Constant | 1 | [23 empty] | From DOE Reference Buildings
StripMall Clothing | Clothing |  | SmrDsn | 2014-01-01 | 2014-12-31 | Constant | 0.5 | [23 empty] | From DOE Reference Buildings
StripMall Clothing | Clothing |  | Wknd¦Wkdy | 2014-10-01 | 2014-12-31 | Constant | 1 | [23 empty] | From DOE Reference Buildings
StripMall Clothing | Clothing |  | Wknd¦Wkdy | 2014-05-01 | 2014-09-30 | Constant | 0.5 | [23 empty] | From DOE Reference Buildings
StripMall HtgSetp | Thermostat Setpoint | C | Default | 2014-01-01 | 2014-12-31 | Hourly | 15.6 | 15.6 | 15.6 | 15.6 | 15.6 | 15.6 | 21 | 21 | 21 | 21 | 21 | 21 | 21 | 21 | 21 | 21 | 21 | 21 | 21 | 21 | 21 | 15.6 | 15.6 | 15.6 | From DOE Reference Buildings
StripMall HtgSetp | Thermostat Setpoint | C | WntrDsn | 2014-01-01 | 2014-12-31 | Constant | 21 | [23 empty] | From DOE Reference Buildings
StripMall HtgSetp | Thermostat Setpoint | C | SmrDsn | 2014-01-01 | 2014-12-31 | Constant | 15.6 | [23 empty] | From DOE Reference Buildings
StripMall HtgSetp | Thermostat Setpoint | C | Sun | 2014-01-01 | 2014-12-31 | Hourly | 15.6 | 15.6 | 15.6 | 15.6 | 15.6 | 15.6 | 15.6 | 15.6 | 21 | 21 | 21 | 21 | 21 | 21 | 21 | 21 | 21 | 21 | 21 | 15.6 | 15.6 | 15.6 | 15.6 | 15.6 | From DOE Reference Buildings
StripMall HtgSetp | Thermostat Setpoint | C | Sat | 2014-01-01 | 2014-12-31 | Hourly | 15.6 | 15.6 | 15.6 | 15.6 | 15.6 | 15.6 | 21 | 21 | 21 | 21 | 21 | 21 | 21 | 21 | 21 | 21 | 21 | 21 | 21 | 21 | 21 | 21 | 15.6 | 15.6 | From DOE Reference Buildings
Stripmall HVACOperationSchd | Equipment |  | Default | 2014-01-01 | 2014-12-31 | Hourly | 0 | 0 | 0 | 0 | 0 | 0 | 0 | 0 | 1 | 1 | 1 | 1 | 1 | 1 | 1 | 1 | 1 | 1 | 1 | 0 | 0 | 0 | 0 | 0 | From DOE Prototype Buildings
Stripmall HVACOperationSchd | Equipment |  | SmrDsn¦Wkdy | 2014-01-01 | 2014-12-31 | Hourly | 0 | 0 | 0 | 0 | 0 | 0 | 1 | 1 | 1 | 1 | 1 | 1 | 1 | 1 | 1 | 1 | 1 | 1 | 1 | 1 | 1 | 0 | 0 | 0 | From DOE Prototype Buildings
Stripmall HVACOperationSchd | Equipment |  | Sat¦WntrDsn | 2014-01-01 | 2014-12-31 | Hourly | 0 | 0 | 0 | 0 | 0 | 0 | 1 | 1 | 1 | 1 | 1 | 1 | 1 | 1 | 1 | 1 | 1 | 1 | 1 | 1 | 1 | 1 | 0 | 0 | From DOE Prototype Buildings
StripMall Infil Half On | Infiltration |  | Default¦SmrDsn | 2014-01-01 | 2014-12-31 | Hourly | 1 | 1 | 1 | 1 | 1 | 1 | 0.5 | 0.5 | 0.5 | 0.5 | 0.5 | 0.5 | 0.5 | 0.5 | 0.5 | 0.5 | 0.5 | 0.5 | 0.5 | 0.5 | 0.5 | 1 | 1 | 1 | From DOE Reference Buildings
StripMall Infil Half On | Infiltration |  | WntrDsn | 2014-01-01 | 2014-12-31 | Constant | 1 | [23 empty] | From DOE Reference Buildings
StripMall Infil Half On | Infiltration |  | Sun | 2014-01-01 | 2014-12-31 | Hourly | 1 | 1 | 1 | 1 | 1 | 1 | 1 | 1 | 0.5 | 0.5 | 0.5 | 0.5 | 0.5 | 0.5 | 0.5 | 0.5 | 0.5 | 1 | 1 | 1 | 1 | 1 | 1 | 1 | From DOE Reference Buildings
StripMall Infil Half On | Infiltration |  | Sat | 2014-01-01 | 2014-12-31 | Hourly | 1 | 1 | 1 | 1 | 1 | 1 | 0.5 | 0.5 | 0.5 | 0.5 | 0.5 | 0.5 | 0.5 | 0.5 | 0.5 | 0.5 | 0.5 | 0.5 | 0.5 | 0.5 | 0.5 | 0.5 | 1 | 1 | From DOE Reference Buildings
Stripmall MinOA_Sched | Equipment |  | Default | 2014-01-01 | 2014-12-31 | Hourly | 0 | 0 | 0 | 0 | 0 | 0 | 0 | 0 | 1 | 1 | 1 | 1 | 1 | 1 | 1 | 1 | 1 | 1 | 1 | 0 | 0 | 0 | 0 | 0 | From DOE Prototype Buildings
Stripmall MinOA_Sched | Equipment |  | SmrDsn¦Wkdy | 2014-01-01 | 2014-12-31 | Hourly | 0 | 0 | 0 | 0 | 0 | 0 | 1 | 1 | 1 | 1 | 1 | 1 | 1 | 1 | 1 | 1 | 1 | 1 | 1 | 1 | 1 | 0 | 0 | 0 | From DOE Prototype Buildings
Stripmall MinOA_Sched | Equipment |  | Sat¦WntrDsn | 2014-01-01 | 2014-12-31 | Hourly | 0 | 0 | 0 | 0 | 0 | 0 | 1 | 1 | 1 | 1 | 1 | 1 | 1 | 1 | 1 | 1 | 1 | 1 | 1 | 1 | 1 | 1 | 0 | 0 | From DOE Prototype Buildings
StripMall Work Eff | Unknown |  | Default¦WntrDsn¦SmrDsn | 2014-01-01 | 2014-12-31 | Constant | 0 | [23 empty] | From DOE Reference Buildings
SuperMarket Activity | Activity | W | Default¦WntrDsn¦SmrDsn | 2014-01-01 | 2014-12-31 | Constant | 120 | [23 empty] | From DOE Reference Buildings
SuperMarket Bldg Equip | Equipment |  | Default | 2014-01-01 | 2014-12-31 | Hourly | 0.2 | 0.2 | 0.2 | 0.2 | 0.2 | 0.2 | 0.4 | 0.4 | 0.7 | 0.9 | 0.9 | 0.9 | 0.9 | 0.9 | 0.9 | 0.9 | 0.9 | 0.9 | 0.8 | 0.8 | 0.7 | 0.4 | 0.2 | 0.2 | From DOE Reference Buildings
SuperMarket Bldg Equip | Equipment |  | WntrDsn | 2014-01-01 | 2014-12-31 | Constant | 0 | [23 empty] | From DOE Reference Buildings
SuperMarket Bldg Equip | Equipment |  | SmrDsn | 2014-01-01 | 2014-12-31 | Constant | 1 | [23 empty] | From DOE Reference Buildings
SuperMarket Bldg Equip | Equipment |  | Sun | 2014-01-01 | 2014-12-31 | Hourly | 0.15 | 0.15 | 0.15 | 0.15 | 0.15 | 0.15 | 0.3 | 0.3 | 0.3 | 0.3 | 0.6 | 0.6 | 0.8 | 0.8 | 0.8 | 0.8 | 0.8 | 0.6 | 0.4 | 0.4 | 0.4 | 0.4 | 0.15 | 0.15 | From DOE Reference Buildings
SuperMarket Bldg Equip | Equipment |  | Sat | 2014-01-01 | 2014-12-31 | Hourly | 0.15 | 0.15 | 0.15 | 0.15 | 0.15 | 0.15 | 0.3 | 0.3 | 0.5 | 0.8 | 0.9 | 0.9 | 0.9 | 0.9 | 0.9 | 0.9 | 0.9 | 0.9 | 0.7 | 0.5 | 0.5 | 0.3 | 0.15 | 0.15 | From DOE Reference Buildings
SuperMarket Bldg Equip New | Equipment |  | Default | 2014-01-01 | 2014-12-31 | Hourly | 0.4 | 0.4 | 0.4 | 0.4 | 0.4 | 0.4 | 0.4 | 0.4 | 0.7 | 0.9 | 0.9 | 0.9 | 0.9 | 0.9 | 0.9 | 0.9 | 0.9 | 0.9 | 0.8 | 0.8 | 0.7 | 0.4 | 0.4 | 0.4 | From AEDG Baseline
SuperMarket Bldg Equip New | Equipment |  | WntrDsn | 2014-01-01 | 2014-12-31 | Constant | 0 | [23 empty] | From AEDG Baseline
SuperMarket Bldg Equip New | Equipment |  | SmrDsn | 2014-01-01 | 2014-12-31 | Constant | 1 | [23 empty] | From AEDG Baseline
SuperMarket Bldg Equip New | Equipment |  | Sun | 2014-01-01 | 2014-12-31 | Hourly | 0.3 | 0.3 | 0.3 | 0.3 | 0.3 | 0.3 | 0.3 | 0.3 | 0.3 | 0.3 | 0.6 | 0.6 | 0.8 | 0.8 | 0.8 | 0.8 | 0.8 | 0.6 | 0.4 | 0.4 | 0.4 | 0.4 | 0.3 | 0.3 | From AEDG Baseline
SuperMarket Bldg Equip New | Equipment |  | Sat | 2014-01-01 | 2014-12-31 | Hourly | 0.3 | 0.3 | 0.3 | 0.3 | 0.3 | 0.3 | 0.3 | 0.3 | 0.5 | 0.8 | 0.9 | 0.9 | 0.9 | 0.9 | 0.9 | 0.9 | 0.9 | 0.9 | 0.7 | 0.5 | 0.5 | 0.3 | 0.3 | 0.3 | From AEDG Baseline
SuperMarket Bldg Light | Lighting |  | Default | 2014-01-01 | 2014-12-31 | Hourly | 0.05 | 0.05 | 0.05 | 0.05 | 0.05 | 0.05 | 0.2 | 0.2 | 0.5 | 0.9 | 0.9 | 0.9 | 0.9 | 0.9 | 0.9 | 0.9 | 0.9 | 0.9 | 0.6 | 0.6 | 0.5 | 0.2 | 0.05 | 0.05 | From DOE Reference Buildings
SuperMarket Bldg Light | Lighting |  | WntrDsn | 2014-01-01 | 2014-12-31 | Constant | 0 | [23 empty] | From DOE Reference Buildings
SuperMarket Bldg Light | Lighting |  | SmrDsn | 2014-01-01 | 2014-12-31 | Constant | 1 | [23 empty] | From DOE Reference Buildings
SuperMarket Bldg Light | Lighting |  | Sun | 2014-01-01 | 2014-12-31 | Hourly | 0.05 | 0.05 | 0.05 | 0.05 | 0.05 | 0.05 | 0.1 | 0.1 | 0.1 | 0.1 | 0.4 | 0.4 | 0.6 | 0.6 | 0.6 | 0.6 | 0.6 | 0.4 | 0.2 | 0.2 | 0.2 | 0.2 | 0.05 | 0.05 | From DOE Reference Buildings
SuperMarket Bldg Light | Lighting |  | Sat | 2014-01-01 | 2014-12-31 | Hourly | 0.05 | 0.05 | 0.05 | 0.05 | 0.05 | 0.05 | 0.1 | 0.1 | 0.3 | 0.6 | 0.9 | 0.9 | 0.9 | 0.9 | 0.9 | 0.9 | 0.9 | 0.9 | 0.5 | 0.3 | 0.3 | 0.1 | 0.05 | 0.05 | From DOE Reference Buildings
SuperMarket Bldg Occ | Occupancy |  | Default | 2014-01-01 | 2014-12-31 | Hourly | 0 | 0 | 0 | 0 | 0 | 0 | 0.1 | 0.1 | 0.2 | 0.5 | 0.5 | 0.7 | 0.7 | 0.7 | 0.7 | 0.8 | 0.7 | 0.5 | 0.5 | 0.3 | 0.3 | 0.3 | 0 | 0 | From DOE Reference Buildings
SuperMarket Bldg Occ | Occupancy |  | WntrDsn | 2014-01-01 | 2014-12-31 | Constant | 0 | [23 empty] | From DOE Reference Buildings
SuperMarket Bldg Occ | Occupancy |  | SmrDsn | 2014-01-01 | 2014-12-31 | Constant | 1 | [23 empty] | From DOE Reference Buildings
SuperMarket Bldg Occ | Occupancy |  | Sun | 2014-01-01 | 2014-12-31 | Hourly | 0 | 0 | 0 | 0 | 0 | 0 | 0.1 | 0.1 | 0.1 | 0.1 | 0.2 | 0.2 | 0.4 | 0.4 | 0.4 | 0.4 | 0.4 | 0.2 | 0.1 | 0.1 | 0.1 | 0.1 | 0 | 0 | From DOE Reference Buildings
SuperMarket Bldg Occ | Occupancy |  | Sat | 2014-01-01 | 2014-12-31 | Hourly | 0 | 0 | 0 | 0 | 0 | 0 | 0.1 | 0.1 | 0.2 | 0.5 | 0.6 | 0.8 | 0.8 | 0.8 | 0.8 | 0.8 | 0.8 | 0.6 | 0.2 | 0.2 | 0.2 | 0.1 | 0 | 0 | From DOE Reference Buildings
SuperMarket Bldg Swh | Service Water Heating |  | Default¦SmrDsn | 2014-01-01 | 2014-12-31 | Hourly | 0.04 | 0.05 | 0.05 | 0.04 | 0.04 | 0.04 | 0.04 | 0.15 | 0.23 | 0.32 | 0.41 | 0.57 | 0.62 | 0.61 | 0.5 | 0.45 | 0.46 | 0.47 | 0.42 | 0.34 | 0.33 | 0.23 | 0.13 | 0.08 | From DOE Reference Buildings
SuperMarket Bldg Swh | Service Water Heating |  | WntrDsn¦Sat | 2014-01-01 | 2014-12-31 | Hourly | 0.11 | 0.1 | 0.08 | 0.06 | 0.06 | 0.06 | 0.07 | 0.2 | 0.24 | 0.27 | 0.42 | 0.54 | 0.59 | 0.6 | 0.49 | 0.48 | 0.47 | 0.46 | 0.44 | 0.36 | 0.29 | 0.22 | 0.16 | 0.13 | From DOE Reference Buildings
SuperMarket Bldg Swh | Service Water Heating |  | Sun | 2014-01-01 | 2014-12-31 | Hourly | 0.07 | 0.07 | 0.07 | 0.06 | 0.06 | 0.06 | 0.07 | 0.1 | 0.12 | 0.14 | 0.29 | 0.31 | 0.36 | 0.36 | 0.34 | 0.35 | 0.37 | 0.34 | 0.25 | 0.27 | 0.21 | 0.16 | 0.1 | 0.06 | From DOE Reference Buildings
SuperMarket ClgSetp | Thermostat Setpoint | C | Default¦SmrDsn | 2014-01-01 | 2014-12-31 | Hourly | 30 | 30 | 30 | 30 | 30 | 30 | 24 | 24 | 24 | 24 | 24 | 24 | 24 | 24 | 24 | 24 | 24 | 24 | 24 | 24 | 24 | 24 | 30 | 30 | From DOE Reference Buildings
SuperMarket ClgSetp | Thermostat Setpoint | C | WntrDsn | 2014-01-01 | 2014-12-31 | Constant | 30 | [23 empty] | From DOE Reference Buildings
SuperMarket Clothing | Clothing |  | Default¦WntrDsn | 2014-01-01 | 2014-12-31 | Constant | 1 | [23 empty] | From DOE Reference Buildings
SuperMarket Clothing | Clothing |  | SmrDsn | 2014-01-01 | 2014-12-31 | Constant | 0.5 | [23 empty] | From DOE Reference Buildings
SuperMarket Clothing | Clothing |  | Wknd¦Wkdy | 2014-10-01 | 2014-12-31 | Constant | 1 | [23 empty] | From DOE Reference Buildings
SuperMarket Clothing | Clothing |  | Wknd¦Wkdy | 2014-05-01 | 2014-09-30 | Constant | 0.5 | [23 empty] | From DOE Reference Buildings
SuperMarket Exhaust Fan Balanced Exhaust Fraction Schedule | Equipment |  | Default¦WntrDsn¦SmrDsn¦Sun¦Wkdy | 2014-01-01 | 2014-12-31 | Hourly | 0.53051 | 0 | 0 | 0 | 0 | 0.53051 | 0.53051 | 0.53051 | 0.53051 | 0.53051 | 0.53051 | 0.53051 | 0.53051 | 0.53051 | 0.53051 | 0.53051 | 0.53051 | 0.53051 | 0.53051 | 0.53051 | 0.53051 | 0.53051 | 0.53051 | 0.53051 | From DOE Prototype Buildings
SuperMarket Exterior_lighting_schedule_b | Lighting |  | Default¦WntrDsn¦SmrDsn | 2014-01-01 | 2014-12-31 | Hourly | 0.7 | 0.7 | 0.7 | 0.7 | 0.7 | 0.7 | 1 | 1 | 1 | 1 | 1 | 1 | 1 | 1 | 1 | 1 | 1 | 1 | 1 | 1 | 1 | 1 | 1 | 1 | From DOE Prototype Buildings
SuperMarket Gas Equip New | Equipment |  | Default | 2014-01-01 | 2014-12-31 | Hourly | 0.01 | 0.01 | 0.01 | 0.11 | 0.11 | 0.11 | 0.89 | 0.79 | 0.39 | 0.39 | 0.91 | 1 | 1 | 0.01 | 0.01 | 0.01 | 0.01 | 0.01 | 0.01 | 0.01 | 0.01 | 0.01 | 0.01 | 0.01 | From AEDG Baseline
SuperMarket Gas Equip New | Equipment |  | WntrDsn | 2014-01-01 | 2014-12-31 | Constant | 0 | [23 empty] | From AEDG Baseline
SuperMarket Gas Equip New | Equipment |  | SmrDsn | 2014-01-01 | 2014-12-31 | Constant | 0.01 | 0.01 | 0.01 | 0.11 | 0.11 | 0.11 | 0.89 | 0.79 | 0.39 | 0.39 | 0.91 | 1 | 1 | 0.01 | 0.01 | 0.01 | 0.01 | 0.01 | 0.01 | 0.01 | 0.01 | 0.01 | 0.01 | 0.01 | From AEDG Baseline
SuperMarket Gas Equip New | Equipment |  | Sun | 2014-01-01 | 2014-12-31 | Hourly | 0.01 | 0.01 | 0.01 | 0.11 | 0.11 | 0.11 | 0.89 | 0.79 | 0.39 | 0.39 | 0.91 | 1 | 1 | 0.01 | 0.01 | 0.01 | 0.01 | 0.01 | 0.01 | 0.01 | 0.01 | 0.01 | 0.01 | 0.01 | From AEDG Baseline
SuperMarket Gas Equip New | Equipment |  | Sat | 2014-01-01 | 2014-12-31 | Hourly | 0.01 | 0.01 | 0.01 | 0.11 | 0.11 | 0.11 | 0.89 | 0.79 | 0.39 | 0.39 | 0.91 | 1 | 1 | 0.01 | 0.01 | 0.01 | 0.01 | 0.01 | 0.01 | 0.01 | 0.01 | 0.01 | 0.01 | 0.01 | From AEDG Baseline
SuperMarket HtgSetp | Thermostat Setpoint | C | Default¦WntrDsn | 2014-01-01 | 2014-12-31 | Hourly | 15.6 | 15.6 | 15.6 | 15.6 | 15.6 | 15.6 | 21 | 21 | 21 | 21 | 21 | 21 | 21 | 21 | 21 | 21 | 21 | 21 | 21 | 21 | 21 | 21 | 15.6 | 15.6 | From DOE Reference Buildings
SuperMarket HtgSetp | Thermostat Setpoint | C | SmrDsn | 2014-01-01 | 2014-12-31 | Constant | 15.6 | [23 empty] | From DOE Reference Buildings
SuperMarket HVACOperationSchd | Operation |  | Default | 2014-01-01 | 2014-12-31 | Hourly | 0 | 0 | 0 | 0 | 0 | 0 | 1 | 1 | 1 | 1 | 1 | 1 | 1 | 1 | 1 | 1 | 1 | 1 | 1 | 1 | 1 | 1 | 0 | 0 | From DOE Reference Buildings
SuperMarket Infil Half On | Infiltration |  | Default¦SmrDsn¦Sat | 2014-01-01 | 2014-12-31 | Hourly | 1 | 1 | 1 | 1 | 1 | 1 | 0.5 | 0.5 | 0.5 | 0.5 | 0.5 | 0.5 | 0.5 | 0.5 | 0.5 | 0.5 | 0.5 | 0.5 | 0.5 | 0.5 | 0.5 | 0.5 | 1 | 1 | From DOE Reference Buildings
SuperMarket Infil Half On | Infiltration |  | WntrDsn | 2014-01-01 | 2014-12-31 | Constant | 1 | [23 empty] | From DOE Reference Buildings
SuperMarket Infil Half On | Infiltration |  | Sun | 2014-01-01 | 2014-12-31 | Hourly | 1 | 1 | 1 | 1 | 1 | 1 | 1 | 1 | 0.5 | 0.5 | 0.5 | 0.5 | 0.5 | 0.5 | 0.5 | 0.5 | 0.5 | 1 | 1 | 1 | 1 | 1 | 1 | 1 | From DOE Reference Buildings
SuperMarket Infil New | Infiltration |  | Default¦SmrDsn¦Sat | 2014-01-01 | 2014-12-31 | Hourly | 1 | 1 | 1 | 1 | 1 | 1 | 0.32 | 0.32 | 0.32 | 0.32 | 0.32 | 0.32 | 0.32 | 0.32 | 0.32 | 0.32 | 0.32 | 0.32 | 0.32 | 0.32 | 0.32 | 0.32 | 1 | 1 | From AEDG Baseline
SuperMarket Infil New | Infiltration |  | WntrDsn | 2014-01-01 | 2014-12-31 | Constant | 1 | [23 empty] | From AEDG Baseline
SuperMarket Infil New | Infiltration |  | Sun | 2014-01-01 | 2014-12-31 | Hourly | 1 | 1 | 1 | 1 | 1 | 1 | 1 | 1 | 0.5 | 0.5 | 0.5 | 0.5 | 0.5 | 0.5 | 0.5 | 0.5 | 0.5 | 1 | 1 | 1 | 1 | 1 | 1 | 1 | From AEDG Baseline
SuperMarket MaxRelHumSetSch | Unknown |  | Default¦WntrDsn¦SmrDsn | 2014-01-01 | 2014-12-31 | Constant | 55 | [23 empty] | From DOE Prototype Buildings
SuperMarket MinOA_MotorizedDamper_Sched | OA Air |  | Default | 2014-01-01 | 2014-12-31 | Hourly | 0 | 0 | 0 | 0 | 0 | 0 | 1 | 1 | 1 | 1 | 1 | 1 | 1 | 1 | 1 | 1 | 1 | 1 | 1 | 1 | 1 | 1 | 0 | 0 | Same to HVAC operational Schedule
SuperMarket MinRelHumSetSch | Unknown |  | Default¦WntrDsn¦SmrDsn | 2014-01-01 | 2014-12-31 | Constant | 30 | [23 empty] | From DOE Prototype Buildings
SuperMarket Vestibule ClgSetp | Thermostat Setpoint | C | Default¦SmrDsn | 2014-01-01 | 2014-12-31 | Constant | 100 | [23 empty] | From DOE Reference Buildings
SuperMarket Vestibule ClgSetp | Thermostat Setpoint | C | WntrDsn | 2014-01-01 | 2014-12-31 | Constant | 100 | [23 empty] | From DOE Reference Buildings
SuperMarket Vestibule HtgSetp | Thermostat Setpoint | C | Default¦WntrDsn | 2014-01-01 | 2014-12-31 | Constant | 7.2 | [23 empty] | From DOE Reference Buildings
SuperMarket Walk-In Door Sch | Equipment |  | Default¦WntrDsn¦SmrDsn¦Sun¦Wkdy | 2014-01-01 | 2014-12-31 | Hourly | 0 | 0 | 0 | 0 | 0 | 0 | 0.0625 | 0.0625 | 0.0625 | 0.0625 | 0.0625 | 0.0625 | 0.0625 | 0.0625 | 0.0625 | 0.0625 | 0.0625 | 0.0625 | 0.0625 | 0.0625 | 0.0625 | 0.0625 | 0 | 0
SuperMarket Work Eff | Unknown |  | Default¦WntrDsn¦SmrDsn | 2014-01-01 | 2014-12-31 | Constant | 0 | [23 empty] | From DOE Reference Buildings
SuperMarketEle Kit Equip Sch | Equipment |  | Default | 2017-01-01 | 2017-12-31 | Hourly | 0.23 | 0.23 | 0.23 | 0.23 | 0.23 | 0.23 | 0.93 | 0.93 | 0.63 | 0.63 | 0.77 | 1 | 0.86 | 0.36 | 0.28 | 0.23 | 0.23 | 0.23 | 0.23 | 0.23 | 0.23 | 0.23 | 0.23 | 0.23 | From NREL AEDG
SuperMarketEle Kit Equip Sch | Equipment |  | WntrDsn | 2017-01-01 | 2017-12-31 | Constant | 0 | [23 empty] | From NREL AEDG
Warehouse Activity | Activity | W | Default¦WntrDsn¦SmrDsn | 2014-01-01 | 2014-12-31 | Constant | 120 | [23 empty] | From DOE Reference Buildings
Warehouse Always Off Schedule | Unknown |  | Default¦WntrDsn¦SmrDsn | 2014-01-01 | 2014-12-31 | Constant | 0 | [23 empty] | From DOE Prototype Buildings
Warehouse Always On Schedule | Unknown |  | Default¦WntrDsn¦SmrDsn | 2014-01-01 | 2014-12-31 | Constant | 1 | [23 empty] | From DOE Prototype Buildings
Warehouse ALWAYS_OFF | Unknown |  | Default¦WntrDsn¦SmrDsn | 2014-01-01 | 2014-12-31 | Constant | 0 | [23 empty] | From DOE Prototype Buildings
Warehouse ALWAYS_ON | Unknown |  | Default¦WntrDsn¦SmrDsn | 2014-01-01 | 2014-12-31 | Constant | 1 | [23 empty] | From DOE Prototype Buildings
Warehouse Bldg Equip | Equipment |  | Mon¦Tue¦Wed¦Thu¦Fri¦Sat | 2014-01-01 | 2014-12-31 | Hourly | 0.25 | 0.25 | 0.25 | 0.25 | 0.25 | 0.25 | 0.25 | 0.25 | 1 | 1 | 1 | 1 | 0.25 | 1 | 1 | 1 | 1 | 0.25 | 0.25 | 0.25 | 0.25 | 0.25 | 0.25 | 0.25 | From DOE Reference Buildings
Warehouse Bldg Equip | Equipment |  | WntrDsn | 2014-01-01 | 2014-12-31 | Hourly | 0.25 | 0.25 | 0.25 | 0.25 | 0.25 | 0.25 | 0.25 | 0.25 | 1 | 1 | 1 | 1 | 0.25 | 1 | 1 | 1 | 1 | 0.25 | 0.25 | 0.25 | 0.25 | 0.25 | 0.25 | 0.25 | From DOE Reference Buildings
Warehouse Bldg Equip | Equipment |  | SmrDsn | 2014-01-01 | 2014-12-31 | Hourly | 0.25 | 0.25 | 0.25 | 0.25 | 0.25 | 0.25 | 0.25 | 0.25 | 1 | 1 | 1 | 1 | 0.25 | 1 | 1 | 1 | 1 | 0.25 | 0.25 | 0.25 | 0.25 | 0.25 | 0.25 | 0.25 | From DOE Reference Buildings
Warehouse Bldg Equip | Equipment |  | Sun¦Hol | 2014-01-01 | 2014-12-31 | Constant | 0 | [23 empty] | From DOE Reference Buildings
Warehouse Bldg Equip | Equipment |  | Default | 2014-01-01 | 2014-12-31 | Constant | 0 | [23 empty] | From DOE Reference Buildings
Warehouse Bldg Light | Lighting |  | Default | 2014-01-01 | 2014-12-31 | Hourly | 0.1 | 0.1 | 0.1 | 0.1 | 0.1 | 0.1 | 0.1 | 0.4 | 0.7 | 0.9 | 0.9 | 0.9 | 0.8 | 0.9 | 0.9 | 0.9 | 0.9 | 0.3 | 0.1 | 0.1 | 0.1 | 0.1 | 0.1 | 0.1 | From DOE Reference Buildings
Warehouse Bldg Light | Lighting |  | WntrDsn | 2014-01-01 | 2014-12-31 | Constant | 0 | [23 empty] | From DOE Reference Buildings
Warehouse Bldg Light | Lighting |  | SmrDsn | 2014-01-01 | 2014-12-31 | Constant | 1 | [23 empty] | From DOE Reference Buildings
Warehouse Bldg Light | Lighting |  | Sun | 2014-01-01 | 2014-12-31 | Constant | 0.1 | [23 empty] | From DOE Reference Buildings
Warehouse Bldg Light | Lighting |  | Sat | 2014-01-01 | 2014-12-31 | Hourly | 0.1 | 0.1 | 0.1 | 0.1 | 0.1 | 0.1 | 0.1 | 0.1 | 0.1 | 0.24 | 0.24 | 0.24 | 0.1 | 0.1 | 0.1 | 0.1 | 0.1 | 0.1 | 0.1 | 0.1 | 0.1 | 0.1 | 0.1 | 0.1 | From DOE Reference Buildings
Warehouse Bldg Occ | Occupancy |  | Default | 2014-01-01 | 2014-12-31 | Hourly | 0 | 0 | 0 | 0 | 0 | 0 | 0 | 0.15 | 0.7 | 0.9 | 0.9 | 0.9 | 0.5 | 0.85 | 0.85 | 0.85 | 0.2 | 0 | 0 | 0 | 0 | 0 | 0 | 0 | From DOE Reference Buildings
Warehouse Bldg Occ | Occupancy |  | WntrDsn¦Sun | 2014-01-01 | 2014-12-31 | Constant | 0 | [23 empty] | From DOE Reference Buildings
Warehouse Bldg Occ | Occupancy |  | SmrDsn | 2014-01-01 | 2014-12-31 | Constant | 1 | [23 empty] | From DOE Reference Buildings
Warehouse Bldg Occ | Occupancy |  | Sat | 2014-01-01 | 2014-12-31 | Hourly | 0 | 0 | 0 | 0 | 0 | 0 | 0 | 0 | 0.2 | 0.2 | 0.2 | 0.2 | 0.1 | 0.1 | 0.1 | 0.1 | 0 | 0 | 0 | 0 | 0 | 0 | 0 | 0 | From DOE Reference Buildings
Warehouse BLDG_LIGHT_OFFICE_SCH | Lighting |  | Default | 2014-01-01 | 2014-12-31 | Constant | 0.18 | [23 empty] | From DOE Prototype Buildings
Warehouse BLDG_LIGHT_OFFICE_SCH | Lighting |  | WntrDsn | 2014-01-01 | 2014-12-31 | Constant | 0 | [23 empty] | From DOE Prototype Buildings
Warehouse BLDG_LIGHT_OFFICE_SCH | Lighting |  | SmrDsn | 2014-01-01 | 2014-12-31 | Constant | 1 | [23 empty] | From DOE Prototype Buildings
Warehouse BLDG_LIGHT_OFFICE_SCH | Lighting |  | Sat¦Wkdy | 2014-01-01 | 2014-12-31 | Hourly | 0.18 | 0.18 | 0.18 | 0.18 | 0.18 | 0.18 | 0.19674 | 0.35927 | 0.65866 | 0.65866 | 0.65866 | 0.65866 | 0.58167 | 0.65866 | 0.65866 | 0.65866 | 0.65866 | 0.52179 | 0.18 | 0.18 | 0.18 | 0.18 | 0.18 | 0.18 | From DOE Prototype Buildings
Warehouse BLDG_LIGHT_STORAGE_SCH | Lighting |  | Default | 2014-01-01 | 2014-12-31 | Constant | 0.1 | [23 empty] | From DOE Prototype Buildings
Warehouse BLDG_LIGHT_STORAGE_SCH | Lighting |  | WntrDsn | 2014-01-01 | 2014-12-31 | Constant | 0 | [23 empty] | From DOE Prototype Buildings
Warehouse BLDG_LIGHT_STORAGE_SCH | Lighting |  | SmrDsn | 2014-01-01 | 2014-12-31 | Constant | 1 | [23 empty] | From DOE Prototype Buildings
Warehouse BLDG_LIGHT_STORAGE_SCH | Lighting |  | Sat¦Wkdy | 2014-01-01 | 2014-12-31 | Hourly | 0.1 | 0.1 | 0.1 | 0.1 | 0.1 | 0.1 | 0.1 | 0.6 | 0.75 | 0.85 | 0.85 | 0.85 | 0.85 | 0.85 | 0.85 | 0.85 | 0.75 | 0.6 | 0.1 | 0.1 | 0.1 | 0.1 | 0.1 | 0.1 | From DOE Prototype Buildings
Warehouse BLDG_OCC_SCH | Occupancy |  | Default | 2014-01-01 | 2014-12-31 | Constant | 0 | [23 empty] | From DOE Prototype Buildings
Warehouse BLDG_OCC_SCH | Occupancy |  | WntrDsn¦SmrDsn¦Sat¦Wkdy | 2014-01-01 | 2014-12-31 | Hourly | 0 | 0 | 0 | 0 | 0 | 0 | 0.11 | 0.21 | 1 | 1 | 1 | 1 | 0.53 | 1 | 1 | 1 | 1 | 0.32 | 0 | 0 | 0 | 0 | 0 | 0 | From DOE Prototype Buildings
Warehouse Bulk Infil Schedule | Infiltration |  | Wkdy | 2014-01-01 | 2014-12-31 | Hourly | 0.765 | 0.765 | 0.765 | 0.765 | 0.765 | 0.765 | 0.765 | 0.765 | 1 | 1 | 1 | 1 | 0.765 | 1 | 1 | 1 | 1 | 0.765 | 0.765 | 0.765 | 0.765 | 0.765 | 0.765 | 0.765
Warehouse Bulk Infil Schedule | Infiltration |  | Wknd | 2014-01-01 | 2014-12-31 | Constant | 0.765 | 0.765 | 0.765 | 0.765 | 0.765 | 0.765 | 0.765 | 0.765 | 0.765 | 0.765 | 0.765 | 0.765 | 0.765 | 0.765 | 0.765 | 0.765 | 0.765 | 0.765 | 0.765 | 0.765 | 0.765 | 0.765 | 0.765 | 0.765
Warehouse Bulk Storage Heating Setpoint Schedule | Thermostat Setpoint | C | Default¦WntrDsn¦SmrDsn | 2014-01-01 | 2014-12-31 | Constant | 10 | [23 empty] | From DOE Prototype Buildings
Warehouse ClgSetp | Thermostat Setpoint | C | Default | 2014-01-01 | 2014-12-31 | Hourly | 29.4 | 29.4 | 29.4 | 29.4 | 29.4 | 29.4 | 23.9 | 23.9 | 23.9 | 23.9 | 23.9 | 23.9 | 23.9 | 23.9 | 23.9 | 23.9 | 23.9 | 23.9 | 29.4 | 29.4 | 29.4 | 29.4 | 29.4 | 29.4 | From DOE Reference Buildings
Warehouse ClgSetp | Thermostat Setpoint | C | WntrDsn¦SmrDsn | 2014-01-01 | 2014-12-31 | Hourly | 29.4 | 29.4 | 29.4 | 29.4 | 29.4 | 29.4 | 27.8 | 25.6 | 23.9 | 23.9 | 23.9 | 23.9 | 23.9 | 23.9 | 23.9 | 23.9 | 23.9 | 23.9 | 29.4 | 29.4 | 29.4 | 29.4 | 29.4 | 29.4 | From DOE Reference Buildings
Warehouse ClgSetp | Thermostat Setpoint | C | Sun | 2014-01-01 | 2014-12-31 | Constant | 29.4 | [23 empty] | From DOE Reference Buildings
Warehouse ClgSetp BulkStorage | Thermostat Setpoint | C | Default¦WntrDsn¦SmrDsn | 2014-01-01 | 2014-12-31 | Constant | 50
Warehouse ClgSetp FineStorage | Thermostat Setpoint | C | Default¦WntrDsn¦SmrDsn | 2014-01-01 | 2014-12-31 | Constant | 26.7 | [23 empty] | From DOE Reference Buildings
Warehouse Clothing | Clothing |  | Default¦WntrDsn | 2014-01-01 | 2014-12-31 | Constant | 1 | [23 empty] | From DOE Reference Buildings
Warehouse Clothing | Clothing |  | SmrDsn | 2014-01-01 | 2014-12-31 | Constant | 0.5 | [23 empty] | From DOE Reference Buildings
Warehouse Clothing | Clothing |  | Wknd¦Wkdy | 2014-10-01 | 2014-12-31 | Constant | 1 | [23 empty] | From DOE Reference Buildings
Warehouse Clothing | Clothing |  | Wknd¦Wkdy | 2014-05-01 | 2014-09-30 | Constant | 0.5 | [23 empty] | From DOE Reference Buildings
Warehouse COMPACT HVAC-ALWAYS 1 | Unknown |  | Default¦WntrDsn¦SmrDsn | 2014-01-01 | 2014-12-31 | Constant | 1 | [23 empty] | From DOE Prototype Buildings
Warehouse COMPACT HVAC-ALWAYS 4 | Unknown |  | Default¦WntrDsn¦SmrDsn | 2014-01-01 | 2014-12-31 | Constant | 4 | [23 empty] | From DOE Prototype Buildings
Warehouse Cooling Setpoint | Thermostat Setpoint | C | Default | 2014-01-01 | 2014-12-31 | Constant | 30 | [23 empty] | From DOE Reference Buildings
Warehouse Cooling Setpoint | Thermostat Setpoint | C | Wkdy¦SmrDsn | 2014-01-01 | 2014-12-31 | Hourly | 30 | 30 | 30 | 30 | 30 | 30 | 24 | 24 | 24 | 24 | 24 | 24 | 24 | 24 | 24 | 24 | 24 | 30 | 30 | 30 | 30 | 30 | 30 | 30 | From DOE Reference Buildings
Warehouse Cooling Setpoint | Thermostat Setpoint | C | Sat | 2014-01-01 | 2014-12-31 | Hourly | 30 | 30 | 30 | 30 | 30 | 30 | 30 | 30 | 24 | 24 | 24 | 24 | 24 | 24 | 24 | 24 | 30 | 30 | 30 | 30 | 30 | 30 | 30 | 30 | From DOE Reference Buildings
Warehouse Exterior_Lgt_189_1 | Unknown |  | Default¦WntrDsn¦SmrDsn | 2014-01-01 | 2014-12-31 | Constant | 0.5 | [23 empty] | From DOE Prototype Buildings
Warehouse Exterior_Lgt_ALWAYS_ON | Unknown |  | Default¦WntrDsn¦SmrDsn | 2014-01-01 | 2014-12-31 | Constant | 1 | [23 empty] | From DOE Prototype Buildings
Warehouse Exterior_lighting_schedule_a | Lighting |  | Default¦WntrDsn¦SmrDsn | 2014-01-01 | 2014-12-31 | Hourly | 0 | 0 | 0 | 0 | 0 | 0 | 1 | 1 | 1 | 1 | 1 | 1 | 1 | 1 | 1 | 1 | 1 | 1 | 1 | 1 | 1 | 1 | 1 | 1 | From DOE Prototype Buildings
Warehouse Exterior_lighting_schedule_b | Lighting |  | Default¦WntrDsn¦SmrDsn | 2014-01-01 | 2014-12-31 | Hourly | 0.7 | 0.7 | 0.7 | 0.7 | 0.7 | 0.7 | 1 | 1 | 1 | 1 | 1 | 1 | 1 | 1 | 1 | 1 | 1 | 1 | 1 | 1 | 1 | 1 | 1 | 1 | From DOE Prototype Buildings
Warehouse Exterior_Ltg_Sch | Unknown |  | Default¦WntrDsn¦SmrDsn | 2014-01-01 | 2014-12-31 | Hourly | 1 | 1 | 1 | 1 | 0 | 1 | 1 | 0 | 0 | 0 | 0 | 0 | 0 | 0 | 0 | 0 | 0 | 0 | 0 | 1 | 1 | 1 | 1 | 1 | From DOE Prototype Buildings
Warehouse FanSched | Unknown |  | Default | 2014-01-01 | 2014-12-31 | Constant | 0 | [23 empty] | From DOE Prototype Buildings
Warehouse FanSched | Unknown |  | WntrDsn¦SmrDsn | 2014-01-01 | 2014-12-31 | Constant | 1 | [23 empty] | From DOE Prototype Buildings
Warehouse FanSched | Unknown |  | Sat¦Wkdy | 2014-01-01 | 2014-12-31 | Hourly | 0 | 0 | 0 | 0 | 0 | 0 | 0 | 1 | 1 | 1 | 1 | 1 | 1 | 1 | 1 | 1 | 1 | 1 | 0 | 0 | 0 | 0 | 0 | 0 | From DOE Prototype Buildings
Warehouse Fine Infil Schedule | Infiltration |  | Wkdy | 2014-01-01 | 2014-12-31 | Hourly | 1 | 1 | 1 | 1 | 1 | 1 | 1 | 1 | 1 | 0.5 | 0.5 | 0.5 | 0.5 | 0.5 | 0.5 | 0.5 | 1 | 1 | 1 | 1 | 1 | 1 | 1 | 1
Warehouse Fine Infil Schedule | Infiltration |  | Wknd | 2014-01-01 | 2014-12-31 | Constant | 1
Warehouse Fine Storage Cooling Setpoint Schedule | Thermostat Setpoint | C | Default¦WntrDsn¦SmrDsn | 2014-01-01 | 2014-12-31 | Constant | 26.7 | [23 empty] | From DOE Prototype Buildings
Warehouse Fine Storage Heating Setpoint Schedule | Thermostat Setpoint | C | Default¦WntrDsn¦SmrDsn | 2014-01-01 | 2014-12-31 | Constant | 15.56 | [23 empty] | From DOE Prototype Buildings
Warehouse Hot Water Setpoint Temp Schedule | Unknown | W | Default¦WntrDsn¦SmrDsn | 2014-01-01 | 2014-12-31 | Constant | 60 | [23 empty] | From DOE Prototype Buildings
Warehouse HtgSetp | Thermostat Setpoint | C | Default | 2014-01-01 | 2014-12-31 | Hourly | 15.6 | 15.6 | 15.6 | 15.6 | 15.6 | 15.6 | 21.1 | 21.1 | 21.1 | 21.1 | 21.1 | 21.1 | 21.1 | 21.1 | 21.1 | 21.1 | 21.1 | 21.1 | 15.6 | 15.6 | 15.6 | 15.6 | 15.6 | 15.6 | From DOE Reference Buildings
Warehouse HtgSetp | Thermostat Setpoint | C | WntrDsn¦SmrDsn | 2014-01-01 | 2014-12-31 | Hourly | 15.6 | 15.6 | 15.6 | 15.6 | 15.6 | 15.6 | 17.8 | 20 | 21 | 21 | 21 | 21 | 21 | 21 | 21 | 21 | 21 | 21 | 15.6 | 15.6 | 15.6 | 15.6 | 15.6 | 15.6 | From DOE Reference Buildings
Warehouse HtgSetp | Thermostat Setpoint | C | Sat | 2014-01-01 | 2014-12-31 | Hourly | 15.6 | 15.6 | 15.6 | 15.6 | 15.6 | 15.6 | 21.1 | 21.1 | 21.1 | 21.1 | 21.1 | 21.1 | 21.1 | 21.1 | 21.1 | 21.1 | 21.1 | 21.1 | 15.6 | 15.6 | 15.6 | 15.6 | 15.6 | 15.6 | From DOE Reference Buildings
Warehouse HtgSetp | Thermostat Setpoint | C | Sun | 2014-01-01 | 2014-12-31 | Constant | 15.6 | [23 empty] | From DOE Reference Buildings
Warehouse HtgSetp BulkStorage | Thermostat Setpoint | C | Default¦WntrDsn¦SmrDsn | 2014-01-01 | 2014-12-31 | Constant | 7.2 | [23 empty] | From DOE Reference Buildings
Warehouse HtgSetp FineStorage | Thermostat Setpoint | C | Default¦WntrDsn¦SmrDsn | 2014-01-01 | 2014-12-31 | Constant | 15.56 | [23 empty] | From DOE Reference Buildings
Warehouse INFIL_Door_Opening_SCH | Infiltration |  | Default¦WntrDsn¦SmrDsn | 2014-01-01 | 2014-12-31 | Constant | 0 | [23 empty] | From DOE Prototype Buildings
Warehouse INFIL_Door_Opening_SCH | Infiltration |  | Wkdy | 2014-01-01 | 2014-12-31 | Hourly | 0 | 0 | 0 | 0 | 0 | 0 | 0.144 | 1 | 0.144 | 0.144 | 0.144 | 0.144 | 1 | 0.144 | 0.144 | 0.144 | 0.144 | 1 | 0.144 | 0 | 0 | 0 | 0 | 0 | From DOE Prototype Buildings
Warehouse MinOA_MotorizedDamper_Sched | OA Air |  | Default | 2014-01-01 | 2014-12-31 | Constant | 0 | [23 empty] | From DOE Prototype Buildings
Warehouse MinOA_MotorizedDamper_Sched | OA Air |  | WntrDsn¦SmrDsn | 2014-01-01 | 2014-12-31 | Constant | 1 | [23 empty] | From DOE Prototype Buildings
Warehouse MinOA_MotorizedDamper_Sched | OA Air |  | Sat¦Wkdy | 2014-01-01 | 2014-12-31 | Hourly | 0 | 0 | 0 | 0 | 0 | 0 | 0 | 0 | 1 | 1 | 1 | 1 | 1 | 1 | 1 | 1 | 1 | 1 | 0 | 0 | 0 | 0 | 0 | 0 | From DOE Prototype Buildings
Warehouse MinOA_Sched | OA Air |  | Wkdy¦SmrDsn | 2014-01-01 | 2014-12-31 | Hourly | 0 | 0 | 0 | 0 | 0 | 0 | 1 | 1 | 1 | 1 | 1 | 1 | 1 | 1 | 1 | 1 | 1 | 0 | 0 | 0 | 0 | 0 | 0 | 0 | From DOE Prototype Buildings
Warehouse MinOA_Sched | OA Air |  | Sat¦WntrDsn | 2014-01-01 | 2014-12-31 | Hourly | 0 | 0 | 0 | 0 | 0 | 0 | 0 | 1 | 1 | 1 | 1 | 1 | 1 | 1 | 1 | 1 | 0 | 0 | 0 | 0 | 0 | 0 | 0 | 0 | From DOE Prototype Buildings
Warehouse MinOA_Sched | OA Air |  | Default | 2014-01-01 | 2014-12-31 | Constant | 0 | [23 empty] | From DOE Prototype Buildings
Warehouse OA Damper Always ON Schedule | OA Air |  | Default¦WntrDsn¦SmrDsn | 2014-01-01 | 2014-12-31 | Constant | 1 | [23 empty] | From DOE Prototype Buildings
Warehouse OA Damper Off during off hrs Schedule | OA Air |  | Default¦Sun | 2014-01-01 | 2014-12-31 | Constant | 0 | [23 empty] | From DOE Prototype Buildings
Warehouse OA Damper Off during off hrs Schedule | OA Air |  | WntrDsn¦SmrDsn | 2014-01-01 | 2014-12-31 | Constant | 1 | [23 empty] | From DOE Prototype Buildings
Warehouse OA Damper Off during off hrs Schedule | OA Air |  | Sat | 2014-01-01 | 2014-12-31 | Hourly | 0 | 0 | 0 | 0 | 0 | 0 | 0 | 0 | 1 | 1 | 1 | 1 | 1 | 1 | 1 | 1 | 1 | 0 | 0 | 0 | 0 | 0 | 0 | 0 | From DOE Prototype Buildings
Warehouse Office Activity Schedule | Activity | W | Default¦WntrDsn¦SmrDsn | 2014-01-01 | 2014-12-31 | Constant | 131.85 | [23 empty] | From DOE Prototype Buildings
Warehouse Office DHW Schedule | Service Water Heating |  | Default¦WntrDsn¦SmrDsn | 2014-01-01 | 2014-12-31 | Hourly | 0 | 0 | 0 | 0 | 0 | 0 | 0.05 | 0.101 | 0.399 | 0.501 | 0.501 | 0.696 | 0.9 | 0.798 | 0.696 | 0.798 | 0.297 | 0.05 | 0 | 0 | 0 | 0 | 0 | 0
Warehouse Office DHW Schedule | Service Water Heating |  | Sun | 2014-01-01 | 2014-12-31 | Hourly | 0.015 | 0.015 | 0.015 | 0.015 | 0.015 | 0.015 | 0.015 | 0.015 | 0.015 | 0.015 | 0.015 | 0.015 | 0.015 | 0.015 | 0.015 | 0.015 | 0.015 | 0.015 | 0.015 | 0.015 | 0.015 | 0.015 | 0.015 | 0.015
Warehouse Office Infil Schedule | Infiltration |  | Wkdy | 2014-01-01 | 2014-12-31 | Hourly | 1 | 1 | 1 | 1 | 1 | 1 | 1 | 1 | 1 | 0.5 | 0.5 | 0.5 | 0.5 | 0.5 | 0.5 | 0.5 | 1 | 1 | 1 | 1 | 1 | 1 | 1 | 1
Warehouse Office Infil Schedule | Infiltration |  | Wknd | 2014-01-01 | 2014-12-31 | Constant | 1
Warehouse Office_Plug_SCH | Unknown |  | Default | 2014-01-01 | 2014-12-31 | Constant | 0.25545 | [23 empty] | From DOE Prototype Buildings
Warehouse Office_Plug_SCH | Unknown |  | WntrDsn | 2014-01-01 | 2014-12-31 | Constant | 0 | [23 empty] | From DOE Prototype Buildings
Warehouse Office_Plug_SCH | Unknown |  | SmrDsn | 2014-01-01 | 2014-12-31 | Constant | 1 | [23 empty] | From DOE Prototype Buildings
Warehouse Office_Plug_SCH | Unknown |  | Sat¦Wkdy | 2014-01-01 | 2014-12-31 | Hourly | 0.25545 | 0.25545 | 0.25545 | 0.25545 | 0.25545 | 0.25545 | 0.29081 | 0.48468 | 0.96935 | 0.96935 | 0.96935 | 0.96935 | 0.91119 | 0.96935 | 0.96935 | 0.96935 | 0.96935 | 0.48468 | 0.25545 | 0.25545 | 0.25545 | 0.25545 | 0.25545 | 0.25545 | From DOE Prototype Buildings
Warehouse Office_Plug_SCH_2013 | Unknown |  | Default | 2014-01-01 | 2014-12-31 | Constant | 0.25545 | [23 empty] | From DOE Prototype Buildings
Warehouse Office_Plug_SCH_2013 | Unknown |  | WntrDsn | 2014-01-01 | 2014-12-31 | Constant | 0 | [23 empty] | From DOE Prototype Buildings
Warehouse Office_Plug_SCH_2013 | Unknown |  | SmrDsn | 2014-01-01 | 2014-12-31 | Constant | 1 | [23 empty] | From DOE Prototype Buildings
Warehouse Office_Plug_SCH_2013 | Unknown |  | Sat¦Wkdy | 2014-01-01 | 2014-12-31 | Hourly | 0.24569 | 0.24569 | 0.24569 | 0.24569 | 0.24569 | 0.24569 | 0.28785 | 0.47975 | 0.95951 | 0.95951 | 0.95951 | 0.95951 | 0.90193 | 0.95951 | 0.95951 | 0.95951 | 0.95951 | 0.47975 | 0.24569 | 0.24569 | 0.24569 | 0.24569 | 0.24569 | 0.24569 | From DOE Prototype Buildings
Warehouse Work Eff | Unknown |  | Default¦WntrDsn¦SmrDsn | 2014-01-01 | 2014-12-31 | Constant | 0 | [23 empty] | From DOE Reference Buildings
Warehouse ZoneControlSchedule | Unknown |  | Default¦WntrDsn¦SmrDsn | 2014-01-01 | 2014-12-31 | Constant | 1 | [23 empty] | From DOE Prototype Buildings

## Space Types Exhaust
A Space Type is a set of interior loads and their schedules to represent a specific use-type area in a building
|  |  | Exhaust - Not currently part of a space type |  |  | Exhaust Fan
Template | Building Type | Space Type | Exhaust per Area (cfm/ft2) | Exhaust per Unit (cfm) | Exhaust Fan Power per Area (W/ft^2) | Exhaust Fan Efficiency | Exhaust Fan Power (W) | Exhaust Fan Pressure Rise (Pa) | Exhaust Fan Maximum Flow Rate (cfm) | Exhaust Availability Schedule | Exhaust Flow Fraction Schedule | Balanced Exhaust Fraction Schedule
DEER T24 2022 | Any | Plenum
DEER T24 2022 | Asm | Auditorium
DEER T24 2022 | Asm | Classroom
DEER T24 2022 | Asm | Conference
DEER T24 2022 | Asm | Dining
DEER T24 2022 | Asm | Exhibit
DEER T24 2022 | Asm | Hall
DEER T24 2022 | Asm | Kitchen
DEER T24 2022 | Asm | LobbyWaiting
DEER T24 2022 | Asm | MechElecRoom
DEER T24 2022 | Asm | OfficeGeneral
DEER T24 2022 | Asm | RelWorship
DEER T24 2022 | Asm | Restroom
DEER T24 2022 | Asm | RetailSales
DEER T24 2022 | Asm | StockRoom
DEER T24 2022 | ECC | Classroom
DEER T24 2022 | ECC | CompRoomClassRm
DEER T24 2022 | ECC | Conference
DEER T24 2022 | ECC | CorridorStairway
DEER T24 2022 | ECC | Dining
DEER T24 2022 | ECC | Gymnasium
DEER T24 2022 | ECC | Kitchen | 1.2 | 3375.24 | 0.2928 | 0.6 | 823.561 | 1244.2 |  | RestaurantHVACAvail | RestaurantHVACAvail | RestaurantExhaustHoodEqualOrLessThan5000cfm
DEER T24 2022 | ECC | LibraryReading
DEER T24 2022 | ECC | MechElecRoom
DEER T24 2022 | ECC | OfficeGeneral
DEER T24 2022 | ECC | Restroom
DEER T24 2022 | ECC | Shop
DEER T24 2022 | ECC | StorageSmlCond
DEER T24 2022 | EPr | Classroom
DEER T24 2022 | EPr | CompRoomClassRm
DEER T24 2022 | EPr | CorridorStairway
DEER T24 2022 | EPr | Dining
DEER T24 2022 | EPr | Gymnasium | 0.2 | 749.38 | 0.068 | 0.43 | 254.7892 | 311.05 |  | RetailHVACAvail | RetailHVACAvail | RestaurantExhaustHoodEqualOrLessThan5000cfm
DEER T24 2022 | EPr | Kitchen | 0.6 | 1050.36 | 0.1464 | 0.6 | 256.2856 | 1244.2 |  | RestaurantHVACAvail | RestaurantHVACAvail | RestaurantExhaustHoodEqualOrLessThan5000cfm
DEER T24 2022 | EPr | LibraryReading
DEER T24 2022 | EPr | Lobby
DEER T24 2022 | EPr | OfficeGeneral
DEER T24 2022 | EPr | Restroom
DEER T24 2022 | EPr | StorageSmlCond
DEER T24 2022 | ERC | Classroom
DEER T24 2022 | ESe | Classroom | 0.25 | 937.725 | 0.085 | 0.43 | 318.8265 | 311.05 |  | SchoolHVACAvail | SchoolHVACAvail | RestaurantExhaustHoodEqualOrLessThan5000cfm
DEER T24 2022 | ESe | CompRoomClassRm
DEER T24 2022 | ESe | Conference
DEER T24 2022 | ESe | CorridorStairway
DEER T24 2022 | ESe | Dining
DEER T24 2022 | ESe | Gymnasium
DEER T24 2022 | ESe | Kitchen | 0.3 | 787.66 | 0.0732 | 0.6 | 192.1892 | 1244.2 |  | RestaurantHVACAvail | RestaurantHVACAvail | RestaurantExhaustHoodEqualOrLessThan5000cfm
DEER T24 2022 | ESe | LibraryReading
DEER T24 2022 | ESe | MechElecRoom
DEER T24 2022 | ESe | OfficeGeneral
DEER T24 2022 | ESe | Restroom
DEER T24 2022 | ESe | Shop
DEER T24 2022 | ESe | StorageSmlCond
DEER T24 2022 | EUn | Auditorium
DEER T24 2022 | EUn | Classroom
DEER T24 2022 | EUn | CompRoomClassRm
DEER T24 2022 | EUn | Conference
DEER T24 2022 | EUn | CorridorStairway
DEER T24 2022 | EUn | Dining
DEER T24 2022 | EUn | DormitoryRoom
DEER T24 2022 | EUn | FacMaint
DEER T24 2022 | EUn | Gymnasium
DEER T24 2022 | EUn | Kitchen | 2.1 | 11012.3433 | 0.5124 | 0.6 | 2687.0118 | 1244.2 |  | RestaurantHVACAvail | RestaurantHVACAvail | RestaurantExhaustHoodGreaterThan5000cfm
DEER T24 2022 | EUn | LibraryReading
DEER T24 2022 | EUn | LoungeArea
DEER T24 2022 | EUn | OfficeGeneral
DEER T24 2022 | EUn | Restroom
DEER T24 2022 | EUn | StorageSmlCond
DEER T24 2022 | Gro | CorridorStairway
DEER T24 2022 | Gro | GrocSales
DEER T24 2022 | Gro | IndLoadDock
DEER T24 2022 | Gro | Kitchen
DEER T24 2022 | Gro | MechElecRoom
DEER T24 2022 | Gro | OfficeGeneral
DEER T24 2022 | Gro | RefFoodPrep
DEER T24 2022 | Gro | RefWalkInCool
DEER T24 2022 | Gro | RefWalkInFreeze
DEER T24 2022 | Gro | Restroom
DEER T24 2022 | Gro | StockRoom
DEER T24 2022 | Hsp | Dining
DEER T24 2022 | Hsp | FacMaint
DEER T24 2022 | Hsp | Hall
DEER T24 2022 | Hsp | HspNursing
DEER T24 2022 | Hsp | HspSurgOutptLab
DEER T24 2022 | Hsp | Kitchen | 2.9 | 5432.57 | 0.7076 | 0.6 | 1325.5471 | 1244.2 |  | RestaurantHVACAvail | RestaurantHVACAvail | RestaurantExhaustHoodGreaterThan5000cfm
DEER T24 2022 | Hsp | LobbyWaiting
DEER T24 2022 | Hsp | OfficeGeneral
DEER T24 2022 | Hsp | PatientRoom
DEER T24 2022 | Hsp | Restroom
DEER T24 2022 | Hsp | RetailSales
DEER T24 2022 | Hsp | StockRoom
DEER T24 2022 | Htl | BarCasino | 0.2 | 74.7 | 0.0488 | 0.43 | 18.2268 | 1244.2 |  | RestaurantHVACAvail | RestaurantHVACAvail | RestaurantExhaustHoodEqualOrLessThan5000cfm
DEER T24 2022 | Htl | Dining
DEER T24 2022 | Htl | GuestRmCorrid
DEER T24 2022 | Htl | GuestRmOcc
DEER T24 2022 | Htl | GuestRmUnOcc
DEER T24 2022 | Htl | HotelLobby
DEER T24 2022 | Htl | Kitchen | 8.8 | 3286.6064 | 2.1472 | 0.6 | 801.932 | 1244.2 |  | RestaurantHVACAvail | RestaurantHVACAvail | RestaurantExhaustHoodEqualOrLessThan5000cfm
DEER T24 2022 | Htl | Laundry | 0.5 | 2054.95 | 0.17 | 0.43 | 698.683 | 311.05 |  | ResidentialCommonHVACAvail | ResidentialCommonHVACAvail | RestaurantExhaustHoodEqualOrLessThan5000cfm
DEER T24 2022 | Htl | OfficeGeneral
DEER T24 2022 | Htl | Restroom
DEER T24 2022 | Htl | StockRoom
DEER T24 2022 | MBT | Break
DEER T24 2022 | MBT | CompRoomData
DEER T24 2022 | MBT | Conference
DEER T24 2022 | MBT | CorridorStairway
DEER T24 2022 | MBT | Dining
DEER T24 2022 | MBT | Kitchen
DEER T24 2022 | MBT | Laboratory
DEER T24 2022 | MBT | LobbyWaiting
DEER T24 2022 | MBT | MechElecRoom
DEER T24 2022 | MBT | OfficeOpen
DEER T24 2022 | MBT | OfficeSmall
DEER T24 2022 | MBT | Restroom
DEER T24 2022 | MBT | StorageSmlCond
DEER T24 2022 | MBT | Work
DEER T24 2022 | MFm | ResPublicArea
DEER T24 2022 | MFm | ResBedroom
DEER T24 2022 | MFm | ResLiving
DEER T24 2022 | MLI | Break
DEER T24 2022 | MLI | CorridorStairway
DEER T24 2022 | MLI | LobbyWaiting
DEER T24 2022 | MLI | MechElecRoom
DEER T24 2022 | MLI | OfficeGeneral
DEER T24 2022 | MLI | Restroom
DEER T24 2022 | MLI | RetailSales
DEER T24 2022 | MLI | StockRoom
DEER T24 2022 | MLI | Work
DEER T24 2022 | Mtl | Break
DEER T24 2022 | Mtl | GuestRmCorrid
DEER T24 2022 | Mtl | GuestRmOcc
DEER T24 2022 | Mtl | GuestRmUnOcc
DEER T24 2022 | Mtl | Laundry
DEER T24 2022 | Mtl | MechElecRoom
DEER T24 2022 | Mtl | OfficeGeneral
DEER T24 2022 | Mtl | Restroom
DEER T24 2022 | Mtl | StorageSmlCond
DEER T24 2022 | Nrs | CorridorStairway
DEER T24 2022 | Nrs | Dining
DEER T24 2022 | Nrs | Kitchen | 0.5 | 1349.5593 | 0.122 | 0.6 | 329.2925 | 1244.2 |  | RestaurantHVACAvail | RestaurantHVACAvail | RestaurantExhaustHoodEqualOrLessThan5000cfm
DEER T24 2022 | Nrs | Laundry
DEER T24 2022 | Nrs | LobbyWaiting
DEER T24 2022 | Nrs | MechElecRoom
DEER T24 2022 | Nrs | OfficeGeneral
DEER T24 2022 | Nrs | PatientRoom
DEER T24 2022 | Nrs | Restroom
DEER T24 2022 | Nrs | StorageSmlCond
DEER T24 2022 | OfL | Break
DEER T24 2022 | OfL | Conference
DEER T24 2022 | OfL | CopyRoom
DEER T24 2022 | OfL | CorridorStairway
DEER T24 2022 | OfL | LobbyWaiting
DEER T24 2022 | OfL | MechElecRoom
DEER T24 2022 | OfL | OfficeOpen
DEER T24 2022 | OfL | OfficeSmall
DEER T24 2022 | OfL | Restroom
DEER T24 2022 | OfL | StorageSmlCond
DEER T24 2022 | OfS | Break
DEER T24 2022 | OfS | CompRoomData
DEER T24 2022 | OfS | Conference
DEER T24 2022 | OfS | CopyRoom
DEER T24 2022 | OfS | Hall
DEER T24 2022 | OfS | LobbyWaiting
DEER T24 2022 | OfS | MechElecRoom
DEER T24 2022 | OfS | OfficeOpen
DEER T24 2022 | OfS | OfficeSmall
DEER T24 2022 | OfS | Restroom
DEER T24 2022 | OfS | StorageSmlCond
DEER T24 2022 | RFF | CorridorStairway
DEER T24 2022 | RFF | Dining
DEER T24 2022 | RFF | Kitchen | 3.3 | 2637.2775 | 0.8052 | 0.6 | 643.4957 | 1244.2 |  | RestaurantHVACAvail | RestaurantHVACAvail | RestaurantExhaustHoodEqualOrLessThan5000cfm
DEER T24 2022 | RFF | LobbyWaiting
DEER T24 2022 | RFF | OfficeGeneral
DEER T24 2022 | RFF | Restroom | 1 | 100.2 | 0.34 | 0.43 | 34.068 | 311.05 |  | OfficeHVACAvail | OfficeHVACAvail | RestaurantExhaustHoodEqualOrLessThan5000cfm
DEER T24 2022 | RFF | StockRoom
DEER T24 2022 | RSD | CorridorStairway
DEER T24 2022 | RSD | Dining
DEER T24 2022 | RSD | Kitchen | 2.5 | 4007.328 | 0.61 | 0.6 | 977.788 | 1244.2 |  | RestaurantHVACAvail | RestaurantHVACAvail | RestaurantExhaustHoodEqualOrLessThan5000cfm
DEER T24 2022 | RSD | LobbyWaiting
DEER T24 2022 | RSD | OfficeGeneral
DEER T24 2022 | RSD | Restroom | 1 | 200.2 | 0.34 | 0.43 | 68.068 | 311.05 |  | OfficeHVACAvail | OfficeHVACAvail | RestaurantExhaustHoodEqualOrLessThan5000cfm
DEER T24 2022 | RSD | StockRoom
DEER T24 2022 | Rt3 | Break
DEER T24 2022 | Rt3 | CorridorStairway
DEER T24 2022 | Rt3 | MechElecRoom
DEER T24 2022 | Rt3 | OfficeGeneral
DEER T24 2022 | Rt3 | Restroom
DEER T24 2022 | Rt3 | RetailSales
DEER T24 2022 | Rt3 | StockRoom
DEER T24 2022 | Rt3 | Work
DEER T24 2022 | RtL | Break
DEER T24 2022 | RtL | Kitchen | 3.6 | 487.33 | 0.0805 | 0.6 | 118.9085 | 995.36 |  | RestaurantHVACAvail | RestaurantHVACAvail | RestaurantExhaustHoodEqualOrLessThan5000cfm
DEER T24 2022 | RtL | MechElecRoom
DEER T24 2022 | RtL | OfficeGeneral
DEER T24 2022 | RtL | Restroom
DEER T24 2022 | RtL | RetailSales
DEER T24 2022 | RtL | StockRoom
DEER T24 2022 | RtL | Work
DEER T24 2022 | RtS | Break
DEER T24 2022 | RtS | Hall
DEER T24 2022 | RtS | MechElecRoom
DEER T24 2022 | RtS | OfficeGeneral
DEER T24 2022 | RtS | Restroom
DEER T24 2022 | RtS | RetailSales
DEER T24 2022 | RtS | StockRoom
DEER T24 2022 | SCn | Break
DEER T24 2022 | SCn | Hall
DEER T24 2022 | SCn | OfficeGeneral
DEER T24 2022 | SCn | Restroom
DEER T24 2022 | SCn | WarehouseCond
DEER T24 2022 | SUn | OfficeGeneral
DEER T24 2022 | SUn | Restroom
DEER T24 2022 | SUn | WarehouseUnCond
DEER T24 2022 | WRf | IndLoadDock
DEER T24 2022 | WRf | MechElecRoom
DEER T24 2022 | WRf | OfficeGeneral
DEER T24 2022 | WRf | RefStorCooler
DEER T24 2022 | WRf | RefStorFreezer
DEER T24 2022 | WRf | Restroom